{"text_format":"1","workbook":"xlsx","n_sheets":60,"sheets":["【シート関連図・作成手順】","1. 基本情報等","2. 敷地境界等","3. 算定体制","4. 排出源リスト","5. モニタリングポイント","6-1. CO2排出量①","6-2. CO2排出量②","6-3. CO2排出量③","6-4. CO2排出量_総括","7-1. CO2排出量①","7-2. CO2排出量②","7-3. CO2排出量③","7-4. CO2排出量_総括","8. 備考","表紙","411工場・事業場概要","主要機器の排出量","413対策実施状況","414計測実施記録","421現状の課題","422提案対策一覧","431報告会議事録","511脱炭素化計画","512排出量(対策なし)根拠","513設備CO2削減計画","521実施体制","522実施計画","523投資回収計画","524設備構成比較","対策個票1","対策個票2","対策個票3","対策個票4","対策個票5","対策個票6","対策個票7","対策個票8","対策個票9","対策個票10","対策個票11","対策個票12","542法定耐用年数","排出係数・単価表","支援実施記録","【参考】対策メニューリスト","事業報告書用データ転記元シート","非表示_活動量と単位","非表示_GJ換算表","非表示_対策メニュー","非表示_年月・補助金等","非表示_活動の種別","非表示_業種","集計用_算定報告書","集計用_診断概要","集計用_実施状況","集計用_脱炭素化&投資回収等","集計用_設備CO2削減計画","集計用_対策概要","集計用_対策効果等"],"not_rendered":{"charts":0,"images":7,"macros":1,"external_links":2,"defined_names":183,"comments":41,"pivot_tables":0},"unopened":[],"bounds":{"document_bytes":16777216,"sheet_cells":100000,"rows_first":2000,"rows_last":500,"rows_between":2000,"halvings":0,"cell_chars":16384,"cell_head_chars":4096},"cells_cut":0,"cells_raw":0,"read":"whole","date_system":"1900"}

{"sheet":"【シート関連図・作成手順】","index":0,"n_rows":144,"n_cols":51,"rows_kept":144,"cut":false,"hidden":false,"merged":[[12,34,12,35],[13,34,13,35],[8,34,8,35],[23,21,23,22],[16,21,16,22],[18,21,18,22],[19,21,19,22],[20,21,20,22],[21,21,21,22],[22,21,22,22],[14,34,14,35],[10,34,10,35],[11,34,11,35],[9,34,9,35],[19,2,19,3],[17,21,17,22],[137,3,137,56],[48,3,48,56],[73,3,73,56],[17,2,17,3],[20,2,20,3],[21,2,21,3],[18,2,18,3],[143,39,143,40],[143,42,143,45],[143,50,143,53],[33,30,33,32],[33,39,33,41],[131,30,131,32],[131,39,131,41],[98,3,98,56],[109,3,109,56],[120,3,120,56],[8,2,8,3],[9,2,9,3],[10,2,10,3],[8,21,8,22],[9,21,9,22],[10,21,10,22],[16,2,16,3],[11,21,11,22],[12,21,12,22],[13,21,13,22],[11,2,11,3],[12,2,12,3],[13,2,13,3],[14,2,14,3],[15,2,15,3]]}
[]
[]
[]
[null,null,"シート構成"]
[null,null,"本様式には、「基準年度算定報告書」「診断報告書」「実施計画書」の3種類が用意されています。"]
[null,null,"シート名の変更やシートの削除をしないように注意してください（ただし、使用しなかった対策個票シートは削除してください。）。"]
[]
[null,null,"■算定報告書",null,null,null,null,null,null,null,null,null,null,null,null,null,null,null,null,null,null,"■","診断報告書",null,null,null,null,null,null,null,null,null,null,null,"■","診断報告書・実施計画書共通"]
[null,null,1,null,"基本情報等",null,null,null,null,null,null,null,null,null,null,null,null,null,null,null,null,411,null,"工場・事業場概要",null,null,null,null,null,null,null,null,null,null,"---",null,"表紙"]
[null,null,2,null,"敷地境界等",null,null,null,null,null,null,null,null,null,null,null,null,null,null,null,null,413,null,"対策実施状況",null,null,null,null,null,null,null,null,null,null,"---",null,"主要機器の排出量"]
[null,null,3,null,"算定体制",null,null,null,null,null,null,null,null,null,null,null,null,null,null,null,null,414,null,"計測実施記録",null,null,null,null,null,null,null,null,null,null,"---",null,"対策個票1～12"]
[null,null,4,null,"排出源リスト",null,null,null,null,null,null,null,null,null,null,null,null,null,null,null,null,421,null,"現状の課題",null,null,null,null,null,null,null,null,null,null,"---",null,"排出係数・単価表"]
[null,null,5,null,"モニタリングポイント",null,null,null,null,null,null,null,null,null,null,null,null,null,null,null,null,422,null,"提案対策一覧",null,null,null,null,null,null,null,null,null,null,"---",null,"支援実施記録"]
[null,null,"6-1",null,"CO2排出量①（工場・事業場全体）",null,null,null,null,null,null,null,null,null,null,null,null,null,null,null,null,431,null,"報告会議事録",null,null,null,null,null,null,null,null,null,null,"---",null,"【参考】対策メニューリスト"]
[null,null,"6-2",null,"CO2排出量②（工場・事業場全体）",null,null,null,null,null,null,null,null,null,null,null,null,null,null,null,null,null,null,null,null,null,null,null,null,null,null,null,null,null,"---",null,"事業報告書用データ転記元シート"]
[null,null,"6-3",null,"CO2排出量③（工場・事業場全体）",null,null,null,null,null,null,null,null,null,null,null,null,null,null,null,null,"■","実施計画書"]
[null,null,"6-4",null,"CO2排出量_総括（工場・事業場全体）",null,null,null,null,null,null,null,null,null,null,null,null,null,null,null,null,511,null,"脱炭素化計画"]
[null,null,"7-1",null,"CO2排出量①（主要なシステム系統）",null,null,null,null,null,null,null,null,null,null,null,null,null,null,null,null,512,null,"排出量（対策なし）根拠"]
[null,null,"7-2",null,"CO2排出量②（主要なシステム系統）",null,null,null,null,null,null,null,null,null,null,null,null,null,null,null,null,513,null,"設備CO2削減計画"]
[null,null,"7-3",null,"CO2排出量③（主要なシステム系統）",null,null,null,null,null,null,null,null,null,null,null,null,null,null,null,null,521,null,"実施体制"]
[null,null,"7-4",null,"CO2排出量_総括（主要なシステム系統）",null,null,null,null,null,null,null,null,null,null,null,null,null,null,null,null,522,null,"実施計画"]
[null,null,8,null,"備考",null,null,null,null,null,null,null,null,null,null,null,null,null,null,null,null,523,null,"投資回収計画"]
[null,null,null,null,null,null,null,null,null,null,null,null,null,null,null,null,null,null,null,null,null,524,null,"設備構成比較"]
[null,null,null,null,null,null,null,null,null,null,null,null,null,null,null,null,null,null,null,null,null,542,null,"法定耐用年数"]
[]
[null,null,"「算定報告書」の作成"]
[]
[null,null,"「SHIFT事業：実施ルール」、「SHIFT事業：モニタリング報告ガイドライン」を参照し、入力してください。"]
[]
[null,null,"＜作成時の注意点＞"]
[null,null,"・","算定報告書では、エネルギー起源のCO2排出だけでなく、廃棄物の焼却・使用等に伴うCO2排出、工業プロセスに伴うCO2排出も含めて算定します。"]
[null,null,"・","特別な断りがない限り、算定報告書提出日現在の情報を記載してください。"]
[null,null,"・","左側（印刷エリア）にて直接入力/選択してください。"]
[null,null,null,"入力／選択／自動計算のセル色凡例は、次の通りです。",null,null,null,null,null,null,null,null,null,null,null,null,null,null,null,null,null,null,null,null,"セル色凡例",null,null,null,null,null,"直接入力",null,null,null,null,"選択",null,null,null,"自動計算"]
[null,null,"・","記入例は別ファイルで用意されていますので、参考にしてください。"]
[null,null,"・","各シートに作成時のポイントや、注意事項が説明されていますので、必ず目を通すようにしてください。"]
[null,null,"・","保護がかけられていないシートにおいては、計算式の削除等に注意し、セルの結合・削除や行列の挿入・削除をしないようにしてください。"]
[null,null,null,"（行の挿入方法が注記されている場合には、その方法に従って行を挿入することができます。）"]
[null,null,"・","体裁を調整した場合には、［改ページプレビュー］にて印刷範囲の確認（再設定）をしてください。"]
[null,null,"・","シート上部にある【セル色表示／非表示】にチェックを入れると、上記のセル色が非表示になります。"]
[null,null,null,"左側（印刷エリア）を印刷する際に活用してください。"]
[]
[null,null,"「診断報告書/実施計画書」の作成"]
[null,null,"成果物として「実施計画書A/B」または「実施計画書A/B/C」を作成する場合は、「１．診断報告書を作成する」から始めてください。"]
[null,null,"成果物として「実施計画書C」を作成する場合は、診断報告書の作成は不要のため、「２－２．実施計画書Cを作成する」を参照してください。"]
[]
[null,"１．診断報告書を作成する"]
[null,null,"①","[表紙]にて「診断報告書」を選択し、支援機関名を入力してください。"]
[null,null,"②","[411工場・事業場概要]にて、工場・事業場のCO2排出状況やエネルギー使用状況を示してください。（※基準年度CO2排出量及び基準年度エネルギー使用量（GJ換算値）は、「算定報告書」にて算出された値が自動転記されます。）"]
[null,null,"③","[主要機器の排出量]にて、工場・事業場の主要機器とCO2排出状況を把握し、エネルギーフロー図を作成してください。"]
[null,null,null,"選定した主要機器の活動種別及び排出係数については、[排出係数・単価表]にて入力しておく必要があります。"]
[null,null,"④","[413対策実施状況]に記載の項目について、工場・事業場の現状を把握し、現状に合った対策の提案予定を記録してください。"]
[null,null,"⑤\n","[414計測実施記録]にて、診断において実施した計測の対象、目的、項目、期間等を記録してください。"]
[null,null,"⑥","[421現状の課題]に、診断により検出された現状の課題と、対応する対策提案を入力してください。"]
[null,null,"⑦","[対策個票]の１～４ページ目（4.実施方法）までを作成してください。"]
[null,null,null,"個票番号は「診断報告書」と「実施計画書」で変更せず共通の番号を使用してください。"]
[null,null,null,"対策個票は12シートが用意されています。対策個票を増やしたい場合は支援機関窓口まで問い合わせてください。"]
[null,null,"⑧","[排出係数・単価表]にて、対策個票で使用する活動種別について、係数、単価及び単価の根拠を入力してください。"]
[null,null,null,"③の段階で選択及び入力した活動種別と係数をそのまま使用することができます。⑦と⑧は、適宜平行して作業してください。"]
[null,null,"⑨","[422提案対策一覧]を作成してください。"]
[null,null,"⑩","診断結果報告会を開催し、[431報告会議事録]に報告会実施状況及び報告会の結果を記録してください。"]
[null,null,"⑪","[支援実施記録]にて実績等を入力してください。"]
[null,null,"⑫","本ファイルを「診断報告書」として保存してください。"]
[]
[null,"２．実施計画書を作成する"]
[null,null,"[表紙]にて「実施計画書A/B」、「実施計画書C」、または「実施計画書A/B/C」を選択すると、各実施計画書に該当するシート一式が表示されます。"]
[null,null,"「実施計画書A/B」の作成は２－１．を、「実施計画書C」の作成は２－２．を、「実施計画書A/B/C」の作成は２－３．を参照してください。"]
[null,"２－１．実施計画書A/Bを作成する"]
[null,null,"①","「診断報告書」ファイルをコピーし、実施計画書用に別名保存してください。"]
[null,null,"②","[表紙］にて「実施計画書A/B」を選択してください。実施計画書A/B用のシートが表示されます。"]
[null,null,"③","[511脱炭素化計画]にて、計画年度、目標年度を入力/選択してください。"]
[null,null,"④","[512排出量(対策なし)根拠]にて、計画年度における対策を実施しない場合のCO2排出量とエネルギー使用量（GJ換算値）、及びその算出根拠を入力してください。"]
[null,null,null,"（※基準年度CO2排出量及び基準年度エネルギー使用量（GJ換算値）は、「算定報告書」にて算出された値が自動転記されます。）"]
[null,null,"⑤\n","「診断報告書」で作成した[対策個票]のうち、実施計画書に反映する[対策個票]について未作成の５～６ページ目（5.実施計画、6.更新設備仕様・見積書）を作成してください。７～８ページ目（7.報告時の～、8.導入した設備～、9.既存診断利用～）は作成不要です（実施計画書C該当項目のため）。"]
[null,null,null,"これらの［対策個票］の１～４ページ目（4.実施方法）については、診断結果報告会等における事業者との協議内容に基づき、必要に応じて修正してください。"]
[null,null,null,"「実施計画書」に反映しない対策個票は削除してください（残したい場合には、シート名冒頭に「423」をつけて非表示にしてください（例：423対策個票1））。"]
[null,null,null,"「診断報告書」及び「実施計画書」のいずれでも使用していない対策個票シートは、ファイル容量を下げるためにシートごと削除してください。"]
[null,null,"⑥","[排出係数・単価表]は「診断報告書」で作成したものをそのまま使用し、必要に応じて活動種別の追加、係数、単価及び単価の根拠を入力してください。"]
[null,null,null,"⑤と⑥は、適宜平行して作業してください。"]
[null,null,"⑦","[511脱炭素化計画]の3表にある「対策個票番号」の欄にて、本計画に含める対策個票の番号を選択してください。必要な情報が呼び込まれます。"]
[null,null,null,"主要システム系統に関連する対策については、当該欄に○をつけてください。"]
[null,null,"⑧","[511脱炭素化計画]の3表にて計画年度以降の活動予定、および2表の入力をしてください。"]
[null,null,"⑨","[522実施計画]および[523投資回収計画]は、手順⑦まで行うことにより自動的に作成されます。"]
[null,null,"⑩","[542法定耐用年数]にて、対策個票の番号を選択してください。個票から必要な情報が呼込まれます。"]
[null,null,"⑪","[支援実施記録]にて支援機関の支援実績等を入力してください。"]
[null,null,"⑫","[521実施体制]、[524設備構成比較]は独立しているため、実施計画書全体の作成進捗状況に応じて、適宜作成してください。"]
[null,null,"⑬","本ファイルを「実施計画書A/B」として保存してください。"]
[null,"２－２．実施計画書Cを作成する"]
[null,null,"①","[表紙］にて「実施計画書C」を選択してください。実施計画書C用のシートが表示されます。"]
[null,null,"②","[主要機器の排出量]にて、工場・事業場の主要機器とCO2排出状況を把握し、エネルギーフロー図を作成してください。"]
[null,null,null,"選定した主要機器の活動種別及び排出係数については、[排出係数・単価表]にて入力しておく必要があります。"]
[null,null,"③","[対策個票]の１～４ページ目（4.実施方法まで）、６～８ページ目（6.更新設備仕様～、7.報告時の～、8.導入した設備～）を作成してください。"]
[null,null,null,"５ページ目（5.実施計画）は作成不要です（実施計画書A/B該当項目のため）。８ページ目（9.既存診断利用～）は該当する場合にのみ作成してください。"]
[null,null,null,"使用しない対策個票シートは、ファイル容量を下げるためにシートごと削除してください。"]
[null,null,"④","[排出係数・単価表]にて、対策個票で使用する活動種別について、係数、単価及び単価の根拠を入力してください。"]
[null,null,null,"②の段階で選択及び入力した活動種別と係数をそのまま使用することができます。③と④は、適宜平行して作業してください。"]
[null,null,"⑤","[513設備CO2削減計画]にて、本計画に含める対策個票の番号を選択してください。必要な情報が呼込まれます。"]
[null,null,null,"「申請予定補助金」の欄と「LED照明設備・再エネ設備」の欄については、対策ごとに該当する選択肢をプルダウンから選択してください。"]
[null,null,null,"「申請予定補助金」欄には、初期状態では対策個票の５ページ目（5.実施計画）を参照する計算式が入っていますが、実施計画書Cでは対策個票の５ページ目（5.実施計画）を作成しないため、ここでは計算式を削除してプルダウンを利用してください。"]
[null,null,"⑥","[542法定耐用年数]にて、対策個票の番号を選択してください。個票から必要な情報が呼込まれます。"]
[null,null,"⑦","[支援実施記録]にて支援機関の支援実績等を入力してください。"]
[null,null,"⑧","[524設備構成比較]は独立しているため、実施計画書全体の作成進捗状況に応じて、適宜作成してください。"]
[null,null,"⑨","本ファイルを「実施計画書C」として保存してください。"]
[null,"２－３．実施計画書A/B/Cを作成する"]
[null,null,"①","「診断報告書」ファイルをコピーし、実施計画書用に別名保存してください。"]
[null,null,"②","[表紙］にて「実施計画書A/B/C」を選択してください。実施計画書A/B/C用のシートが表示されます。"]
[null,null,"③","[511脱炭素化計画]にて、計画年度、目標年度を入力/選択してください。"]
[null,null,"④","[512排出量(対策なし)根拠]にて、計画年度における対策を実施しない場合のCO2排出量とエネルギー使用量（GJ換算値）、及びその算出根拠を入力してください。"]
[null,null,null,"（※基準年度CO2排出量及び基準年度エネルギー使用量（GJ換算値）は、「算定報告書」にて算出された値が自動転記されます。）"]
[null,null,"⑤\n","「診断報告書」で作成した[対策個票]のうち、実施計画書に反映する[対策個票]について未作成の５～８ページ目（5.実施計画、6.更新設備仕様・見積書、7.報告時の～、8.導入した設備～、9.既存診断利用～）を作成してください。"]
[null,null,null,"なお、７～８ページ目（7.報告時の～、8.導入した設備～、9.既存診断利用～）は、[513設備CO2削減計画]に含まれない対策については作成不要です。"]
[null,null,null,"これらの［対策個票］の１～４ページ目（4.実施方法まで）については、診断結果報告会等における事業者との協議内容に基づき、必要に応じて修正してください。"]
[null,null,null,"「実施計画書」に反映しない対策個票は削除してください（残したい場合には、シート名冒頭に「423」をつけて非表示にしてください（例：423対策個票1））。"]
[null,null,null,"「診断報告書」及び「実施計画書」のいずれでも使用していない対策個票シートは、ファイル容量を下げるためにシートごと削除してください。"]
[null,null,"⑥","[排出係数・単価表]は「診断報告書」で作成したものをそのまま使用し、必要に応じて活動種別の追加、係数、単価及び単価の根拠を入力してください。"]
[null,null,null,"⑤と⑥は、適宜平行して作業してください。"]
[null,null,"⑦","[511脱炭素化計画]の3表にある「対策個票番号」の欄にて、本計画に含める対策個票の番号を選択してください。必要な情報が呼び込まれます。"]
[null,null,null,"主要システム系統に関連する対策については、当該欄に○をつけてください。"]
[null,null,"⑧","[511脱炭素化計画]の3表にて計画年度以降の活動予定、および2表の入力をしてください。"]
[null,null,"⑨","[513設備CO2削減計画]にて、本計画に含める対策個票の番号を選択してください。必要な情報が呼込まれます。"]
[null,null,null,"「申請予定補助金」の欄には、対策個票の５ページ目（5.実施計画）を参照する計算式が入っています。計算式を削除してしまった場合は、対策個票の5ページ目で選択したものと同じものをプルダウンから選択してください。"]
[null,null,null,"「LED照明設備・再エネ設備」の欄については、該当する選択肢をプルダウンから選択してください。"]
[null,null,"⑩","[522実施計画]および[523投資回収計画]は、手順⑧まで行うことにより自動的に作成されます。"]
[null,null,"⑪","[542法定耐用年数]にて、対策個票の番号を選択してください。個票から必要な情報が呼込まれます。"]
[null,null,"⑫","[支援実施記録]にて支援機関の支援実績等を入力してください。"]
[null,null,"⑬","[521実施体制]、[524設備構成比較]は独立しているため、実施計画書全体の作成進捗状況に応じて、適宜作成してください。"]
[null,null,"⑭","本ファイルを「実施計画書A/B/C」として保存してください。"]
[]
[null,null,"＜作成時の注意点＞"]
[null,null,"・","診断報告書/実施計画書で扱うCO2はすべて、エネルギー起源CO2です。"]
[null,null,"・","左側（印刷エリア）にて直接入力/選択してください。"]
[null,null,null,"入力／選択／自動計算のセル色凡例は、次の通りです。",null,null,null,null,null,null,null,null,null,null,null,null,null,null,null,null,null,null,null,null,"セル色凡例",null,null,null,null,null,"直接入力",null,null,null,null,"選択",null,null,null,"自動計算"]
[null,null,"・","右側には記入例および注記が記載されています。（セルのメモやテキストボックスによる注記は移動することができます）"]
[null,null,null,"作成時のポイントや、注意事項が説明されていますので、必ず目を通すようにしてください。"]
[null,null,"・","保護がかけられていないシートにおいては、計算式の削除等に注意し、セルの結合・削除や行列の挿入・削除をしないようにしてください。"]
[null,null,null,"（行の挿入方法が注記されている場合には、その方法に従って行を挿入することができます。）"]
[null,null,"・","体裁を調整した場合には、［改ページプレビュー］にて印刷範囲の確認（再設定）をしてください。"]
[null,null,"・\n","保護がかけられているシートの自由筆記項目（例：対策個票の3.年間活動量の算出根拠）について、用意されている記入欄では不足する場合、用意されている記入欄には簡潔に概要を記入した上で、別紙として新しく挿入したシートには詳細を記入してください。"]
[null,null,null,"その際、自由筆記項目記入欄には該当する別紙のシート名を明記してください。"]
[null,null,"・","シート上部にある【セル色表示／非表示】にチェックを入れると、上記のセル色が非表示になります。"]
[null,null,null,"左側（印刷エリア）を印刷する際に活用してください。"]
[]
[null,null,"計算式による自動転記に基づいたシート相関図"]
[null,null,null,null,null,null,null,null,null,null,null,null,null,null,null,null,null,null,null,null,null,null,null,null,null,null,null,null,null,null,null,null,null,null,null,null,null,null,null,"凡例",null,null,"データ元",null,null,null,null,null,null,null,"反映先"]

{"sheet":"1. 基本情報等","index":1,"n_rows":44,"n_cols":80,"rows_kept":44,"cut":false,"hidden":false,"merged":[[42,2,42,12],[42,13,42,33],[39,2,39,12],[39,13,39,33],[40,2,40,12],[40,13,40,33],[41,2,41,12],[41,13,41,33],[36,2,36,12],[36,13,36,33],[37,2,37,12],[37,13,37,33],[38,2,38,12],[38,13,38,33],[31,2,31,12],[31,13,31,33],[32,2,32,12],[32,13,32,33],[35,2,35,12],[35,13,35,33],[27,13,27,33],[29,2,29,12],[29,13,29,33],[30,2,30,12],[30,13,30,33],[20,30,20,33],[21,10,21,17],[21,18,21,29],[21,30,21,33],[28,2,28,12],[28,13,28,33],[22,10,22,17],[22,18,22,29],[22,30,22,33],[23,10,23,17],[23,18,23,29],[23,30,23,33],[24,10,24,17],[24,18,24,29],[24,30,24,33],[27,2,27,12],[15,2,15,9],[15,10,15,33],[16,2,24,2],[16,3,16,9],[16,10,16,33],[17,3,17,9],[17,10,17,33],[18,3,24,3],[18,4,18,9],[18,10,18,33],[19,4,19,17],[19,18,19,29],[19,30,19,33],[20,6,24,9],[20,10,20,17],[20,18,20,29],[14,2,14,9],[14,10,14,33],[1,3,1,8],[1,29,1,35],[6,1,7,34],[13,2,13,9],[13,10,13,33]]}
[]
[null,null,"Ver.",null,null,null,null,null,null,null,null,null,null,null,null,null,null,null,null,null,null,null,null,null,null,null,null,null,"提出年月日（yy/mm/nn）","2024-04-20",null,null,null,null,null,null,null,null,null,null,null,null,null,null,null,null,null,null,null,null,null,null,null,null,null,null,null,null,null,null,null,null,null,null,null,null,null,null,null,null,null,null,null,null,null,null,null,null,null,"セル色の表示／非表示"]
[null,null,null,null,null,null,null,null,null,null,null,null,null,null,null,null,null,null,null,null,null,null,null,null,null,null,null,null,null,null,null,null,null,null,null,null,null,null,null,null,null,null,null,null,null,null,null,null,null,null,null,null,null,null,null,null,null,null,null,null,null,null,null,null,null,null,null,null,null,null,null,null,null,null,null,null,null,null,null,false]
[]
[]
[]
[null,"SHIFT事業 第4期 基準年度CO2排出量算定報告書"]
[]
[null,null,null,null,null,null,null,null,null,null,null,null,"（単独参加者用）"]
[]
[null,"1. 基本情報"]
[null,"目標保有者のうち主体的に削減を行う者に関する基本情報"]
[]
[null,null,"目標保有者の名称",null,null,null,null,null,null,null,"ABC工業株式会社"]
[null,null,"工場・事業場の名称",null,null,null,null,null,null,null,"ABC工業株式会社SHIFT工場"]
[null,null,"工場・事業場の所在地",null,null,null,null,null,null,null,"〒120-・・・　東京都足立区・・・"]
[null,null,"業種等","事業所形態（工場/事業場）",null,null,null,null,null,null,"工場"]
[null,null,null,"分類番号：産業分類名\n※日本標準産業分類\n（令和6年4月改定）より",null,null,null,null,null,null,"211 ガラス・同製品製造業"]
[null,null,null,"事業場\nの種類\n（工場の場合は記入不要）","主たる用途"]
[null,null,null,null,"建物の延床面積（㎡）",null,null,null,null,null,null,null,null,null,null,null,null,null,{"$f":"SUM(S21:AD25)","v":0},null,null,null,null,null,null,null,null,null,null,null,"㎡"]
[null,null,null,null,null,null,"用途別内訳",null,null,null,"事務所",null,null,null,null,null,null,null,null,null,null,null,null,null,null,null,null,null,null,null,"㎡"]
[null,null,null,null,null,null,null,null,null,null,"学校",null,null,null,null,null,null,null,null,null,null,null,null,null,null,null,null,null,null,null,"㎡"]
[null,null,null,null,null,null,null,null,null,null,"ホテル",null,null,null,null,null,null,null,null,null,null,null,null,null,null,null,null,null,null,null,"㎡"]
[null,null,null,null,null,null,null,null,null,null,"病院",null,null,null,null,null,null,null,null,null,null,null,null,null,null,null,null,null,null,null,"㎡"]
[null,null,null,null,null,null,null,null,null,null,"店舗",null,null,null,null,null,null,null,null,null,null,null,null,null,null,null,null,null,null,null,"㎡"]
[]
[null,"その他の目標保有者に関する情報"]
[null,null,"その他の目標保有者の名称",null,null,null,null,null,null,null,null,null,null,"役割"]
[null,null,"XYZ エネルギー株式会社",null,null,null,null,null,null,null,null,null,null,"A工場の補助対象設備（コジェネ）設置者である。なお、設置後の補助対象設備でのエネルギー使用量のモニタリングはABC 工業株式会社が行う。"]
[]
[]
[]
[]
[]
[null,"削減協力者に関する情報"]
[null,null,"削減協力者の名称",null,null,null,null,null,null,null,null,null,null,"削減協力者の位置付け"]
[null,null,"株式会社△△△",null,null,null,null,null,null,null,null,null,null,"ABC工業株式会社SHIFT工場内で製品加工の一部を実施している事業者。"]
[]
[]
[]
[]
[]
[]
[null,null,"※目標保有者以外に、削減事業に協力する法人（テナント等）を記入してください。"]

{"sheet":"2. 敷地境界等","index":2,"n_rows":64,"n_cols":53,"rows_kept":64,"cut":false,"hidden":false,"merged":[[59,15,60,17],[59,18,60,35],[55,13,56,35],[57,15,58,17],[57,18,58,35],[57,1,60,4],[57,5,58,6],[57,7,58,8],[57,9,58,12],[57,13,58,14],[59,5,60,6],[59,7,60,8],[59,9,60,12],[59,13,60,14],[51,1,52,8],[51,9,52,35],[53,1,56,4],[53,5,54,6],[53,7,54,8],[53,9,54,12],[53,13,54,35],[55,5,56,6],[55,7,56,8],[55,9,56,12],[49,1,50,8],[49,9,50,35],[3,1,4,6],[3,7,4,8],[3,9,4,12],[3,13,4,35],[5,1,5,7]]}
[]
[null,"2.","敷地境界等に関する情報"]
[]
[]
[null,null,null,null,null,null,null,null,null,null,null,null,null,null,null,null,null,null,null,null,null,null,null,null,null,null,null,null,null,null,null,null,null,null,null,null,null,null,null,null,null,null,null,null,null,null,null,null,null,null,null,null,"セル色の表示／非表示"]
[null,"敷地図及び排出源",null,null,null,null,null,null,null,null,null,null,null,null,null,null,null,null,null,null,null,null,null,null,null,null,null,null,null,null,null,null,null,null,null,null,null,null,null,null,null,null,null,null,null,null,null,null,null,null,null,null,false]
[]
[]
[]
[]
[]
[]
[]
[]
[]
[]
[]
[]
[]
[]
[]
[]
[]
[]
[]
[]
[]
[]
[]
[]
[]
[]
[]
[]
[]
[]
[]
[]
[]
[]
[]
[]
[]
[]
[]
[]
[]
[]
[]
[null,"敷地境界の識別方法",null,null,null,null,null,null,null,"工場立地法の届出書類より識別"]
[]
[null,"排出源の特定方法",null,null,null,null,null,null,null,"消防法届出と設備リストにより特定、調達・購入品リストを確認。\n（燃料使用施設については、消防法届出を元に特定したほか、新たな設備の追加や廃止があれば、特定した排出源の見直しを行っている。更に、毎月、調達・購入品リストを確認して、算定対象となる物品を購入していないかを確認している。）"]
[]
[null,"基準年度中の\n変更",null,null,null,"敷地境界",null,"無",null,"変更の概要"]
[]
[null,null,null,null,null,"排出源",null,"有",null,"変更の概要",null,null,null,"ガスボイラ―4台を平成30年4月に導入した。"]
[]
[null,"算定対象範囲\n(バウンダリ)\n外への供給",null,null,null,"電気",null,"有",null,"供給形態",null,null,null,"B",null,"供給先",null,null,"隣接する冷温商事に電気を供給している。"]
[]
[null,null,null,null,null,"熱",null,"有",null,"供給形態",null,null,null,"B",null,"供給先",null,null,"隣接する冷温商事に熱を供給している。"]
[]
[null,"1） 電気・熱の工場・事業場外への供給に関しては、以下の供給形態を選択してください。"]
[null,"　　A：工場・事業場内で燃料を使用して電気や熱を発生させ、工場・事業場外へ供給した場合"]
[null,"　　B：電気事業者や熱供給業者から電気や熱の供給を受け、工場・事業場外へ供給した場合"]

{"sheet":"3. 算定体制","index":3,"n_rows":63,"n_cols":82,"rows_kept":63,"cut":false,"hidden":false,"merged":[[9,1,9,10],[9,11,9,22],[9,23,9,30],[9,31,9,36],[4,1,5,4],[4,5,5,14],[4,15,5,18],[4,19,5,36],[8,1,8,10],[8,11,8,22],[8,23,8,30],[8,31,8,36]]}
[null,null,null,null,null,null,null,null,null,null,null,null,null,null,null,null,null,null,null,null,null,null,null,null,null,null,null,null,null,null,null,null,null,null,null,null,null,null,null,null,null,null,null,null,null,null,null,null,null,null,null,null,null,null,null,null,null,null,null,null,null,null,null,null,null,null,null,null,null,null,null,null,null,null,null,null,null,null,null,null,null,"セル色の表示／非表示"]
[null,"3.","算定体制",null,null,null,null,null,null,null,null,null,null,null,null,null,null,null,null,null,null,null,null,null,null,null,null,null,null,null,null,null,null,null,null,null,null,null,null,null,null,null,null,null,null,null,null,null,null,null,null,null,null,null,null,null,null,null,null,null,null,null,null,null,null,null,null,null,null,null,null,null,null,null,null,null,null,null,null,null,null,false]
[]
[null,"算定責任者"]
[null,"氏名",null,null,null,"田中　太郎",null,null,null,null,null,null,null,null,null,"部署・役職",null,null,null,"総務部　部長"]
[]
[]
[null,"算定担当者"]
[null,"氏名",null,null,null,null,null,null,null,null,null,"部署・役職",null,null,null,null,null,null,null,null,null,null,null,"電話",null,null,null,null,null,null,null,"メールアドレス"]
[null,"佐藤　花子",null,null,null,null,null,null,null,null,null,"総務部",null,null,null,null,null,null,null,null,null,null,null,"○○○○-□□-△△△△",null,null,null,null,null,null,null,"sato-hanako@○○.co.jp"]
[]
[null,"算定体制"]
[]
[]
[]
[]
[]
[]
[]
[]
[]
[]
[]
[]
[]
[]
[]
[]
[]
[]
[]
[]
[]
[]
[]
[]
[]
[]
[]
[]
[]
[]
[]
[]
[]
[]
[]
[]
[]
[]
[]
[]
[]
[]
[]
[]
[]
[]
[]
[]
[]
[null,"※ CO2排出量算定のための組織体制図を図示してください。図示にあたっては、算定に使用するデータの"]
[null,"　　収集過程がわかるように、「算定責任者」及び「算定担当者」の役割も含めて明示してください。"]

{"sheet":"4. 排出源リスト","index":4,"n_rows":31,"n_cols":36,"rows_kept":31,"cut":false,"hidden":false,"merged":[[3,10,5,10],[3,11,5,11],[3,1,5,1],[3,2,5,2],[3,3,5,3],[3,4,5,4],[3,5,3,7],[3,8,5,9]]}
[]
[null,"4.","排出源に関する情報",null,null,null,null,null,null,null,null,null,null,null,null,null,null,null,null,null,null,null,null,null,null,null,null,null,null,null,"セル色の表示／非表示"]
[null,null,null,null,null,null,null,null,null,null,null,null,null,null,null,null,null,null,null,null,null,null,null,null,null,null,null,null,null,null,false]
[null,null,"排出源No.","排出源","排出源の\n種類","算定対象",null,null,"対象外とする理由\n(「C.その他」を選択した場合には、\n右列の備考欄に理由を入力してください）",null,"外部\n供給","備考"]
[null,null,null,null,null,"令和3","令和4","令和5"]
[null,null,null,null,null,"年度","年度","年度"]
[null,null,1,"中央受電所","②","○","○","○",null,{"$f":"IFERROR(VLOOKUP(I7,$AI$23:$AJ$25,2,FALSE),\"←記号を選択してください\")","v":"←記号を選択してください"}]
[null,null,2,"ボイラ―（4台）","①","×","○\n(変更有)","○",null,{"$f":"IFERROR(VLOOKUP(I8,$AI$23:$AJ$25,2,FALSE),\"←記号を選択してください\")","v":"←記号を選択してください"}]
[null,null,3,"ガラス溶融炉","①","○","○","○",null,"←記号を選択してください"]
[null,null,4,"コージェネレーション","①","○","○","○",null,"←記号を選択してください","○","電気・熱の一部を外部へ供給"]
[null,null,5,"生石灰製造用ロータリーキルン","④","○","○","○",null,"←記号を選択してください"]
[null,null,6,"廃棄物焼却炉","③","×","×","×","B","実施ルールで規定された算定対象活動に含まれないため　"]
[null,null,7,"廃棄物焼却炉","①","○","○","○",null,"←記号を選択してください",null,"助燃用としてA重油を使用"]
[null,null,8,"芝刈り機","①","×","×","×","A","少量排出源に該当するため"]
[null,null,null,null,null,null,null,null,null,"←記号を選択してください"]
[null,null,null,null,null,null,null,null,null,"←記号を選択してください"]
[null,null,null,null,null,null,null,null,null,"←記号を選択してください"]
[null,null,null,null,null,null,null,null,null,"←記号を選択してください"]
[null,null,null,null,null,null,null,null,null,"←記号を選択してください"]
[]
[null,"1)","排出源の種類（詳しくは、実施ルール「３．排出量の算定」を参照）：①～④のいずれかを選択してください。"]
[null,null,"①燃料の使用に伴うCO2排出、②電気・熱の使用に伴うCO2排出、③廃棄物の焼却・使用等に伴うCO2排出、④工業プロセスに伴うCO2排出",null,null,null,null,null,null,null,null,null,null,null,null,null,null,null,null,null,null,null,null,null,null,null,null,null,null,null,"排出源の種類",null,"算定対象",null,"対象外の理由"]
[null,"2)","算定対象：以下のいずれかを選択してください。",null,null,null,null,null,null,null,null,null,null,null,null,null,null,null,null,null,null,null,null,null,null,null,null,null,null,null,"①燃料の使用",null,"○",null,"A","少量排出源に該当するため"]
[null,null,"実施ルールに基づきCO2排出量を算定・検証し、自社のCO2排出量に含める活動に該当する場合には「○」、該当しない場合には「×」を選択してください。",null,null,null,null,null,null,null,null,null,null,null,null,null,null,null,null,null,null,null,null,null,null,null,null,null,null,null,"②電気・熱の使用",null,"○\n(変更有)",null,"B","実施ルールで規定された算定対象活動に含まれないため　"]
[null,null,"年度の途中で設備の統廃合による使用中止、新設による使用開始等の変更があった場合には、「○（変更有）」を選択してください。",null,null,null,null,null,null,null,null,null,null,null,null,null,null,null,null,null,null,null,null,null,null,null,null,null,null,null,"③廃棄物の焼却・使用等",null,"×",null,"C","その他 （備考欄に理由を入力してください）"]
[null,"3)","算定の対象外とする理由：以下のいずれかを選択してください。",null,null,null,null,null,null,null,null,null,null,null,null,null,null,null,null,null,null,null,null,null,null,null,null,null,null,null,"④工業プロセス"]
[null,null,"A：少量排出源に該当するため、B：実施ルールで規定された算定対象活動に含まれないため、C：その他 (「C.」を選択した場合には、理由を備考欄に記載する)"]
[null,"4)","外部供給："]
[null,null,"自らが外部に電気・熱を供給している排出源に該当する場合には「○」を選択してください。"]
[null,"5)","同種、かつ、同一のモニタリングポイントを共有する複数の排出源は、排出源NO.を一つにまとめて記載することができます。"]
[null,"6)","記入欄が足りない場合には、左の行番号をクリックして行全体を選択し、右クリックで「挿入」を選択することで行を追加してください。その上で、J列の数式を適用ください。"]

{"sheet":"5. モニタリングポイント","index":5,"n_rows":166,"n_cols":85,"rows_kept":166,"cut":false,"hidden":false,"merged":[[3,78,5,78],[4,5,5,5],[4,6,4,7],[4,8,5,8],[4,9,5,9],[4,10,5,10],[4,11,5,11],[3,10,3,11],[4,12,5,12],[4,13,5,13],[3,12,3,13],[3,14,5,14],[3,77,5,77],[3,1,5,1],[3,2,5,2],[3,3,5,3],[3,4,5,4],[3,5,3,9]]}
[]
[null,"5.","モニタリングポイント",null,null,null,null,null,null,null,null,null,null,null,null,null,null,null,null,null,null,null,null,null,null,null,null,null,null,null,null,null,null,null,null,null,null,null,null,null,null,null,null,null,null,null,null,null,null,null,null,null,null,"セル色の表示／非表示"]
[null,null,null,null,null,null,null,null,null,null,null,null,null,null,null,null,null,null,null,null,null,null,null,null,null,null,null,null,null,null,null,null,null,null,null,null,null,null,null,null,null,null,null,null,null,null,null,null,null,null,null,null,null,false]
[null,null,"モニタリングポイントNo.","排出源No.","活動種別","活動量",null,null,null,null,"単位発熱量",null,"排出係数",null,"備考",null,null,null,null,null,null,null,null,null,null,null,null,null,null,null,null,null,null,null,null,null,null,null,null,null,null,null,null,null,null,null,null,null,null,null,null,null,null,null,null,null,null,null,null,null,null,null,null,null,null,null,null,null,null,null,null,null,null,null,null,null,null,"活動種別＆単位発熱量種別","活動種別＆排出係数種別"]
[null,null,null,null,null,"データ\n把握方法","自社管理計量器",null,"自己\nTier","単位\n変更","種別","自己\nTier","種別","自己\nTier"]
[null,null,null,null,null,null,"種類","精度"]
[{"$f":"VLOOKUP(E7,非表示_活動量と単位!$D$8:$E$75,2,FALSE)","v":1},null,1,1,"系統電力","A-1",null,null,null,"無",null,{"$f":"IFERROR(VLOOKUP(K7,$CF$102:$CG$104,2,FALSE),\"\")","v":""},"デフォルト値",{"$f":"IFERROR(VLOOKUP(M7,$CF$102:$CG$104,2,FALSE),\"\")","v":"Tier 1"},null,null,null,null,null,null,null,null,null,null,null,null,null,null,null,null,null,null,null,null,null,null,null,null,null,null,null,null,null,null,null,null,null,null,null,null,null,null,null,null,null,null,null,null,null,null,null,null,null,null,null,null,null,null,null,null,null,null,null,null,null,null,null,{"$f":"$E7&$K7","v":"系統電力"},{"$f":"$E7&$M7","v":"系統電力デフォルト値"}]
[{"$f":"VLOOKUP(E8,非表示_活動量と単位!$D$8:$E$75,2,FALSE)","v":0},null,2,2,"都市ガス","A-1",null,null,null,"無","供給会社提供値等","Tier 2","デフォルト値","Tier 1","計測時体積を標準状態体積へ換算した。（供給会社に確認し、ゲージ圧は0.981kPaとした。温度は、平成29年度は17.1℃、平成30年度は16.6℃、平成31年度は16.4℃を用いた。)",null,null,null,null,null,null,null,null,null,null,null,null,null,null,null,null,null,null,null,null,null,null,null,null,null,null,null,null,null,null,null,null,null,null,null,null,null,null,null,null,null,null,null,null,null,null,null,null,null,null,null,null,null,null,null,null,null,null,null,null,null,null,{"$f":"$E8&$K8","v":"都市ガス供給会社提供値等"},{"$f":"$E8&$M8","v":"都市ガスデフォルト値"}]
[{"$f":"VLOOKUP(E9,非表示_活動量と単位!$D$8:$E$75,2,FALSE)","v":0},null,3,3,"A重油","A-1",null,null,null,"無","デフォルト値","Tier 1","デフォルト値","Tier 1","在庫変動の影響は軽微のため、パターンＡ-1で把握した。",null,null,null,null,null,null,null,null,null,null,null,null,null,null,null,null,null,null,null,null,null,null,null,null,null,null,null,null,null,null,null,null,null,null,null,null,null,null,null,null,null,null,null,null,null,null,null,null,null,null,null,null,null,null,null,null,null,null,null,null,null,null,"A重油デフォルト値","A重油デフォルト値"]
[{"$f":"VLOOKUP(E10,非表示_活動量と単位!$D$8:$E$75,2,FALSE)","v":0},null,4,4,"A重油","A-1",null,null,null,"無","デフォルト値","Tier 1","デフォルト値","Tier 1","在庫変動の影響は軽微のため、パターンＡ-1で把握した。",null,null,null,null,null,null,null,null,null,null,null,null,null,null,null,null,null,null,null,null,null,null,null,null,null,null,null,null,null,null,null,null,null,null,null,null,null,null,null,null,null,null,null,null,null,null,null,null,null,null,null,null,null,null,null,null,null,null,null,null,null,null,"A重油デフォルト値","A重油デフォルト値"]
[{"$f":"VLOOKUP(E11,非表示_活動量と単位!$D$8:$E$75,2,FALSE)","v":1},null,5,4,"所内消費電力","B","普通電力量計","検定付","Tier 3","無",null,"",null,"","所内消費按分用",null,null,null,null,null,null,null,null,null,null,null,null,null,null,null,null,null,null,null,null,null,null,null,null,null,null,null,null,null,null,null,null,null,null,null,null,null,null,null,null,null,null,null,null,null,null,null,null,null,null,null,null,null,null,null,null,null,null,null,null,null,null,"所内消費電力","所内消費電力"]
[{"$f":"VLOOKUP(E12,非表示_活動量と単位!$D$8:$E$75,2,FALSE)","v":1},null,6,4,"外部供給電力","B","普通電力量計","検定付","Tier 3","無",null,"",null,"","所内消費按分用",null,null,null,null,null,null,null,null,null,null,null,null,null,null,null,null,null,null,null,null,null,null,null,null,null,null,null,null,null,null,null,null,null,null,null,null,null,null,null,null,null,null,null,null,null,null,null,null,null,null,null,null,null,null,null,null,null,null,null,null,null,null,"外部供給電力","外部供給電力"]
[{"$f":"VLOOKUP(E13,非表示_活動量と単位!$D$8:$E$75,2,FALSE)","v":1},null,7,4,"所内消費熱","B","蒸気流量計","検定付","Tier 3","無",null,"",null,"","所内消費按分用",null,null,null,null,null,null,null,null,null,null,null,null,null,null,null,null,null,null,null,null,null,null,null,null,null,null,null,null,null,null,null,null,null,null,null,null,null,null,null,null,null,null,null,null,null,null,null,null,null,null,null,null,null,null,null,null,null,null,null,null,null,null,"所内消費熱","所内消費熱"]
[{"$f":"VLOOKUP(E14,非表示_活動量と単位!$D$8:$E$75,2,FALSE)","v":1},null,8,4,"外部供給熱","B","蒸気流量計","検定付","Tier 3","無",null,"",null,"","所内消費按分用",null,null,null,null,null,null,null,null,null,null,null,null,null,null,null,null,null,null,null,null,null,null,null,null,null,null,null,null,null,null,null,null,null,null,null,null,null,null,null,null,null,null,null,null,null,null,null,null,null,null,null,null,null,null,null,null,null,null,null,null,null,null,"外部供給熱","外部供給熱"]
[{"$f":"VLOOKUP(E15,非表示_活動量と単位!$D$8:$E$75,2,FALSE)","v":1},null,9,5,"生石灰の製造（原料：石灰石）","その他","ホッパースケール","未検定",null,"無",null,"","デフォルト値","Tier 1",null,null,null,null,null,null,null,null,null,null,null,null,null,null,null,null,null,null,null,null,null,null,null,null,null,null,null,null,null,null,null,null,null,null,null,null,null,null,null,null,null,null,null,null,null,null,null,null,null,null,null,null,null,null,null,null,null,null,null,null,null,null,null,"生石灰の製造（原料：石灰石）","生石灰の製造（原料：石灰石）デフォルト値"]
[{"$f":"VLOOKUP(E16,非表示_活動量と単位!$D$8:$E$75,2,FALSE)","v":0},null,10,7,"A重油","A-2",null,null,null,"無","デフォルト値","Tier 1","デフォルト値","Tier 1","購買伝票",null,null,null,null,null,null,null,null,null,null,null,null,null,null,null,null,null,null,null,null,null,null,null,null,null,null,null,null,null,null,null,null,null,null,null,null,null,null,null,null,null,null,null,null,null,null,null,null,null,null,null,null,null,null,null,null,null,null,null,null,null,null,"A重油デフォルト値","A重油デフォルト値"]
[{"$f":"VLOOKUP(E17,非表示_活動量と単位!$D$8:$E$75,2,FALSE)","v":0},null,11,7,"A重油","A-2",null,null,null,"無","デフォルト値","Tier 1","デフォルト値","Tier 1","重油タンク在庫量",null,null,null,null,null,null,null,null,null,null,null,null,null,null,null,null,null,null,null,null,null,null,null,null,null,null,null,null,null,null,null,null,null,null,null,null,null,null,null,null,null,null,null,null,null,null,null,null,null,null,null,null,null,null,null,null,null,null,null,null,null,null,"A重油デフォルト値","A重油デフォルト値"]
[{"$f":"VLOOKUP(E18,非表示_活動量と単位!$D$8:$E$75,2,FALSE)","v":{"$error":"#N/A"}},null,null,null,null,null,null,null,null,null,null,"",null,"",null,null,null,null,null,null,null,null,null,null,null,null,null,null,null,null,null,null,null,null,null,null,null,null,null,null,null,null,null,null,null,null,null,null,null,null,null,null,null,null,null,null,null,null,null,null,null,null,null,null,null,null,null,null,null,null,null,null,null,null,null,null,null,"",""]
[{"$f":"VLOOKUP(E19,非表示_活動量と単位!$D$8:$E$75,2,FALSE)","v":{"$error":"#N/A"}},null,null,null,null,null,null,null,null,null,null,"",null,"",null,null,null,null,null,null,null,null,null,null,null,null,null,null,null,null,null,null,null,null,null,null,null,null,null,null,null,null,null,null,null,null,null,null,null,null,null,null,null,null,null,null,null,null,null,null,null,null,null,null,null,null,null,null,null,null,null,null,null,null,null,null,null,"",""]
[{"$f":"VLOOKUP(E20,非表示_活動量と単位!$D$8:$E$75,2,FALSE)","v":{"$error":"#N/A"}},null,null,null,null,null,null,null,null,null,null,"",null,"",null,null,null,null,null,null,null,null,null,null,null,null,null,null,null,null,null,null,null,null,null,null,null,null,null,null,null,null,null,null,null,null,null,null,null,null,null,null,null,null,null,null,null,null,null,null,null,null,null,null,null,null,null,null,null,null,null,null,null,null,null,null,null,"",""]
[{"$f":"VLOOKUP(E21,非表示_活動量と単位!$D$8:$E$75,2,FALSE)","v":{"$error":"#N/A"}},null,null,null,null,null,null,null,null,null,null,"",null,"",null,null,null,null,null,null,null,null,null,null,null,null,null,null,null,null,null,null,null,null,null,null,null,null,null,null,null,null,null,null,null,null,null,null,null,null,null,null,null,null,null,null,null,null,null,null,null,null,null,null,null,null,null,null,null,null,null,null,null,null,null,null,null,"",""]
[{"$f":"VLOOKUP(E22,非表示_活動量と単位!$D$8:$E$75,2,FALSE)","v":{"$error":"#N/A"}},null,null,null,null,null,null,null,null,null,null,"",null,"",null,null,null,null,null,null,null,null,null,null,null,null,null,null,null,null,null,null,null,null,null,null,null,null,null,null,null,null,null,null,null,null,null,null,null,null,null,null,null,null,null,null,null,null,null,null,null,null,null,null,null,null,null,null,null,null,null,null,null,null,null,null,null,"",""]
[{"$f":"VLOOKUP(E23,非表示_活動量と単位!$D$8:$E$75,2,FALSE)","v":{"$error":"#N/A"}},null,null,null,null,null,null,null,null,null,null,"",null,"",null,null,null,null,null,null,null,null,null,null,null,null,null,null,null,null,null,null,null,null,null,null,null,null,null,null,null,null,null,null,null,null,null,null,null,null,null,null,null,null,null,null,null,null,null,null,null,null,null,null,null,null,null,null,null,null,null,null,null,null,null,null,null,"",""]
[{"$f":"VLOOKUP(E24,非表示_活動量と単位!$D$8:$E$75,2,FALSE)","v":{"$error":"#N/A"}},null,null,null,null,null,null,null,null,null,null,"",null,"",null,null,null,null,null,null,null,null,null,null,null,null,null,null,null,null,null,null,null,null,null,null,null,null,null,null,null,null,null,null,null,null,null,null,null,null,null,null,null,null,null,null,null,null,null,null,null,null,null,null,null,null,null,null,null,null,null,null,null,null,null,null,null,"",""]
[{"$f":"VLOOKUP(E25,非表示_活動量と単位!$D$8:$E$75,2,FALSE)","v":{"$error":"#N/A"}},null,null,null,null,null,null,null,null,null,null,"",null,"",null,null,null,null,null,null,null,null,null,null,null,null,null,null,null,null,null,null,null,null,null,null,null,null,null,null,null,null,null,null,null,null,null,null,null,null,null,null,null,null,null,null,null,null,null,null,null,null,null,null,null,null,null,null,null,null,null,null,null,null,null,null,null,"",""]
[{"$f":"VLOOKUP(E26,非表示_活動量と単位!$D$8:$E$75,2,FALSE)","v":{"$error":"#N/A"}},null,null,null,null,null,null,null,null,null,null,"",null,"",null,null,null,null,null,null,null,null,null,null,null,null,null,null,null,null,null,null,null,null,null,null,null,null,null,null,null,null,null,null,null,null,null,null,null,null,null,null,null,null,null,null,null,null,null,null,null,null,null,null,null,null,null,null,null,null,null,null,null,null,null,null,null,"",""]
[]
[null,"1)","活動種別"]
[null,null,"選択肢に該当するものがない場合は「その他」を選択し、備考欄に具体的に記載してください。"]
[null,"2)","データ把握方法（詳しくはモニタリング報告ガイドライン第I部4.1参照）"]
[null,null,"A-1：購買量に基づく方法、A-2：購買量と在庫量変化に基づく方法、B：実測に基づく方法、その他：左記以外 "]
[null,"3)","自社管理計量器の種類及び精度"]
[null,null,"データ把握方法が「B：実測」又は「その他」の場合に記入してください（モニタリング報告ガイドライン第I部4.3参照)。"]
[null,null,"精度の定義については、モニタリング報告ガイドライン第I部4.5参照してください。"]
[null,"4)","活動量の自己Tier"]
[null,null,"データ把握方法が「B：実測」の場合に記入してください（モニタリング報告ガイドライン第I部4.3参照）。"]
[null,"5)","単位変更"]
[null,null,"都市ガスやLPGなどについて、標準状態への換算や、体積→重量換算等、伝票の値や実測値の単位変更の有無を示してください。 "]
[null,null,"「有」を選択した場合には、備考に換算係数の把握方法等を記載してください。"]
[null,"6)","欄が足りない場合には、空欄行全体を選択（行番号をクリック）し、コピーした後、「コピーしたセルの挿入」により行を追加（表内に挿入）してください。"]
[]
[]
[]
[]
[]
[]
[]
[]
[]
[]
[]
[]
[]
[]
[]
[]
[]
[]
[]
[]
[]
[]
[]
[]
[]
[]
[]
[]
[]
[]
[]
[]
[]
[]
[]
[]
[]
[]
[]
[]
[]
[]
[]
[]
[]
[]
[]
[]
[]
[]
[]
[]
[]
[]
[]
[]
[]
[]
[]
[]
[null,null,null,null,null,null,null,null,null,null,null,null,null,null,null,null,null,null,null,null,null,null,null,null,null,null,null,null,null,null,null,null,null,null,null,null,null,null,null,null,null,null,null,null,null,null,null,null,null,null,null,null,null,null,null,null,null,null,null,null,null,null,null,null,null,null,null,null,null,null,null,null,null,null,null,null,"活動種別","条件付き書式用"]
[null,null,null,null,null,null,null,null,null,null,null,null,null,null,null,null,null,null,null,null,null,null,null,null,null,null,null,null,null,null,null,null,null,null,null,null,null,null,null,null,null,null,null,null,null,null,null,null,null,null,null,null,null,null,null,null,null,null,null,null,null,null,null,null,null,null,null,null,null,null,null,null,null,null,null,null,"系統電力",1,null,"A-1",null,"Tier 1",null,"デフォルト値","Tier 1"]
[null,null,null,null,null,null,null,null,null,null,null,null,null,null,null,null,null,null,null,null,null,null,null,null,null,null,null,null,null,null,null,null,null,null,null,null,null,null,null,null,null,null,null,null,null,null,null,null,null,null,null,null,null,null,null,null,null,null,null,null,null,null,null,null,null,null,null,null,null,null,null,null,null,null,null,null,"輸入原料炭",0,null,"A-2",null,"Tier 2",null,"供給会社提供値等","Tier 2"]
[null,null,null,null,null,null,null,null,null,null,null,null,null,null,null,null,null,null,null,null,null,null,null,null,null,null,null,null,null,null,null,null,null,null,null,null,null,null,null,null,null,null,null,null,null,null,null,null,null,null,null,null,null,null,null,null,null,null,null,null,null,null,null,null,null,null,null,null,null,null,null,null,null,null,null,null,"国産一般炭",0,null,"B",null,"Tier 3",null,"実測値","Tier 3"]
[null,null,null,null,null,null,null,null,null,null,null,null,null,null,null,null,null,null,null,null,null,null,null,null,null,null,null,null,null,null,null,null,null,null,null,null,null,null,null,null,null,null,null,null,null,null,null,null,null,null,null,null,null,null,null,null,null,null,null,null,null,null,null,null,null,null,null,null,null,null,null,null,null,null,null,null,"輸入一般炭",0,null,"その他",null,"Tier 4"]
[null,null,null,null,null,null,null,null,null,null,null,null,null,null,null,null,null,null,null,null,null,null,null,null,null,null,null,null,null,null,null,null,null,null,null,null,null,null,null,null,null,null,null,null,null,null,null,null,null,null,null,null,null,null,null,null,null,null,null,null,null,null,null,null,null,null,null,null,null,null,null,null,null,null,null,null,"輸入無煙炭",0]
[null,null,null,null,null,null,null,null,null,null,null,null,null,null,null,null,null,null,null,null,null,null,null,null,null,null,null,null,null,null,null,null,null,null,null,null,null,null,null,null,null,null,null,null,null,null,null,null,null,null,null,null,null,null,null,null,null,null,null,null,null,null,null,null,null,null,null,null,null,null,null,null,null,null,null,null,"コークス",0]
[null,null,null,null,null,null,null,null,null,null,null,null,null,null,null,null,null,null,null,null,null,null,null,null,null,null,null,null,null,null,null,null,null,null,null,null,null,null,null,null,null,null,null,null,null,null,null,null,null,null,null,null,null,null,null,null,null,null,null,null,null,null,null,null,null,null,null,null,null,null,null,null,null,null,null,null,"原油",0,null,"A-1：購買量"]
[null,null,null,null,null,null,null,null,null,null,null,null,null,null,null,null,null,null,null,null,null,null,null,null,null,null,null,null,null,null,null,null,null,null,null,null,null,null,null,null,null,null,null,null,null,null,null,null,null,null,null,null,null,null,null,null,null,null,null,null,null,null,null,null,null,null,null,null,null,null,null,null,null,null,null,null,"ガソリン",0,null,"A-2：購買量と在庫量"]
[null,null,null,null,null,null,null,null,null,null,null,null,null,null,null,null,null,null,null,null,null,null,null,null,null,null,null,null,null,null,null,null,null,null,null,null,null,null,null,null,null,null,null,null,null,null,null,null,null,null,null,null,null,null,null,null,null,null,null,null,null,null,null,null,null,null,null,null,null,null,null,null,null,null,null,null,"ナフサ",0,null,"B：実測"]
[null,null,null,null,null,null,null,null,null,null,null,null,null,null,null,null,null,null,null,null,null,null,null,null,null,null,null,null,null,null,null,null,null,null,null,null,null,null,null,null,null,null,null,null,null,null,null,null,null,null,null,null,null,null,null,null,null,null,null,null,null,null,null,null,null,null,null,null,null,null,null,null,null,null,null,null,"ジェット燃料",0,null,"その他"]
[null,null,null,null,null,null,null,null,null,null,null,null,null,null,null,null,null,null,null,null,null,null,null,null,null,null,null,null,null,null,null,null,null,null,null,null,null,null,null,null,null,null,null,null,null,null,null,null,null,null,null,null,null,null,null,null,null,null,null,null,null,null,null,null,null,null,null,null,null,null,null,null,null,null,null,null,"灯油",0]
[null,null,null,null,null,null,null,null,null,null,null,null,null,null,null,null,null,null,null,null,null,null,null,null,null,null,null,null,null,null,null,null,null,null,null,null,null,null,null,null,null,null,null,null,null,null,null,null,null,null,null,null,null,null,null,null,null,null,null,null,null,null,null,null,null,null,null,null,null,null,null,null,null,null,null,null,"軽油",0]
[null,null,null,null,null,null,null,null,null,null,null,null,null,null,null,null,null,null,null,null,null,null,null,null,null,null,null,null,null,null,null,null,null,null,null,null,null,null,null,null,null,null,null,null,null,null,null,null,null,null,null,null,null,null,null,null,null,null,null,null,null,null,null,null,null,null,null,null,null,null,null,null,null,null,null,null,"A重油",0]
[null,null,null,null,null,null,null,null,null,null,null,null,null,null,null,null,null,null,null,null,null,null,null,null,null,null,null,null,null,null,null,null,null,null,null,null,null,null,null,null,null,null,null,null,null,null,null,null,null,null,null,null,null,null,null,null,null,null,null,null,null,null,null,null,null,null,null,null,null,null,null,null,null,null,null,null,"B重油",0]
[null,null,null,null,null,null,null,null,null,null,null,null,null,null,null,null,null,null,null,null,null,null,null,null,null,null,null,null,null,null,null,null,null,null,null,null,null,null,null,null,null,null,null,null,null,null,null,null,null,null,null,null,null,null,null,null,null,null,null,null,null,null,null,null,null,null,null,null,null,null,null,null,null,null,null,null,"C重油",0]
[null,null,null,null,null,null,null,null,null,null,null,null,null,null,null,null,null,null,null,null,null,null,null,null,null,null,null,null,null,null,null,null,null,null,null,null,null,null,null,null,null,null,null,null,null,null,null,null,null,null,null,null,null,null,null,null,null,null,null,null,null,null,null,null,null,null,null,null,null,null,null,null,null,null,null,null,"潤滑油",0]
[null,null,null,null,null,null,null,null,null,null,null,null,null,null,null,null,null,null,null,null,null,null,null,null,null,null,null,null,null,null,null,null,null,null,null,null,null,null,null,null,null,null,null,null,null,null,null,null,null,null,null,null,null,null,null,null,null,null,null,null,null,null,null,null,null,null,null,null,null,null,null,null,null,null,null,null,"オイルコークス",0]
[null,null,null,null,null,null,null,null,null,null,null,null,null,null,null,null,null,null,null,null,null,null,null,null,null,null,null,null,null,null,null,null,null,null,null,null,null,null,null,null,null,null,null,null,null,null,null,null,null,null,null,null,null,null,null,null,null,null,null,null,null,null,null,null,null,null,null,null,null,null,null,null,null,null,null,null,"LPG",0]
[null,null,null,null,null,null,null,null,null,null,null,null,null,null,null,null,null,null,null,null,null,null,null,null,null,null,null,null,null,null,null,null,null,null,null,null,null,null,null,null,null,null,null,null,null,null,null,null,null,null,null,null,null,null,null,null,null,null,null,null,null,null,null,null,null,null,null,null,null,null,null,null,null,null,null,null,"天然ガス",0]
[null,null,null,null,null,null,null,null,null,null,null,null,null,null,null,null,null,null,null,null,null,null,null,null,null,null,null,null,null,null,null,null,null,null,null,null,null,null,null,null,null,null,null,null,null,null,null,null,null,null,null,null,null,null,null,null,null,null,null,null,null,null,null,null,null,null,null,null,null,null,null,null,null,null,null,null,"LNG",0]
[null,null,null,null,null,null,null,null,null,null,null,null,null,null,null,null,null,null,null,null,null,null,null,null,null,null,null,null,null,null,null,null,null,null,null,null,null,null,null,null,null,null,null,null,null,null,null,null,null,null,null,null,null,null,null,null,null,null,null,null,null,null,null,null,null,null,null,null,null,null,null,null,null,null,null,null,"都市ガス",0]
[null,null,null,null,null,null,null,null,null,null,null,null,null,null,null,null,null,null,null,null,null,null,null,null,null,null,null,null,null,null,null,null,null,null,null,null,null,null,null,null,null,null,null,null,null,null,null,null,null,null,null,null,null,null,null,null,null,null,null,null,null,null,null,null,null,null,null,null,null,null,null,null,null,null,null,null,"コールタール",0]
[null,null,null,null,null,null,null,null,null,null,null,null,null,null,null,null,null,null,null,null,null,null,null,null,null,null,null,null,null,null,null,null,null,null,null,null,null,null,null,null,null,null,null,null,null,null,null,null,null,null,null,null,null,null,null,null,null,null,null,null,null,null,null,null,null,null,null,null,null,null,null,null,null,null,null,null,"アスファルト",0]
[null,null,null,null,null,null,null,null,null,null,null,null,null,null,null,null,null,null,null,null,null,null,null,null,null,null,null,null,null,null,null,null,null,null,null,null,null,null,null,null,null,null,null,null,null,null,null,null,null,null,null,null,null,null,null,null,null,null,null,null,null,null,null,null,null,null,null,null,null,null,null,null,null,null,null,null,"NGL・コンデンセート",0]
[null,null,null,null,null,null,null,null,null,null,null,null,null,null,null,null,null,null,null,null,null,null,null,null,null,null,null,null,null,null,null,null,null,null,null,null,null,null,null,null,null,null,null,null,null,null,null,null,null,null,null,null,null,null,null,null,null,null,null,null,null,null,null,null,null,null,null,null,null,null,null,null,null,null,null,null,"製油所ガス",0]
[null,null,null,null,null,null,null,null,null,null,null,null,null,null,null,null,null,null,null,null,null,null,null,null,null,null,null,null,null,null,null,null,null,null,null,null,null,null,null,null,null,null,null,null,null,null,null,null,null,null,null,null,null,null,null,null,null,null,null,null,null,null,null,null,null,null,null,null,null,null,null,null,null,null,null,null,"コークス炉ガス",0]
[null,null,null,null,null,null,null,null,null,null,null,null,null,null,null,null,null,null,null,null,null,null,null,null,null,null,null,null,null,null,null,null,null,null,null,null,null,null,null,null,null,null,null,null,null,null,null,null,null,null,null,null,null,null,null,null,null,null,null,null,null,null,null,null,null,null,null,null,null,null,null,null,null,null,null,null,"高炉ガス",0]
[null,null,null,null,null,null,null,null,null,null,null,null,null,null,null,null,null,null,null,null,null,null,null,null,null,null,null,null,null,null,null,null,null,null,null,null,null,null,null,null,null,null,null,null,null,null,null,null,null,null,null,null,null,null,null,null,null,null,null,null,null,null,null,null,null,null,null,null,null,null,null,null,null,null,null,null,"転炉ガス",0]
[null,null,null,null,null,null,null,null,null,null,null,null,null,null,null,null,null,null,null,null,null,null,null,null,null,null,null,null,null,null,null,null,null,null,null,null,null,null,null,null,null,null,null,null,null,null,null,null,null,null,null,null,null,null,null,null,null,null,null,null,null,null,null,null,null,null,null,null,null,null,null,null,null,null,null,null,"産業用蒸気",1]
[null,null,null,null,null,null,null,null,null,null,null,null,null,null,null,null,null,null,null,null,null,null,null,null,null,null,null,null,null,null,null,null,null,null,null,null,null,null,null,null,null,null,null,null,null,null,null,null,null,null,null,null,null,null,null,null,null,null,null,null,null,null,null,null,null,null,null,null,null,null,null,null,null,null,null,null,"温水",1]
[null,null,null,null,null,null,null,null,null,null,null,null,null,null,null,null,null,null,null,null,null,null,null,null,null,null,null,null,null,null,null,null,null,null,null,null,null,null,null,null,null,null,null,null,null,null,null,null,null,null,null,null,null,null,null,null,null,null,null,null,null,null,null,null,null,null,null,null,null,null,null,null,null,null,null,null,"冷水",1]
[null,null,null,null,null,null,null,null,null,null,null,null,null,null,null,null,null,null,null,null,null,null,null,null,null,null,null,null,null,null,null,null,null,null,null,null,null,null,null,null,null,null,null,null,null,null,null,null,null,null,null,null,null,null,null,null,null,null,null,null,null,null,null,null,null,null,null,null,null,null,null,null,null,null,null,null,"蒸気（産業用以外）",1]
[null,null,null,null,null,null,null,null,null,null,null,null,null,null,null,null,null,null,null,null,null,null,null,null,null,null,null,null,null,null,null,null,null,null,null,null,null,null,null,null,null,null,null,null,null,null,null,null,null,null,null,null,null,null,null,null,null,null,null,null,null,null,null,null,null,null,null,null,null,null,null,null,null,null,null,null,"所内消費電力",1]
[null,null,null,null,null,null,null,null,null,null,null,null,null,null,null,null,null,null,null,null,null,null,null,null,null,null,null,null,null,null,null,null,null,null,null,null,null,null,null,null,null,null,null,null,null,null,null,null,null,null,null,null,null,null,null,null,null,null,null,null,null,null,null,null,null,null,null,null,null,null,null,null,null,null,null,null,"外部供給電力",1]
[null,null,null,null,null,null,null,null,null,null,null,null,null,null,null,null,null,null,null,null,null,null,null,null,null,null,null,null,null,null,null,null,null,null,null,null,null,null,null,null,null,null,null,null,null,null,null,null,null,null,null,null,null,null,null,null,null,null,null,null,null,null,null,null,null,null,null,null,null,null,null,null,null,null,null,null,"所内消費熱",1]
[null,null,null,null,null,null,null,null,null,null,null,null,null,null,null,null,null,null,null,null,null,null,null,null,null,null,null,null,null,null,null,null,null,null,null,null,null,null,null,null,null,null,null,null,null,null,null,null,null,null,null,null,null,null,null,null,null,null,null,null,null,null,null,null,null,null,null,null,null,null,null,null,null,null,null,null,"外部供給熱",1]
[null,null,null,null,null,null,null,null,null,null,null,null,null,null,null,null,null,null,null,null,null,null,null,null,null,null,null,null,null,null,null,null,null,null,null,null,null,null,null,null,null,null,null,null,null,null,null,null,null,null,null,null,null,null,null,null,null,null,null,null,null,null,null,null,null,null,null,null,null,null,null,null,null,null,null,null,"①廃油",1]
[null,null,null,null,null,null,null,null,null,null,null,null,null,null,null,null,null,null,null,null,null,null,null,null,null,null,null,null,null,null,null,null,null,null,null,null,null,null,null,null,null,null,null,null,null,null,null,null,null,null,null,null,null,null,null,null,null,null,null,null,null,null,null,null,null,null,null,null,null,null,null,null,null,null,null,null,"②廃合成繊維",1]
[null,null,null,null,null,null,null,null,null,null,null,null,null,null,null,null,null,null,null,null,null,null,null,null,null,null,null,null,null,null,null,null,null,null,null,null,null,null,null,null,null,null,null,null,null,null,null,null,null,null,null,null,null,null,null,null,null,null,null,null,null,null,null,null,null,null,null,null,null,null,null,null,null,null,null,null,"③廃ゴムタイヤ",1]
[null,null,null,null,null,null,null,null,null,null,null,null,null,null,null,null,null,null,null,null,null,null,null,null,null,null,null,null,null,null,null,null,null,null,null,null,null,null,null,null,null,null,null,null,null,null,null,null,null,null,null,null,null,null,null,null,null,null,null,null,null,null,null,null,null,null,null,null,null,null,null,null,null,null,null,null,"④　②③以外の廃プラスチック類（産業廃棄物）",1]
[null,null,null,null,null,null,null,null,null,null,null,null,null,null,null,null,null,null,null,null,null,null,null,null,null,null,null,null,null,null,null,null,null,null,null,null,null,null,null,null,null,null,null,null,null,null,null,null,null,null,null,null,null,null,null,null,null,null,null,null,null,null,null,null,null,null,null,null,null,null,null,null,null,null,null,null,"⑤　②③④以外の廃プラスチック類（一般廃棄物）",1]
[null,null,null,null,null,null,null,null,null,null,null,null,null,null,null,null,null,null,null,null,null,null,null,null,null,null,null,null,null,null,null,null,null,null,null,null,null,null,null,null,null,null,null,null,null,null,null,null,null,null,null,null,null,null,null,null,null,null,null,null,null,null,null,null,null,null,null,null,null,null,null,null,null,null,null,null,"廃油から製造される燃料油",1]
[null,null,null,null,null,null,null,null,null,null,null,null,null,null,null,null,null,null,null,null,null,null,null,null,null,null,null,null,null,null,null,null,null,null,null,null,null,null,null,null,null,null,null,null,null,null,null,null,null,null,null,null,null,null,null,null,null,null,null,null,null,null,null,null,null,null,null,null,null,null,null,null,null,null,null,null,"廃プラスチック類から製造される燃料油",1]
[null,null,null,null,null,null,null,null,null,null,null,null,null,null,null,null,null,null,null,null,null,null,null,null,null,null,null,null,null,null,null,null,null,null,null,null,null,null,null,null,null,null,null,null,null,null,null,null,null,null,null,null,null,null,null,null,null,null,null,null,null,null,null,null,null,null,null,null,null,null,null,null,null,null,null,null,"ごみ固形燃料（RPF）",1]
[null,null,null,null,null,null,null,null,null,null,null,null,null,null,null,null,null,null,null,null,null,null,null,null,null,null,null,null,null,null,null,null,null,null,null,null,null,null,null,null,null,null,null,null,null,null,null,null,null,null,null,null,null,null,null,null,null,null,null,null,null,null,null,null,null,null,null,null,null,null,null,null,null,null,null,null,"ごみ固形燃料（RDF）",1]
[null,null,null,null,null,null,null,null,null,null,null,null,null,null,null,null,null,null,null,null,null,null,null,null,null,null,null,null,null,null,null,null,null,null,null,null,null,null,null,null,null,null,null,null,null,null,null,null,null,null,null,null,null,null,null,null,null,null,null,null,null,null,null,null,null,null,null,null,null,null,null,null,null,null,null,null,"セメントの製造",1]
[null,null,null,null,null,null,null,null,null,null,null,null,null,null,null,null,null,null,null,null,null,null,null,null,null,null,null,null,null,null,null,null,null,null,null,null,null,null,null,null,null,null,null,null,null,null,null,null,null,null,null,null,null,null,null,null,null,null,null,null,null,null,null,null,null,null,null,null,null,null,null,null,null,null,null,null,"生石灰の製造",1]
[null,null,null,null,null,null,null,null,null,null,null,null,null,null,null,null,null,null,null,null,null,null,null,null,null,null,null,null,null,null,null,null,null,null,null,null,null,null,null,null,null,null,null,null,null,null,null,null,null,null,null,null,null,null,null,null,null,null,null,null,null,null,null,null,null,null,null,null,null,null,null,null,null,null,null,null,"石灰石（タンカル）・ドロマイトの使用",1]
[null,null,null,null,null,null,null,null,null,null,null,null,null,null,null,null,null,null,null,null,null,null,null,null,null,null,null,null,null,null,null,null,null,null,null,null,null,null,null,null,null,null,null,null,null,null,null,null,null,null,null,null,null,null,null,null,null,null,null,null,null,null,null,null,null,null,null,null,null,null,null,null,null,null,null,null,"ソーダ灰の製造",1]
[null,null,null,null,null,null,null,null,null,null,null,null,null,null,null,null,null,null,null,null,null,null,null,null,null,null,null,null,null,null,null,null,null,null,null,null,null,null,null,null,null,null,null,null,null,null,null,null,null,null,null,null,null,null,null,null,null,null,null,null,null,null,null,null,null,null,null,null,null,null,null,null,null,null,null,null,"ソーダ灰の使用",1]
[null,null,null,null,null,null,null,null,null,null,null,null,null,null,null,null,null,null,null,null,null,null,null,null,null,null,null,null,null,null,null,null,null,null,null,null,null,null,null,null,null,null,null,null,null,null,null,null,null,null,null,null,null,null,null,null,null,null,null,null,null,null,null,null,null,null,null,null,null,null,null,null,null,null,null,null,"アンモニアの製造（原料：石炭）",1]
[null,null,null,null,null,null,null,null,null,null,null,null,null,null,null,null,null,null,null,null,null,null,null,null,null,null,null,null,null,null,null,null,null,null,null,null,null,null,null,null,null,null,null,null,null,null,null,null,null,null,null,null,null,null,null,null,null,null,null,null,null,null,null,null,null,null,null,null,null,null,null,null,null,null,null,null,"アンモニアの製造（原料：ナフサ）",1]
[null,null,null,null,null,null,null,null,null,null,null,null,null,null,null,null,null,null,null,null,null,null,null,null,null,null,null,null,null,null,null,null,null,null,null,null,null,null,null,null,null,null,null,null,null,null,null,null,null,null,null,null,null,null,null,null,null,null,null,null,null,null,null,null,null,null,null,null,null,null,null,null,null,null,null,null,"アンモニアの製造（原料：オイルコークス）",1]
[null,null,null,null,null,null,null,null,null,null,null,null,null,null,null,null,null,null,null,null,null,null,null,null,null,null,null,null,null,null,null,null,null,null,null,null,null,null,null,null,null,null,null,null,null,null,null,null,null,null,null,null,null,null,null,null,null,null,null,null,null,null,null,null,null,null,null,null,null,null,null,null,null,null,null,null,"アンモニアの製造（原料：LPG）",1]
[null,null,null,null,null,null,null,null,null,null,null,null,null,null,null,null,null,null,null,null,null,null,null,null,null,null,null,null,null,null,null,null,null,null,null,null,null,null,null,null,null,null,null,null,null,null,null,null,null,null,null,null,null,null,null,null,null,null,null,null,null,null,null,null,null,null,null,null,null,null,null,null,null,null,null,null,"アンモニアの製造（原料：LNG）",1]
[null,null,null,null,null,null,null,null,null,null,null,null,null,null,null,null,null,null,null,null,null,null,null,null,null,null,null,null,null,null,null,null,null,null,null,null,null,null,null,null,null,null,null,null,null,null,null,null,null,null,null,null,null,null,null,null,null,null,null,null,null,null,null,null,null,null,null,null,null,null,null,null,null,null,null,null,"アンモニアの製造（原料：天然ガス(LNG除く)）",1]
[null,null,null,null,null,null,null,null,null,null,null,null,null,null,null,null,null,null,null,null,null,null,null,null,null,null,null,null,null,null,null,null,null,null,null,null,null,null,null,null,null,null,null,null,null,null,null,null,null,null,null,null,null,null,null,null,null,null,null,null,null,null,null,null,null,null,null,null,null,null,null,null,null,null,null,null,"アンモニアの製造（原料：コークス炉ガス）",1]
[null,null,null,null,null,null,null,null,null,null,null,null,null,null,null,null,null,null,null,null,null,null,null,null,null,null,null,null,null,null,null,null,null,null,null,null,null,null,null,null,null,null,null,null,null,null,null,null,null,null,null,null,null,null,null,null,null,null,null,null,null,null,null,null,null,null,null,null,null,null,null,null,null,null,null,null,"アンモニアの製造（原料：石油系炭化水素ガス）",1]
[null,null,null,null,null,null,null,null,null,null,null,null,null,null,null,null,null,null,null,null,null,null,null,null,null,null,null,null,null,null,null,null,null,null,null,null,null,null,null,null,null,null,null,null,null,null,null,null,null,null,null,null,null,null,null,null,null,null,null,null,null,null,null,null,null,null,null,null,null,null,null,null,null,null,null,null,"シリコンカーバイドの製造",1]
[null,null,null,null,null,null,null,null,null,null,null,null,null,null,null,null,null,null,null,null,null,null,null,null,null,null,null,null,null,null,null,null,null,null,null,null,null,null,null,null,null,null,null,null,null,null,null,null,null,null,null,null,null,null,null,null,null,null,null,null,null,null,null,null,null,null,null,null,null,null,null,null,null,null,null,null,"カルシウムカーバイドの製造（石灰石起源・還元剤起源）",1]
[null,null,null,null,null,null,null,null,null,null,null,null,null,null,null,null,null,null,null,null,null,null,null,null,null,null,null,null,null,null,null,null,null,null,null,null,null,null,null,null,null,null,null,null,null,null,null,null,null,null,null,null,null,null,null,null,null,null,null,null,null,null,null,null,null,null,null,null,null,null,null,null,null,null,null,null,"エチレンの製造",1]
[null,null,null,null,null,null,null,null,null,null,null,null,null,null,null,null,null,null,null,null,null,null,null,null,null,null,null,null,null,null,null,null,null,null,null,null,null,null,null,null,null,null,null,null,null,null,null,null,null,null,null,null,null,null,null,null,null,null,null,null,null,null,null,null,null,null,null,null,null,null,null,null,null,null,null,null,"カルシウムカーバイドを原料としたアセチレンの使用（燃焼）",1]
[null,null,null,null,null,null,null,null,null,null,null,null,null,null,null,null,null,null,null,null,null,null,null,null,null,null,null,null,null,null,null,null,null,null,null,null,null,null,null,null,null,null,null,null,null,null,null,null,null,null,null,null,null,null,null,null,null,null,null,null,null,null,null,null,null,null,null,null,null,null,null,null,null,null,null,null,"電気炉を使用した粗鋼の製造",1]
[null,null,null,null,null,null,null,null,null,null,null,null,null,null,null,null,null,null,null,null,null,null,null,null,null,null,null,null,null,null,null,null,null,null,null,null,null,null,null,null,null,null,null,null,null,null,null,null,null,null,null,null,null,null,null,null,null,null,null,null,null,null,null,null,null,null,null,null,null,null,null,null,null,null,null,null,"液化炭酸ガスの使用",1]
[null,null,null,null,null,null,null,null,null,null,null,null,null,null,null,null,null,null,null,null,null,null,null,null,null,null,null,null,null,null,null,null,null,null,null,null,null,null,null,null,null,null,null,null,null,null,null,null,null,null,null,null,null,null,null,null,null,null,null,null,null,null,null,null,null,null,null,null,null,null,null,null,null,null,null,null,"その他（要：備考欄への詳細記載）",0]

{"sheet":"6-1. CO2排出量①","index":6,"n_rows":122,"n_cols":114,"rows_kept":122,"cut":false,"hidden":false,"merged":[[44,27,46,27],[44,28,45,29],[44,10,46,10],[44,11,46,11],[44,12,45,12],[44,13,46,13],[44,14,45,25],[44,26,46,26],[3,27,5,27],[3,28,4,29],[31,8,31,9],[32,8,32,9],[44,1,46,1],[44,2,46,2],[44,3,46,3],[44,4,45,5],[44,6,45,7],[44,8,45,9],[3,10,5,10],[3,11,5,11],[3,12,4,12],[3,13,5,13],[3,14,4,25],[3,26,5,26],[3,8,4,9],[3,1,5,1],[3,2,5,2],[3,3,5,3],[3,4,4,5],[3,6,4,7]]}
[]
[null,{"$f":"MID(CELL(\"filename\",C2),FIND(\"]\",CELL(\"filename\",C2))+1,3)&\"．\"","v":"6-1．"},"年間CO2排出量（工場・事業場全体）",null,{"$f":"IF(OR('4. 排出源リスト'!F5=\"\",'4. 排出源リスト'!F5=\"---\"),\"---\"&\"年度\",'4. 排出源リスト'!F5&\"年度\")","v":"令和3年度"},null,null,null,null,null,null,null,null,null,null,null,null,null,null,null,null,null,null,null,null,null,null,null,null,null,null,null,null,null,null,null,null,null,null,null,null,null,null,null,null,null,null,null,null,null,null,null,null,null,null,null,null,null,null,null,null,null,null,null,null,"セル色の表示／非表示"]
[null,null,null,null,null,null,null,null,null,null,null,null,null,null,null,null,null,null,null,null,null,null,null,null,null,null,null,null,null,null,null,null,null,null,null,null,null,null,null,null,null,null,null,null,null,null,null,null,null,null,null,null,null,null,null,null,null,null,null,null,null,null,null,null,null,false]
[null,null,"モニタリング\nポイント\nNo.","活動種別","活動量",null,"単位発熱量",null,"CO2排出係数",null,"CO2排出量\n[t-CO2]","備考","活動量","年度開始\n時点の\n在庫量","月別の購買量　※「活動量」の単位（F列）と整合するように記入ください。",null,null,null,null,null,null,null,null,null,null,null,"年度終了\n時点の\n在庫量","製品中への注入量","GJ換算"]
[]
[null,null,null,null,"量","単位","係数","単位","係数","単位",null,null,"把握対象",null,"４月","５月","６月","７月","８月","９月","１０月","１１月","１２月","１月","２月","３月",null,null,"対象","GJ換算量"]
[{"$f":"VLOOKUP(D7,非表示_活動量と単位!$D$8:$E$75,2,FALSE)","v":1},null,1,{"$f":"IF($C7=\"\",\"\",VLOOKUP($C7,モニタリングポイント,3,FALSE))","v":"系統電力"},{"$f":"(SUM(O7:Z7)+(N7-AA7)-AB7)","v":480000},{"$f":"IF($D7=\"\",\"\",VLOOKUP($D7,活動の種別と単位,4,FALSE))","v":"kWh"},{"$f":"IF($D7=\"\",\"\",IF(VLOOKUP($C7,モニタリングポイント,9,FALSE)=\"デフォルト値\",VLOOKUP($D7,デフォルト値,3,FALSE),\"\"))","v":""},{"$f":"IF($D7=\"\",\"\",VLOOKUP($D7,活動の種別と単位,5,FALSE))","v":"---"},{"$f":"IF($D7=\"\",\"\",IF(VLOOKUP($C7,モニタリングポイント,11,FALSE)=\"デフォルト値\",VLOOKUP($D7,デフォルト値,5,FALSE),\"\"))","v":4.3600000000000003E-4},{"$f":"IF($D7=\"\",\"\",VLOOKUP($D7,活動の種別と単位,6,FALSE))","v":"t-CO2/kWh"},{"$f":"IF($D7=\"\",\"\",IF($A7=0,E7*G7*I7,E7*I7))","v":209.28},null,{"$f":"IF($D7=\"\",\"\",VLOOKUP($D7,活動の種別と単位,3,FALSE))","v":"使用量"},null,40000,40000,40000,40000,40000,40000,40000,40000,40000,40000,40000,40000,null,null,{"$f":"IF($D7=\"\",\"\",VLOOKUP($D7,活動の種別と単位,7,FALSE))","v":"対象"},{"$f":"IF($D7=\"\",\"\",IF(AC7=\"---\",\"---\",IF(OR($D7=\"系統電力\",$D7=\"産業用蒸気\",$D7=\"温水\",$D7=\"冷水\",$D7=\"蒸気（産業用以外）\"),E7*VLOOKUP($D7,GJ換算係数,2,FALSE),E7*G7)))","v":4147.2}]
[{"$f":"VLOOKUP(D8,非表示_活動量と単位!$D$8:$E$75,2,FALSE)","v":0},null,2,"都市ガス",{"$f":"(SUM(O8:Z8)+(N8-AA8)-AB8)","v":120},"千Nm3",45,{"$f":"IF($D8=\"\",\"\",VLOOKUP($D8,活動の種別と単位,5,FALSE))","v":"GJ/千Nm3"},5.1299999999999998E-2,"t-CO2/GJ",277.02,null,"使用量",null,10,10,10,10,10,10,10,10,10,10,10,10,null,null,{"$f":"IF($D8=\"\",\"\",VLOOKUP($D8,活動の種別と単位,7,FALSE))","v":"対象"},5400]
[{"$f":"VLOOKUP(D9,非表示_活動量と単位!$D$8:$E$75,2,FALSE)","v":0},null,3,"A重油",900,"kl",{"$f":"IF($D9=\"\",\"\",IF(VLOOKUP($C9,モニタリングポイント,9,FALSE)=\"デフォルト値\",VLOOKUP($D9,デフォルト値,3,FALSE),\"\"))","v":38.9},"GJ/kl",7.0800000000000002E-2,"t-CO2/GJ",2478.7080000000001,null,"使用量",null,300,null,null,300,null,null,null,300,null,null,null,null,null,null,"対象",35010]
[{"$f":"VLOOKUP(D10,非表示_活動量と単位!$D$8:$E$75,2,FALSE)","v":0},null,4,"A重油",120,"kl",38.9,"GJ/kl",7.0800000000000002E-2,"t-CO2/GJ",330.49439999999998,"モニタリングポイント4～8。活動量は所内消費電力、所内消費熱分（按分方法は8.備考参照）","使用量",null,null,null,null,null,null,null,null,null,null,null,null,120,null,null,"対象",4668]
[{"$f":"VLOOKUP(D11,非表示_活動量と単位!$D$8:$E$75,2,FALSE)","v":1},null,9,"生石灰の製造（原料：石灰石）",2100,"t","","---",0.42799999999999999,"t-CO2/t",{"$f":"IF($D11=\"\",\"\",IF($A11=0,E11*G11*I11,E11*I11))","v":898.8},null,"原料使用量",null,500,null,null,600,null,null,null,500,null,null,null,500,null,null,"---",{"$f":"IF($D11=\"\",\"\",IF(AC11=\"---\",\"---\",IF(OR($D11=\"系統電力\",$D11=\"産業用蒸気\",$D11=\"温水\",$D11=\"冷水\",$D11=\"蒸気（産業用以外）\"),E11*VLOOKUP($D11,GJ換算係数,2,FALSE),E11*G11)))","v":"---"}]
[{"$f":"VLOOKUP(D12,非表示_活動量と単位!$D$8:$E$75,2,FALSE)","v":0},null,10,"A重油",220,"kl",38.9,"GJ/kl",7.0800000000000002E-2,"t-CO2/GJ",605.90639999999996,null,"使用量",null,30,15,15,15,30,15,15,15,30,15,15,20,10,null,"対象",8558]
[{"$f":"VLOOKUP(D13,非表示_活動量と単位!$D$8:$E$75,2,FALSE)","v":0},null,11,"A重油",30,"kl",38.9,"GJ/kl",7.0800000000000002E-2,"t-CO2/GJ",82.623599999999996,null,"使用量",30,null,null,null,null,null,null,null,null,null,null,null,null,null,null,"対象",1167]
[{"$f":"VLOOKUP(D14,非表示_活動量と単位!$D$8:$E$75,2,FALSE)","v":{"$error":"#N/A"}},null,null,"",0,"","","","","","",null,"",null,null,null,null,null,null,null,null,null,null,null,null,null,null,null,"",""]
[{"$f":"VLOOKUP(D15,非表示_活動量と単位!$D$8:$E$75,2,FALSE)","v":{"$error":"#N/A"}},null,null,"",0,"","","","","","",null,"",null,null,null,null,null,null,null,null,null,null,null,null,null,null,null,"",""]
[{"$f":"VLOOKUP(D16,非表示_活動量と単位!$D$8:$E$75,2,FALSE)","v":{"$error":"#N/A"}},null,null,"",0,"","","","","","",null,"",null,null,null,null,null,null,null,null,null,null,null,null,null,null,null,"",""]
[{"$f":"VLOOKUP(D17,非表示_活動量と単位!$D$8:$E$75,2,FALSE)","v":{"$error":"#N/A"}},null,null,"",0,"","","","","","",null,"",null,null,null,null,null,null,null,null,null,null,null,null,null,null,null,"",""]
[{"$f":"VLOOKUP(D18,非表示_活動量と単位!$D$8:$E$75,2,FALSE)","v":{"$error":"#N/A"}},null,null,"",0,"","","","","","",null,"",null,null,null,null,null,null,null,null,null,null,null,null,null,null,null,"",""]
[{"$f":"VLOOKUP(D19,非表示_活動量と単位!$D$8:$E$75,2,FALSE)","v":{"$error":"#N/A"}},null,null,"",0,"","","","","","",null,"",null,null,null,null,null,null,null,null,null,null,null,null,null,null,null,"",""]
[{"$f":"VLOOKUP(D20,非表示_活動量と単位!$D$8:$E$75,2,FALSE)","v":{"$error":"#N/A"}},null,null,"",0,"","","","","",{"$f":"IF($D20=\"\",\"\",IF($A20=0,E20*G20*I20,E20*I20))","v":""},null,"",null,null,null,null,null,null,null,null,null,null,null,null,null,null,null,"",""]
[{"$f":"VLOOKUP(D21,非表示_活動量と単位!$D$8:$E$75,2,FALSE)","v":{"$error":"#N/A"}},null,null,"",0,"","","","","","",null,"",null,null,null,null,null,null,null,null,null,null,null,null,null,null,null,"",""]
[{"$f":"IF($G22=\"\",1,0)","v":1},null,null,"その他（要：備考欄への詳細記載）",0,null,null,null,null,null,{"$f":"IF($C22=\"\",\"\",IF($A22=0,E22*G22*I22,E22*I22))","v":""},null,null,null,null,null,null,null,null,null,null,null,null,null,null,null,null,null,"---","---"]
[1,null,null,"その他（要：備考欄への詳細記載）",0,null,null,null,null,null,{"$f":"IF($C23=\"\",\"\",IF($A23=0,E23*G23*I23,E23*I23))","v":""},null,null,null,null,null,null,null,null,null,null,null,null,null,null,null,null,null,"---",{"$f":"IF($D23=\"\",\"\",IF(AC23=\"---\",\"---\",IF(OR($D23=\"系統電力\",$D23=\"産業用蒸気\",$D23=\"温水\",$D23=\"冷水\",$D23=\"蒸気（産業用以外）\"),E23*VLOOKUP($D23,GJ換算係数,2,FALSE),E23*G23)))","v":"---"}]
[1,null,null,"その他（要：備考欄への詳細記載）",0,null,null,null,null,null,"",null,null,null,null,null,null,null,null,null,null,null,null,null,null,null,null,null,"---","---"]
[1,null,null,"その他（要：備考欄への詳細記載）",0,null,null,null,null,null,"",null,null,null,null,null,null,null,null,null,null,null,null,null,null,null,null,null,"---","---"]
[1,null,null,"その他（要：備考欄への詳細記載）",0,null,null,null,null,null,"",null,null,null,null,null,null,null,null,null,null,null,null,null,null,null,null,null,"---","---"]
[1,null,null,"その他（要：備考欄への詳細記載）",0,null,null,null,null,null,"",null,null,null,null,null,null,null,null,null,null,null,null,null,null,null,null,null,"---",{"$f":"IF($D27=\"\",\"\",IF(AC27=\"---\",\"---\",IF(OR($D27=\"系統電力\",$D27=\"産業用蒸気\",$D27=\"温水\",$D27=\"冷水\",$D27=\"蒸気（産業用以外）\"),E27*VLOOKUP($D27,GJ換算係数,2,FALSE),E27*G27)))","v":"---"}]
[1,null,null,"その他（要：備考欄への詳細記載）",0,null,null,null,null,null,"",null,null,null,null,null,null,null,null,null,null,null,null,null,null,null,null,null,"---","---"]
[1,null,null,"その他（要：備考欄への詳細記載）",0,null,null,null,null,null,"",null,null,null,null,null,null,null,null,null,null,null,null,null,null,null,null,null,"---",{"$f":"IF($D29=\"\",\"\",IF(AC29=\"---\",\"---\",IF(OR($D29=\"系統電力\",$D29=\"産業用蒸気\",$D29=\"温水\",$D29=\"冷水\",$D29=\"蒸気（産業用以外）\"),E29*VLOOKUP($D29,GJ換算係数,2,FALSE),E29*G29)))","v":"---"}]
[1,null,null,"その他（要：備考欄への詳細記載）",0,null,null,null,null,null,"",null,null,null,null,null,null,null,null,null,null,null,null,null,null,null,null,null,"---","---"]
[1,null,null,"その他（要：備考欄への詳細記載）",0,null,null,null,null,null,"",null,null,null,null,null,null,null,null,null,null,null,null,null,null,null,null,null,"---","---"]
[null,null,null,null,null,null,null,null,"CO2排出量の合計",null,{"$f":"IF(COUNTIF($E$2,\"---*\"),\"---\",SUM($K$7:$K$31)+SUM($K$48:$K$102))","v":4882.8323999999993},null,null,null,null,null,null,null,null,null,null,null,null,null,null,null,null,null,"GJ換算量の合計(b)",{"$f":"IF(COUNTIF($E$2,\"---*\"),\"---\",SUM($AD$7:$AD$31)+SUM($AD$48:$AD$102))","v":58950.2}]
[null,null,null,null,null,null,null,null,"エネルギー起源\nCO2排出量の合計(a)",null,{"$f":"IF(COUNTIF($E$2,\"---*\"),\"---\",SUMIFS(K7:K31,AC7:AC31,\"対象\")+SUMIFS(K48:K102,AC48:AC102,\"対象\"))","v":3984.0323999999996},null,null,null,null,null,null,null,null,null,null,null,null,null,null,null,null,null,"脱炭素化指標(a)/(b)",{"$f":"IFERROR(K33/AD32,\"---\")","v":6.758301753005079E-2}]
[]
[null," 1）","年度開始時点の在庫量（N列）・月別の購買量（O～Z列）・年度終了時点の在庫量（AA列）・製品中への注入量（AB列）は活動量単位未満を切り捨てずに入力してください。"]
[null,"2)","電気・熱を工場・事業場外に供給している場合の活動量"]
[null,null,"A：工場・事業場内で燃料を使用して電気や熱を発生させ、工場・事業場外へ供給した場合"]
[null,null,"→所内消費分の活動量を計算し、活動量欄に記載してください。計算根拠は「8. 備考」に記載してください。（記入例及びモニタリング報告ガイドライン第II部1.4.1を参照）"]
[null,null,"B：電気事業者や熱供給業者から電気や熱の供給を受け、工場・事業場外へ供給した場合"]
[null,null,"→外部への供給量をマイナスの値として活動量欄に記載ください。（記入例及びモニタリング報告ガイドライン第II部1.4.2を参照）"]
[null,"3)","活動種別が「その他」の場合には、指定されている行を使用し、活動量単位や係数等の必要な情報を入力してください。"]
[null,"4)","記入欄が足りない場合には、下表に記入してください。"]
[]
[]
[null,null,"モニタリング\nポイント\nNo.","活動種別","活動量",null,"単位発熱量",null,"CO2排出係数",null,"CO2排出量\n[t-CO2]","備考","活動量","年度開始\n時点の\n在庫量","月別の購買量　※「活動量」の単位（F列）と整合するように記入ください。",null,null,null,null,null,null,null,null,null,null,null,"年度終了\n時点の\n在庫量","製品中への注入量","GJ換算"]
[]
[null,null,null,null,"量","単位","係数","単位","係数","単位",null,null,"把握対象",null,"４月","５月","６月","７月","８月","９月","１０月","１１月","１２月","１月","２月","３月",null,null,"対象","GJ換算量"]
[{"$f":"VLOOKUP(D48,非表示_活動量と単位!$D$8:$E$75,2,FALSE)","v":{"$error":"#N/A"}},null,null,{"$f":"IF($C48=\"\",\"\",VLOOKUP($C48,モニタリングポイント,3,FALSE))","v":""},{"$f":"TRUNC((SUM(O48:Z48)+(N48-AA48)-AB48),0)","v":0},{"$f":"IF($D48=\"\",\"\",VLOOKUP($D48,活動の種別と単位,4,FALSE))","v":""},{"$f":"IF($D48=\"\",\"\",IF(VLOOKUP($C48,モニタリングポイント,9,FALSE)=\"デフォルト値\",VLOOKUP($D48,デフォルト値,3,FALSE),\"\"))","v":""},{"$f":"IF($D48=\"\",\"\",VLOOKUP($D48,活動の種別と単位,5,FALSE))","v":""},{"$f":"IF($D48=\"\",\"\",IF(VLOOKUP($C48,モニタリングポイント,11,FALSE)=\"デフォルト値\",VLOOKUP($D48,デフォルト値,5,FALSE),\"\"))","v":""},{"$f":"IF($D48=\"\",\"\",VLOOKUP($D48,活動の種別と単位,6,FALSE))","v":""},{"$f":"IF($D48=\"\",\"\",IF($A48=0,E48*G48*I48,E48*I48))","v":""},null,{"$f":"IF($D48=\"\",\"\",VLOOKUP($D48,活動の種別と単位,3,FALSE))","v":""},null,null,null,null,null,null,null,null,null,null,null,null,null,null,null,{"$f":"IF($D48=\"\",\"\",VLOOKUP($D48,活動の種別と単位,7,FALSE))","v":""},{"$f":"IF($D48=\"\",\"\",IF(AC48=\"---\",\"---\",IF(OR($D48=\"系統電力\",$D48=\"産業用蒸気\",$D48=\"温水\",$D48=\"冷水\",$D48=\"蒸気（産業用以外）\"),E48*VLOOKUP($D48,GJ換算係数,2,FALSE),E48*G48)))","v":""}]
[{"$f":"VLOOKUP(D49,非表示_活動量と単位!$D$8:$E$75,2,FALSE)","v":{"$error":"#N/A"}},null,null,"",0,"","","","","",{"$f":"IF($D49=\"\",\"\",IF($A49=0,E49*G49*I49,E49*I49))","v":""},null,"",null,null,null,null,null,null,null,null,null,null,null,null,null,null,null,"",{"$f":"IF($D49=\"\",\"\",IF(AC49=\"---\",\"---\",IF(OR($D49=\"系統電力\",$D49=\"産業用蒸気\",$D49=\"温水\",$D49=\"冷水\",$D49=\"蒸気（産業用以外）\"),E49*VLOOKUP($D49,GJ換算係数,2,FALSE),E49*G49)))","v":""}]
[{"$f":"VLOOKUP(D50,非表示_活動量と単位!$D$8:$E$75,2,FALSE)","v":{"$error":"#N/A"}},null,null,"",0,"","","","","","",null,"",null,null,null,null,null,null,null,null,null,null,null,null,null,null,null,"",""]
[{"$f":"VLOOKUP(D51,非表示_活動量と単位!$D$8:$E$75,2,FALSE)","v":{"$error":"#N/A"}},null,null,"",0,"","","","","","",null,"",null,null,null,null,null,null,null,null,null,null,null,null,null,null,null,"",""]
[{"$f":"VLOOKUP(D52,非表示_活動量と単位!$D$8:$E$75,2,FALSE)","v":{"$error":"#N/A"}},null,null,"",0,"","","","","","",null,"",null,null,null,null,null,null,null,null,null,null,null,null,null,null,null,"",""]
[{"$f":"VLOOKUP(D53,非表示_活動量と単位!$D$8:$E$75,2,FALSE)","v":{"$error":"#N/A"}},null,null,"",0,"","","","","","",null,"",null,null,null,null,null,null,null,null,null,null,null,null,null,null,null,"",""]
[{"$f":"VLOOKUP(D54,非表示_活動量と単位!$D$8:$E$75,2,FALSE)","v":{"$error":"#N/A"}},null,null,"",0,"","","","","","",null,"",null,null,null,null,null,null,null,null,null,null,null,null,null,null,null,"",""]
[{"$f":"VLOOKUP(D55,非表示_活動量と単位!$D$8:$E$75,2,FALSE)","v":{"$error":"#N/A"}},null,null,"",0,"","","","","","",null,"",null,null,null,null,null,null,null,null,null,null,null,null,null,null,null,"",""]
[{"$f":"VLOOKUP(D56,非表示_活動量と単位!$D$8:$E$75,2,FALSE)","v":{"$error":"#N/A"}},null,null,"",0,"","","","","","",null,"",null,null,null,null,null,null,null,null,null,null,null,null,null,null,null,"",""]
[{"$f":"VLOOKUP(D57,非表示_活動量と単位!$D$8:$E$75,2,FALSE)","v":{"$error":"#N/A"}},null,null,"",0,"","","","","","",null,"",null,null,null,null,null,null,null,null,null,null,null,null,null,null,null,"",""]
[{"$f":"VLOOKUP(D58,非表示_活動量と単位!$D$8:$E$75,2,FALSE)","v":{"$error":"#N/A"}},null,null,"",0,"","","","","","",null,"",null,null,null,null,null,null,null,null,null,null,null,null,null,null,null,"",""]
[{"$f":"VLOOKUP(D59,非表示_活動量と単位!$D$8:$E$75,2,FALSE)","v":{"$error":"#N/A"}},null,null,"",0,"","","","","","",null,"",null,null,null,null,null,null,null,null,null,null,null,null,null,null,null,"",""]
[{"$f":"VLOOKUP(D60,非表示_活動量と単位!$D$8:$E$75,2,FALSE)","v":{"$error":"#N/A"}},null,null,"",0,"","","","","","",null,"",null,null,null,null,null,null,null,null,null,null,null,null,null,null,null,"",""]
[{"$f":"VLOOKUP(D61,非表示_活動量と単位!$D$8:$E$75,2,FALSE)","v":{"$error":"#N/A"}},null,null,"",0,"","","","","","",null,"",null,null,null,null,null,null,null,null,null,null,null,null,null,null,null,"",""]
[{"$f":"VLOOKUP(D62,非表示_活動量と単位!$D$8:$E$75,2,FALSE)","v":{"$error":"#N/A"}},null,null,"",0,"","","","","","",null,"",null,null,null,null,null,null,null,null,null,null,null,null,null,null,null,"",""]
[{"$f":"VLOOKUP(D63,非表示_活動量と単位!$D$8:$E$75,2,FALSE)","v":{"$error":"#N/A"}},null,null,"",0,"","","","","","",null,"",null,null,null,null,null,null,null,null,null,null,null,null,null,null,null,"",""]
[{"$f":"VLOOKUP(D64,非表示_活動量と単位!$D$8:$E$75,2,FALSE)","v":{"$error":"#N/A"}},null,null,"",0,"","","","","","",null,"",null,null,null,null,null,null,null,null,null,null,null,null,null,null,null,"",""]
[{"$f":"VLOOKUP(D65,非表示_活動量と単位!$D$8:$E$75,2,FALSE)","v":{"$error":"#N/A"}},null,null,"",0,"","","","","","",null,"",null,null,null,null,null,null,null,null,null,null,null,null,null,null,null,"",""]
[{"$f":"VLOOKUP(D66,非表示_活動量と単位!$D$8:$E$75,2,FALSE)","v":{"$error":"#N/A"}},null,null,"",0,"","","","","","",null,"",null,null,null,null,null,null,null,null,null,null,null,null,null,null,null,"",""]
[{"$f":"VLOOKUP(D67,非表示_活動量と単位!$D$8:$E$75,2,FALSE)","v":{"$error":"#N/A"}},null,null,"",0,"","","","","","",null,"",null,null,null,null,null,null,null,null,null,null,null,null,null,null,null,"",""]
[{"$f":"VLOOKUP(D68,非表示_活動量と単位!$D$8:$E$75,2,FALSE)","v":{"$error":"#N/A"}},null,null,"",0,"","","","","","",null,"",null,null,null,null,null,null,null,null,null,null,null,null,null,null,null,"",""]
[{"$f":"VLOOKUP(D69,非表示_活動量と単位!$D$8:$E$75,2,FALSE)","v":{"$error":"#N/A"}},null,null,"",0,"","","","","","",null,"",null,null,null,null,null,null,null,null,null,null,null,null,null,null,null,"",""]
[{"$f":"VLOOKUP(D70,非表示_活動量と単位!$D$8:$E$75,2,FALSE)","v":{"$error":"#N/A"}},null,null,"",0,"","","","","","",null,"",null,null,null,null,null,null,null,null,null,null,null,null,null,null,null,"",{"$f":"IF($D70=\"\",\"\",IF(AC70=\"---\",\"---\",IF(OR($D70=\"系統電力\",$D70=\"産業用蒸気\",$D70=\"温水\",$D70=\"冷水\",$D70=\"蒸気（産業用以外）\"),E70*VLOOKUP($D70,GJ換算係数,2,FALSE),E70*G70)))","v":""}]
[{"$f":"VLOOKUP(D71,非表示_活動量と単位!$D$8:$E$75,2,FALSE)","v":{"$error":"#N/A"}},null,null,"",0,"","","","","","",null,"",null,null,null,null,null,null,null,null,null,null,null,null,null,null,null,"",""]
[{"$f":"VLOOKUP(D72,非表示_活動量と単位!$D$8:$E$75,2,FALSE)","v":{"$error":"#N/A"}},null,null,"",0,"","","","","","",null,"",null,null,null,null,null,null,null,null,null,null,null,null,null,null,null,"",""]
[{"$f":"VLOOKUP(D73,非表示_活動量と単位!$D$8:$E$75,2,FALSE)","v":{"$error":"#N/A"}},null,null,"",0,"","","","","","",null,"",null,null,null,null,null,null,null,null,null,null,null,null,null,null,null,"",""]
[{"$f":"VLOOKUP(D74,非表示_活動量と単位!$D$8:$E$75,2,FALSE)","v":{"$error":"#N/A"}},null,null,"",0,"","","","","","",null,"",null,null,null,null,null,null,null,null,null,null,null,null,null,null,null,"",""]
[{"$f":"VLOOKUP(D75,非表示_活動量と単位!$D$8:$E$75,2,FALSE)","v":{"$error":"#N/A"}},null,null,"",0,"","","","","","",null,"",null,null,null,null,null,null,null,null,null,null,null,null,null,null,null,"",""]
[{"$f":"VLOOKUP(D76,非表示_活動量と単位!$D$8:$E$75,2,FALSE)","v":{"$error":"#N/A"}},null,null,"",0,"","","","","","",null,"",null,null,null,null,null,null,null,null,null,null,null,null,null,null,null,"",""]
[{"$f":"VLOOKUP(D77,非表示_活動量と単位!$D$8:$E$75,2,FALSE)","v":{"$error":"#N/A"}},null,null,"",0,"","","","","","",null,"",null,null,null,null,null,null,null,null,null,null,null,null,null,null,null,"",""]
[{"$f":"VLOOKUP(D78,非表示_活動量と単位!$D$8:$E$75,2,FALSE)","v":{"$error":"#N/A"}},null,null,"",0,"","","","","","",null,"",null,null,null,null,null,null,null,null,null,null,null,null,null,null,null,"",""]
[{"$f":"VLOOKUP(D79,非表示_活動量と単位!$D$8:$E$75,2,FALSE)","v":{"$error":"#N/A"}},null,null,"",0,"","","","","","",null,"",null,null,null,null,null,null,null,null,null,null,null,null,null,null,null,"",""]
[{"$f":"VLOOKUP(D80,非表示_活動量と単位!$D$8:$E$75,2,FALSE)","v":{"$error":"#N/A"}},null,null,{"$f":"IF($C80=\"\",\"\",VLOOKUP($C80,モニタリングポイント,3,FALSE))","v":""},0,"",{"$f":"IF($D80=\"\",\"\",IF(VLOOKUP($C80,モニタリングポイント,9,FALSE)=\"デフォルト値\",VLOOKUP($D80,デフォルト値,3,FALSE),\"\"))","v":""},"",{"$f":"IF($D80=\"\",\"\",IF(VLOOKUP($C80,モニタリングポイント,11,FALSE)=\"デフォルト値\",VLOOKUP($D80,デフォルト値,5,FALSE),\"\"))","v":""},"","",null,"",null,null,null,null,null,null,null,null,null,null,null,null,null,null,null,"",""]
[{"$f":"VLOOKUP(D81,非表示_活動量と単位!$D$8:$E$75,2,FALSE)","v":{"$error":"#N/A"}},null,null,"",0,"","","","","","",null,"",null,null,null,null,null,null,null,null,null,null,null,null,null,null,null,"",""]
[{"$f":"VLOOKUP(D82,非表示_活動量と単位!$D$8:$E$75,2,FALSE)","v":{"$error":"#N/A"}},null,null,"",0,"","","","","","",null,"",null,null,null,null,null,null,null,null,null,null,null,null,null,null,null,"",""]
[{"$f":"VLOOKUP(D83,非表示_活動量と単位!$D$8:$E$75,2,FALSE)","v":{"$error":"#N/A"}},null,null,"",0,"","","","","","",null,"",null,null,null,null,null,null,null,null,null,null,null,null,null,null,null,"",""]
[{"$f":"VLOOKUP(D84,非表示_活動量と単位!$D$8:$E$75,2,FALSE)","v":{"$error":"#N/A"}},null,null,"",0,"","","","","","",null,"",null,null,null,null,null,null,null,null,null,null,null,null,null,null,null,"",""]
[{"$f":"VLOOKUP(D85,非表示_活動量と単位!$D$8:$E$75,2,FALSE)","v":{"$error":"#N/A"}},null,null,"",0,"","","","","","",null,"",null,null,null,null,null,null,null,null,null,null,null,null,null,null,null,"",""]
[{"$f":"VLOOKUP(D86,非表示_活動量と単位!$D$8:$E$75,2,FALSE)","v":{"$error":"#N/A"}},null,null,"",0,"","","","","","",null,"",null,null,null,null,null,null,null,null,null,null,null,null,null,null,null,"",""]
[{"$f":"VLOOKUP(D87,非表示_活動量と単位!$D$8:$E$75,2,FALSE)","v":{"$error":"#N/A"}},null,null,"",0,"","","","","","",null,"",null,null,null,null,null,null,null,null,null,null,null,null,null,null,null,"",""]
[{"$f":"VLOOKUP(D88,非表示_活動量と単位!$D$8:$E$75,2,FALSE)","v":{"$error":"#N/A"}},null,null,"",0,"","","","","","",null,"",null,null,null,null,null,null,null,null,null,null,null,null,null,null,null,"",{"$f":"IF($D88=\"\",\"\",IF(AC88=\"---\",\"---\",IF(OR($D88=\"系統電力\",$D88=\"産業用蒸気\",$D88=\"温水\",$D88=\"冷水\",$D88=\"蒸気（産業用以外）\"),E88*VLOOKUP($D88,GJ換算係数,2,FALSE),E88*G88)))","v":""}]
[{"$f":"VLOOKUP(D89,非表示_活動量と単位!$D$8:$E$75,2,FALSE)","v":{"$error":"#N/A"}},null,null,"",0,"","","","","","",null,"",null,null,null,null,null,null,null,null,null,null,null,null,null,null,null,"",""]
[{"$f":"VLOOKUP(D90,非表示_活動量と単位!$D$8:$E$75,2,FALSE)","v":{"$error":"#N/A"}},null,null,"",0,"","","","","","",null,"",null,null,null,null,null,null,null,null,null,null,null,null,null,null,null,"",""]
[{"$f":"VLOOKUP(D91,非表示_活動量と単位!$D$8:$E$75,2,FALSE)","v":{"$error":"#N/A"}},null,null,"",0,"","","","","","",null,"",null,null,null,null,null,null,null,null,null,null,null,null,null,null,null,"",""]
[{"$f":"VLOOKUP(D92,非表示_活動量と単位!$D$8:$E$75,2,FALSE)","v":{"$error":"#N/A"}},null,null,"",0,"","","","","","",null,"",null,null,null,null,null,null,null,null,null,null,null,null,null,null,null,"",""]
[{"$f":"VLOOKUP(D93,非表示_活動量と単位!$D$8:$E$75,2,FALSE)","v":{"$error":"#N/A"}},null,null,"",0,"","","","","","",null,"",null,null,null,null,null,null,null,null,null,null,null,null,null,null,null,"",""]
[{"$f":"VLOOKUP(D94,非表示_活動量と単位!$D$8:$E$75,2,FALSE)","v":{"$error":"#N/A"}},null,null,"",0,"","","","","","",null,"",null,null,null,null,null,null,null,null,null,null,null,null,null,null,null,"",""]
[{"$f":"VLOOKUP(D95,非表示_活動量と単位!$D$8:$E$75,2,FALSE)","v":{"$error":"#N/A"}},null,null,"",0,"","","","","","",null,"",null,null,null,null,null,null,null,null,null,null,null,null,null,null,null,"",""]
[{"$f":"VLOOKUP(D96,非表示_活動量と単位!$D$8:$E$75,2,FALSE)","v":{"$error":"#N/A"}},null,null,"",0,"","","","","","",null,"",null,null,null,null,null,null,null,null,null,null,null,null,null,null,null,"",""]
[{"$f":"VLOOKUP(D97,非表示_活動量と単位!$D$8:$E$75,2,FALSE)","v":{"$error":"#N/A"}},null,null,"",0,"","","","","","",null,"",null,null,null,null,null,null,null,null,null,null,null,null,null,null,null,"",""]
[{"$f":"VLOOKUP(D98,非表示_活動量と単位!$D$8:$E$75,2,FALSE)","v":{"$error":"#N/A"}},null,null,"",0,"","","","","","",null,"",null,null,null,null,null,null,null,null,null,null,null,null,null,null,null,"",""]
[{"$f":"VLOOKUP(D99,非表示_活動量と単位!$D$8:$E$75,2,FALSE)","v":{"$error":"#N/A"}},null,null,"",0,"","","","","","",null,"",null,null,null,null,null,null,null,null,null,null,null,null,null,null,null,"",""]
[{"$f":"VLOOKUP(D100,非表示_活動量と単位!$D$8:$E$75,2,FALSE)","v":{"$error":"#N/A"}},null,null,"",0,"","","","","","",null,"",null,null,null,null,null,null,null,null,null,null,null,null,null,null,null,"",""]
[{"$f":"VLOOKUP(D101,非表示_活動量と単位!$D$8:$E$75,2,FALSE)","v":{"$error":"#N/A"}},null,null,"",0,"","","","","","",null,"",null,null,null,null,null,null,null,null,null,null,null,null,null,null,null,"",""]
[{"$f":"VLOOKUP(D102,非表示_活動量と単位!$D$8:$E$75,2,FALSE)","v":{"$error":"#N/A"}},null,null,"",0,"","","","","","",null,"",null,null,null,null,null,null,null,null,null,null,null,null,null,null,null,"",""]
[]
[]
[]
[]
[]
[]
[]
[]
[]
[]
[]
[]
[]
[]
[null,null,null,null,null,null,null,null,null,null,null,null,null,null,null,null,null,null,null,null,null,null,null,null,null,null,null,null,null,null,null,null,null,null,null,null,null,null,null,null,null,null,null,null,null,null,null,null,null,null,null,null,null,null,null,null,null,null,null,null,null,null,null,null,null,null,null,null,null,null,null,null,null,null,null,null,null,null,null,null,null,null,null,null,null,null,null,null,null,null,null,null,null,null,null,null,null,null,null,null,null,null,null,null,null,null,null,null,null,null,null,null,null,"単位"]
[null,null,null,null,null,null,null,null,null,null,null,null,null,null,null,null,null,null,null,null,null,null,null,null,null,null,null,null,null,null,null,null,null,null,null,null,null,null,null,null,null,null,null,null,null,null,null,null,null,null,null,null,null,null,null,null,null,null,null,null,null,null,null,null,null,null,null,null,null,null,null,null,null,null,null,null,null,null,null,null,null,null,null,null,null,null,null,null,null,null,null,null,null,null,null,null,null,null,null,null,null,null,null,null,null,null,null,null,null,null,null,null,null,"t"]
[null,null,null,null,null,null,null,null,null,null,null,null,null,null,null,null,null,null,null,null,null,null,null,null,null,null,null,null,null,null,null,null,null,null,null,null,null,null,null,null,null,null,null,null,null,null,null,null,null,null,null,null,null,null,null,null,null,null,null,null,null,null,null,null,null,null,null,null,null,null,null,null,null,null,null,null,null,null,null,null,null,null,null,null,null,null,null,null,null,null,null,null,null,null,null,null,null,null,null,null,null,null,null,null,null,null,null,null,null,null,null,null,null,"kl"]
[null,null,null,null,null,null,null,null,null,null,null,null,null,null,null,null,null,null,null,null,null,null,null,null,null,null,null,null,null,null,null,null,null,null,null,null,null,null,null,null,null,null,null,null,null,null,null,null,null,null,null,null,null,null,null,null,null,null,null,null,null,null,null,null,null,null,null,null,null,null,null,null,null,null,null,null,null,null,null,null,null,null,null,null,null,null,null,null,null,null,null,null,null,null,null,null,null,null,null,null,null,null,null,null,null,null,null,null,null,null,null,null,null,"千Nm3"]
[null,null,null,null,null,null,null,null,null,null,null,null,null,null,null,null,null,null,null,null,null,null,null,null,null,null,null,null,null,null,null,null,null,null,null,null,null,null,null,null,null,null,null,null,null,null,null,null,null,null,null,null,null,null,null,null,null,null,null,null,null,null,null,null,null,null,null,null,null,null,null,null,null,null,null,null,null,null,null,null,null,null,null,null,null,null,null,null,null,null,null,null,null,null,null,null,null,null,null,null,null,null,null,null,null,null,null,null,null,null,null,null,null,"kWh"]
[null,null,null,null,null,null,null,null,null,null,null,null,null,null,null,null,null,null,null,null,null,null,null,null,null,null,null,null,null,null,null,null,null,null,null,null,null,null,null,null,null,null,null,null,null,null,null,null,null,null,null,null,null,null,null,null,null,null,null,null,null,null,null,null,null,null,null,null,null,null,null,null,null,null,null,null,null,null,null,null,null,null,null,null,null,null,null,null,null,null,null,null,null,null,null,null,null,null,null,null,null,null,null,null,null,null,null,null,null,null,null,null,null,"GJ"]

{"sheet":"6-2. CO2排出量②","index":7,"n_rows":152,"n_cols":116,"rows_kept":152,"cut":false,"hidden":false,"merged":[[44,27,46,27],[44,28,45,29],[44,10,46,10],[44,11,46,11],[44,12,45,12],[44,13,46,13],[44,14,45,25],[44,26,46,26],[3,27,5,27],[3,28,4,29],[31,8,31,9],[32,8,32,9],[44,1,46,1],[44,2,46,2],[44,3,46,3],[44,4,45,5],[44,6,45,7],[44,8,45,9],[3,10,5,10],[3,11,5,11],[3,12,4,12],[3,13,5,13],[3,14,4,25],[3,26,5,26],[3,8,4,9],[3,1,5,1],[3,2,5,2],[3,3,5,3],[3,4,4,5],[3,6,4,7]]}
[]
[null,{"$f":"MID(CELL(\"filename\",C2),FIND(\"]\",CELL(\"filename\",C2))+1,3)&\"．\"","v":"6-2．"},"年間CO2排出量（工場・事業場全体）",null,{"$f":"IF(OR('4. 排出源リスト'!G5=\"\",'4. 排出源リスト'!G5=\"---\"),\"---\"&\"年度\",'4. 排出源リスト'!G5&\"年度\")","v":"令和4年度"},null,null,null,null,null,null,null,null,null,null,null,null,null,null,null,null,null,null,null,null,null,null,null,null,null,null,null,null,null,null,null,null,null,null,null,null,null,null,null,null,null,null,null,null,null,null,null,null,null,null,null,null,null,null,null,null,null,null,null,null,null,null,"セル色の表示／非表示"]
[null,null,null,null,null,null,null,null,null,null,null,null,null,null,null,null,null,null,null,null,null,null,null,null,null,null,null,null,null,null,null,null,null,null,null,null,null,null,null,null,null,null,null,null,null,null,null,null,null,null,null,null,null,null,null,null,null,null,null,null,null,null,null,null,null,null,null,false]
[null,null,"モニタリング\nポイント\nNo.","活動種別","活動量",null,"単位発熱量",null,"CO2排出係数",null,"CO2排出量\n[t-CO2]","備考","活動量","年度開始\n時点の\n在庫量","月別の購買量　※「活動量」の単位（F列）と整合するように記入ください。",null,null,null,null,null,null,null,null,null,null,null,"年度終了\n時点の\n在庫量","製品中への注入量","GJ換算"]
[]
[null,null,null,null,"量","単位","係数","単位","係数","単位",null,null,"把握対象",null,"４月","５月","６月","７月","８月","９月","１０月","１１月","１２月","１月","２月","３月",null,null,"対象","GJ換算量"]
[{"$f":"VLOOKUP(D7,非表示_活動量と単位!$D$8:$E$75,2,FALSE)","v":1},null,1,{"$f":"IF($C7=\"\",\"\",VLOOKUP($C7,モニタリングポイント,3,FALSE))","v":"系統電力"},{"$f":"(SUM(O7:Z7)+(N7-AA7)-AB7)","v":490000},{"$f":"IF($D7=\"\",\"\",VLOOKUP($D7,活動の種別と単位,4,FALSE))","v":"kWh"},{"$f":"IF($D7=\"\",\"\",IF(VLOOKUP($C7,モニタリングポイント,9,FALSE)=\"デフォルト値\",VLOOKUP($D7,デフォルト値,3,FALSE),\"\"))","v":""},{"$f":"IF($D7=\"\",\"\",VLOOKUP($D7,活動の種別と単位,5,FALSE))","v":"---"},{"$f":"IF($D7=\"\",\"\",IF(VLOOKUP($C7,モニタリングポイント,11,FALSE)=\"デフォルト値\",VLOOKUP($D7,デフォルト値,5,FALSE),\"\"))","v":4.3600000000000003E-4},{"$f":"IF($D7=\"\",\"\",VLOOKUP($D7,活動の種別と単位,6,FALSE))","v":"t-CO2/kWh"},{"$f":"IF($D7=\"\",\"\",IF($A7=0,E7*G7*I7,E7*I7))","v":213.64000000000001},null,{"$f":"IF($D7=\"\",\"\",VLOOKUP($D7,活動の種別と単位,3,FALSE))","v":"使用量"},null,40000,40000,40000,40000,50000,40000,40000,40000,40000,40000,40000,40000,null,null,{"$f":"IF($D7=\"\",\"\",VLOOKUP($D7,活動の種別と単位,7,FALSE))","v":"対象"},{"$f":"IF($D7=\"\",\"\",IF(AC7=\"---\",\"---\",IF(OR($D7=\"系統電力\",$D7=\"産業用蒸気\",$D7=\"温水\",$D7=\"冷水\",$D7=\"蒸気（産業用以外）\"),E7*VLOOKUP($D7,GJ換算係数,2,FALSE),E7*G7)))","v":4233.6000000000004}]
[{"$f":"VLOOKUP(D8,非表示_活動量と単位!$D$8:$E$75,2,FALSE)","v":0},null,2,"都市ガス",{"$f":"(SUM(O8:Z8)+(N8-AA8)-AB8)","v":420},"千Nm3",45,"GJ/千Nm3",5.1299999999999998E-2,"t-CO2/GJ",{"$f":"IF($D8=\"\",\"\",IF($A8=0,E8*G8*I8,E8*I8))","v":969.56999999999994},null,"使用量",null,30,30,50,50,50,30,30,30,30,30,30,30,null,null,"対象",{"$f":"IF($D8=\"\",\"\",IF(AC8=\"---\",\"---\",IF(OR($D8=\"系統電力\",$D8=\"産業用蒸気\",$D8=\"温水\",$D8=\"冷水\",$D8=\"蒸気（産業用以外）\"),E8*VLOOKUP($D8,GJ換算係数,2,FALSE),E8*G8)))","v":18900}]
[{"$f":"VLOOKUP(D9,非表示_活動量と単位!$D$8:$E$75,2,FALSE)","v":0},null,3,"A重油",1000,"kl",38.9,"GJ/kl",7.0800000000000002E-2,"t-CO2/GJ",2754.12,null,"使用量",null,400,null,null,300,null,null,null,300,null,null,null,null,null,null,"対象",38900]
[{"$f":"VLOOKUP(D10,非表示_活動量と単位!$D$8:$E$75,2,FALSE)","v":0},null,4,"A重油",190,"kl",38.9,"GJ/kl",7.0800000000000002E-2,"t-CO2/GJ",523.28280000000007,"モニタリングポイント4～8。活動量は所内消費電力、所内消費熱分（按分方法は8.備考参照）","使用量",null,null,null,null,null,null,null,null,null,null,null,null,190,null,null,"対象",7391]
[{"$f":"VLOOKUP(D11,非表示_活動量と単位!$D$8:$E$75,2,FALSE)","v":1},null,9,"生石灰の製造（原料：石灰石）",2100,"t","","---",0.42799999999999999,"t-CO2/t",898.8,null,"原料使用量",null,500,null,null,600,null,null,null,500,null,null,null,500,null,null,"---","---"]
[{"$f":"VLOOKUP(D12,非表示_活動量と単位!$D$8:$E$75,2,FALSE)","v":0},null,10,"A重油",155,"kl",38.9,"GJ/kl",7.0800000000000002E-2,"t-CO2/GJ",426.8886,null,"使用量",null,20,10,10,15,15,10,15,15,15,10,10,10,null,null,"対象",6029.5]
[{"$f":"VLOOKUP(D13,非表示_活動量と単位!$D$8:$E$75,2,FALSE)","v":0},null,11,"A重油",-5,"kl",38.9,"GJ/kl",7.0800000000000002E-2,"t-CO2/GJ",-13.7706,null,"使用量",10,null,null,null,null,null,null,null,null,null,null,null,null,15,null,"対象",-194.5]
[{"$f":"VLOOKUP(D14,非表示_活動量と単位!$D$8:$E$75,2,FALSE)","v":{"$error":"#N/A"}},null,null,"",0,"",{"$f":"IF($D14=\"\",\"\",IF(VLOOKUP($C14,モニタリングポイント,9,FALSE)=\"デフォルト値\",VLOOKUP($D14,デフォルト値,3,FALSE),\"\"))","v":""},"","","","",null,"",null,null,null,null,null,null,null,null,null,null,null,null,null,null,null,"",""]
[{"$f":"VLOOKUP(D15,非表示_活動量と単位!$D$8:$E$75,2,FALSE)","v":{"$error":"#N/A"}},null,null,"",0,"","","","","","",null,"",null,null,null,null,null,null,null,null,null,null,null,null,null,null,null,"",""]
[{"$f":"VLOOKUP(D16,非表示_活動量と単位!$D$8:$E$75,2,FALSE)","v":{"$error":"#N/A"}},null,null,"",0,"","","","","","",null,"",null,null,null,null,null,null,null,null,null,null,null,null,null,null,null,"",""]
[{"$f":"VLOOKUP(D17,非表示_活動量と単位!$D$8:$E$75,2,FALSE)","v":{"$error":"#N/A"}},null,null,"",0,"","","",{"$f":"IF($D17=\"\",\"\",IF(VLOOKUP($C17,モニタリングポイント,11,FALSE)=\"デフォルト値\",VLOOKUP($D17,デフォルト値,5,FALSE),\"\"))","v":""},"","",null,"",null,null,null,null,null,null,null,null,null,null,null,null,null,null,null,"",""]
[{"$f":"VLOOKUP(D18,非表示_活動量と単位!$D$8:$E$75,2,FALSE)","v":{"$error":"#N/A"}},null,null,"",0,"","","","","","",null,"",null,null,null,null,null,null,null,null,null,null,null,null,null,null,null,"",""]
[{"$f":"VLOOKUP(D19,非表示_活動量と単位!$D$8:$E$75,2,FALSE)","v":{"$error":"#N/A"}},null,null,"",0,"","","","","","",null,"",null,null,null,null,null,null,null,null,null,null,null,null,null,null,null,"",""]
[{"$f":"VLOOKUP(D20,非表示_活動量と単位!$D$8:$E$75,2,FALSE)","v":{"$error":"#N/A"}},null,null,"",0,"","","","","","",null,"",null,null,null,null,null,null,null,null,null,null,null,null,null,null,null,"",""]
[{"$f":"VLOOKUP(D21,非表示_活動量と単位!$D$8:$E$75,2,FALSE)","v":{"$error":"#N/A"}},null,null,"",0,"","","","","",{"$f":"IF($D21=\"\",\"\",IF($A21=0,E21*G21*I21,E21*I21))","v":""},null,"",null,null,null,null,null,null,null,null,null,null,null,null,null,null,null,"",""]
[{"$f":"IF($G22=\"\",1,0)","v":1},null,null,"その他（要：備考欄への詳細記載）",{"$f":"(SUM(O22:Z22)+(N22-AA22)-AB22)","v":0},null,null,null,null,null,{"$f":"IF($C22=\"\",\"\",IF($A22=0,E22*G22*I22,E22*I22))","v":""},null,null,null,null,null,null,null,null,null,null,null,null,null,null,null,null,null,"---","---"]
[1,null,null,"その他（要：備考欄への詳細記載）",{"$f":"(SUM(O23:Z23)+(N23-AA23)-AB23)","v":0},null,null,null,null,null,{"$f":"IF($C23=\"\",\"\",IF($A23=0,E23*G23*I23,E23*I23))","v":""},null,null,null,null,null,null,null,null,null,null,null,null,null,null,null,null,null,"---",{"$f":"IF($D23=\"\",\"\",IF(AC23=\"---\",\"---\",IF(OR($D23=\"系統電力\",$D23=\"産業用蒸気\",$D23=\"温水\",$D23=\"冷水\",$D23=\"蒸気（産業用以外）\"),E23*VLOOKUP($D23,GJ換算係数,2,FALSE),E23*G23)))","v":"---"}]
[1,null,null,"その他（要：備考欄への詳細記載）",0,null,null,null,null,null,"",null,null,null,null,null,null,null,null,null,null,null,null,null,null,null,null,null,"---","---"]
[1,null,null,"その他（要：備考欄への詳細記載）",0,null,null,null,null,null,"",null,null,null,null,null,null,null,null,null,null,null,null,null,null,null,null,null,"---","---"]
[1,null,null,"その他（要：備考欄への詳細記載）",0,null,null,null,null,null,"",null,null,null,null,null,null,null,null,null,null,null,null,null,null,null,null,null,"---","---"]
[1,null,null,"その他（要：備考欄への詳細記載）",0,null,null,null,null,null,"",null,null,null,null,null,null,null,null,null,null,null,null,null,null,null,null,null,"---","---"]
[1,null,null,"その他（要：備考欄への詳細記載）",0,null,null,null,null,null,"",null,null,null,null,null,null,null,null,null,null,null,null,null,null,null,null,null,"---",{"$f":"IF($D28=\"\",\"\",IF(AC28=\"---\",\"---\",IF(OR($D28=\"系統電力\",$D28=\"産業用蒸気\",$D28=\"温水\",$D28=\"冷水\",$D28=\"蒸気（産業用以外）\"),E28*VLOOKUP($D28,GJ換算係数,2,FALSE),E28*G28)))","v":"---"}]
[1,null,null,"その他（要：備考欄への詳細記載）",0,null,null,null,null,null,"",null,null,null,null,null,null,null,null,null,null,null,null,null,null,null,null,null,"---",{"$f":"IF($D29=\"\",\"\",IF(AC29=\"---\",\"---\",IF(OR($D29=\"系統電力\",$D29=\"産業用蒸気\",$D29=\"温水\",$D29=\"冷水\",$D29=\"蒸気（産業用以外）\"),E29*VLOOKUP($D29,GJ換算係数,2,FALSE),E29*G29)))","v":"---"}]
[1,null,null,"その他（要：備考欄への詳細記載）",0,null,null,null,null,null,"",null,null,null,null,null,null,null,null,null,null,null,null,null,null,null,null,null,"---","---"]
[1,null,null,"その他（要：備考欄への詳細記載）",0,null,null,null,null,null,"",null,null,null,null,null,null,null,null,null,null,null,null,null,null,null,null,null,"---","---"]
[null,null,null,null,null,null,null,null,"CO2排出量の合計",null,{"$f":"IF(COUNTIF($E$2,\"---*\"),\"---\",SUM($K$7:$K$31)+SUM($K$48:$K$102))","v":5772.5308000000005},null,null,null,null,null,null,null,null,null,null,null,null,null,null,null,null,null,"GJ換算量の合計(b)",{"$f":"IF(COUNTIF($E$2,\"---*\"),\"---\",SUM($AD$7:$AD$31)+SUM($AD$48:$AD$102))","v":75259.600000000006}]
[null,null,null,null,null,null,null,null,"エネルギー起源\nCO2排出量の合計(a)",null,{"$f":"IF(COUNTIF($E$2,\"---*\"),\"---\",SUMIFS(K7:K31,AC7:AC31,\"対象\")+SUMIFS(K48:K102,AC48:AC102,\"対象\"))","v":4873.7308000000003},null,null,null,null,null,null,null,null,null,null,null,null,null,null,null,null,null,"脱炭素化指標(a)/(b)",{"$f":"IFERROR(K33/AD32,\"---\")","v":6.4758925107228846E-2}]
[]
[null," 1）","年度開始時点の在庫量（N列）・月別の購買量（O～Z列）・年度終了時点の在庫量（AA列）・製品中への注入量（AB列）は活動量単位未満を切り捨てずに入力してください。"]
[null,"2)","電気・熱を工場・事業場外に供給している場合の活動量"]
[null,null,"A：工場・事業場内で燃料を使用して電気や熱を発生させ、工場・事業場外へ供給した場合"]
[null,null,"→所内消費分の活動量を計算し、活動量欄に記載してください。計算根拠は「8. 備考」に記載してください。（記入例及びモニタリング報告ガイドライン第II部1.4.1を参照）"]
[null,null,"B：電気事業者や熱供給業者から電気や熱の供給を受け、工場・事業場外へ供給した場合"]
[null,null,"→外部への供給量をマイナスの値として活動量欄に記載ください。（記入例及びモニタリング報告ガイドライン第II部1.4.2を参照）"]
[null,"3)","活動種別が「その他」の場合には、指定されている行を使用し、活動量単位や係数等の必要な情報を入力してください。"]
[null,"4)","記入欄が足りない場合には、下表に記入してください。"]
[]
[]
[null,null,"モニタリング\nポイント\nNo.","活動種別","活動量",null,"単位発熱量",null,"CO2排出係数",null,"CO2排出量\n[t-CO2]","備考","活動量","年度開始\n時点の\n在庫量","月別の購買量　※「活動量」の単位（F列）と整合するように記入ください。",null,null,null,null,null,null,null,null,null,null,null,"年度終了\n時点の\n在庫量","製品中への注入量","GJ換算"]
[]
[null,null,null,null,"量","単位","係数","単位","係数","単位",null,null,"把握対象",null,"４月","５月","６月","７月","８月","９月","１０月","１１月","１２月","１月","２月","３月",null,null,"対象","GJ換算量"]
[{"$f":"VLOOKUP(D48,非表示_活動量と単位!$D$8:$E$75,2,FALSE)","v":{"$error":"#N/A"}},null,null,{"$f":"IF($C48=\"\",\"\",VLOOKUP($C48,モニタリングポイント,3,FALSE))","v":""},{"$f":"TRUNC((SUM(O48:Z48)+(N48-AA48)-AB48),0)","v":0},{"$f":"IF($D48=\"\",\"\",VLOOKUP($D48,活動の種別と単位,4,FALSE))","v":""},{"$f":"IF($D48=\"\",\"\",IF(VLOOKUP($C48,モニタリングポイント,9,FALSE)=\"デフォルト値\",VLOOKUP($D48,デフォルト値,3,FALSE),\"\"))","v":""},{"$f":"IF($D48=\"\",\"\",VLOOKUP($D48,活動の種別と単位,5,FALSE))","v":""},{"$f":"IF($D48=\"\",\"\",IF(VLOOKUP($C48,モニタリングポイント,11,FALSE)=\"デフォルト値\",VLOOKUP($D48,デフォルト値,5,FALSE),\"\"))","v":""},{"$f":"IF($D48=\"\",\"\",VLOOKUP($D48,活動の種別と単位,6,FALSE))","v":""},{"$f":"IF($D48=\"\",\"\",IF($A48=0,E48*G48*I48,E48*I48))","v":""},null,{"$f":"IF($D48=\"\",\"\",VLOOKUP($D48,活動の種別と単位,3,FALSE))","v":""},null,null,null,null,null,null,null,null,null,null,null,null,null,null,null,{"$f":"IF($D48=\"\",\"\",VLOOKUP($D48,活動の種別と単位,7,FALSE))","v":""},{"$f":"IF($D48=\"\",\"\",IF(AC48=\"---\",\"---\",IF(OR($D48=\"系統電力\",$D48=\"産業用蒸気\",$D48=\"温水\",$D48=\"冷水\",$D48=\"蒸気（産業用以外）\"),E48*VLOOKUP($D48,GJ換算係数,2,FALSE),E48*G48)))","v":""}]
[{"$f":"VLOOKUP(D49,非表示_活動量と単位!$D$8:$E$75,2,FALSE)","v":{"$error":"#N/A"}},null,null,"",0,"","","","","",{"$f":"IF($D49=\"\",\"\",IF($A49=0,E49*G49*I49,E49*I49))","v":""},null,"",null,null,null,null,null,null,null,null,null,null,null,null,null,null,null,"",""]
[{"$f":"VLOOKUP(D50,非表示_活動量と単位!$D$8:$E$75,2,FALSE)","v":{"$error":"#N/A"}},null,null,"",0,"","","","","","",null,"",null,null,null,null,null,null,null,null,null,null,null,null,null,null,null,"",""]
[{"$f":"VLOOKUP(D51,非表示_活動量と単位!$D$8:$E$75,2,FALSE)","v":{"$error":"#N/A"}},null,null,"",0,"","","","","","",null,"",null,null,null,null,null,null,null,null,null,null,null,null,null,null,null,"",""]
[{"$f":"VLOOKUP(D52,非表示_活動量と単位!$D$8:$E$75,2,FALSE)","v":{"$error":"#N/A"}},null,null,"",0,"","","","","","",null,"",null,null,null,null,null,null,null,null,null,null,null,null,null,null,null,"",""]
[{"$f":"VLOOKUP(D53,非表示_活動量と単位!$D$8:$E$75,2,FALSE)","v":{"$error":"#N/A"}},null,null,"",0,"","","","","","",null,"",null,null,null,null,null,null,null,null,null,null,null,null,null,null,null,"",""]
[{"$f":"VLOOKUP(D54,非表示_活動量と単位!$D$8:$E$75,2,FALSE)","v":{"$error":"#N/A"}},null,null,"",0,"","","","","","",null,"",null,null,null,null,null,null,null,null,null,null,null,null,null,null,null,"",""]
[{"$f":"VLOOKUP(D55,非表示_活動量と単位!$D$8:$E$75,2,FALSE)","v":{"$error":"#N/A"}},null,null,"",0,"","","","","","",null,"",null,null,null,null,null,null,null,null,null,null,null,null,null,null,null,"",""]
[{"$f":"VLOOKUP(D56,非表示_活動量と単位!$D$8:$E$75,2,FALSE)","v":{"$error":"#N/A"}},null,null,"",0,"","","","","","",null,"",null,null,null,null,null,null,null,null,null,null,null,null,null,null,null,"",""]
[{"$f":"VLOOKUP(D57,非表示_活動量と単位!$D$8:$E$75,2,FALSE)","v":{"$error":"#N/A"}},null,null,"",0,"","","","","","",null,"",null,null,null,null,null,null,null,null,null,null,null,null,null,null,null,"",""]
[{"$f":"VLOOKUP(D58,非表示_活動量と単位!$D$8:$E$75,2,FALSE)","v":{"$error":"#N/A"}},null,null,"",0,"","","","","","",null,"",null,null,null,null,null,null,null,null,null,null,null,null,null,null,null,"",""]
[{"$f":"VLOOKUP(D59,非表示_活動量と単位!$D$8:$E$75,2,FALSE)","v":{"$error":"#N/A"}},null,null,"",0,"","","","","","",null,"",null,null,null,null,null,null,null,null,null,null,null,null,null,null,null,"",{"$f":"IF($D59=\"\",\"\",IF(AC59=\"---\",\"---\",IF(OR($D59=\"系統電力\",$D59=\"産業用蒸気\",$D59=\"温水\",$D59=\"冷水\",$D59=\"蒸気（産業用以外）\"),E59*VLOOKUP($D59,GJ換算係数,2,FALSE),E59*G59)))","v":""}]
[{"$f":"VLOOKUP(D60,非表示_活動量と単位!$D$8:$E$75,2,FALSE)","v":{"$error":"#N/A"}},null,null,"",0,"","","","","","",null,"",null,null,null,null,null,null,null,null,null,null,null,null,null,null,null,"",""]
[{"$f":"VLOOKUP(D61,非表示_活動量と単位!$D$8:$E$75,2,FALSE)","v":{"$error":"#N/A"}},null,null,"",0,"","","","","","",null,"",null,null,null,null,null,null,null,null,null,null,null,null,null,null,null,"",""]
[{"$f":"VLOOKUP(D62,非表示_活動量と単位!$D$8:$E$75,2,FALSE)","v":{"$error":"#N/A"}},null,null,"",0,"","","","","","",null,"",null,null,null,null,null,null,null,null,null,null,null,null,null,null,null,"",""]
[{"$f":"VLOOKUP(D63,非表示_活動量と単位!$D$8:$E$75,2,FALSE)","v":{"$error":"#N/A"}},null,null,"",0,"","","","","","",null,"",null,null,null,null,null,null,null,null,null,null,null,null,null,null,null,"",""]
[{"$f":"VLOOKUP(D64,非表示_活動量と単位!$D$8:$E$75,2,FALSE)","v":{"$error":"#N/A"}},null,null,"",0,"","","","","","",null,"",null,null,null,null,null,null,null,null,null,null,null,null,null,null,null,"",""]
[{"$f":"VLOOKUP(D65,非表示_活動量と単位!$D$8:$E$75,2,FALSE)","v":{"$error":"#N/A"}},null,null,"",0,"","","","","","",null,"",null,null,null,null,null,null,null,null,null,null,null,null,null,null,null,"",""]
[{"$f":"VLOOKUP(D66,非表示_活動量と単位!$D$8:$E$75,2,FALSE)","v":{"$error":"#N/A"}},null,null,"",0,"","","","","","",null,"",null,null,null,null,null,null,null,null,null,null,null,null,null,null,null,"",""]
[{"$f":"VLOOKUP(D67,非表示_活動量と単位!$D$8:$E$75,2,FALSE)","v":{"$error":"#N/A"}},null,null,"",0,"","","","","","",null,"",null,null,null,null,null,null,null,null,null,null,null,null,null,null,null,"",""]
[{"$f":"VLOOKUP(D68,非表示_活動量と単位!$D$8:$E$75,2,FALSE)","v":{"$error":"#N/A"}},null,null,"",0,"","","","","","",null,"",null,null,null,null,null,null,null,null,null,null,null,null,null,null,null,"",""]
[{"$f":"VLOOKUP(D69,非表示_活動量と単位!$D$8:$E$75,2,FALSE)","v":{"$error":"#N/A"}},null,null,"",0,"","","","","","",null,"",null,null,null,null,null,null,null,null,null,null,null,null,null,null,null,"",""]
[{"$f":"VLOOKUP(D70,非表示_活動量と単位!$D$8:$E$75,2,FALSE)","v":{"$error":"#N/A"}},null,null,"",0,"","","","","","",null,"",null,null,null,null,null,null,null,null,null,null,null,null,null,null,null,"",""]
[{"$f":"VLOOKUP(D71,非表示_活動量と単位!$D$8:$E$75,2,FALSE)","v":{"$error":"#N/A"}},null,null,"",0,"","","","","","",null,"",null,null,null,null,null,null,null,null,null,null,null,null,null,null,null,"",{"$f":"IF($D71=\"\",\"\",IF(AC71=\"---\",\"---\",IF(OR($D71=\"系統電力\",$D71=\"産業用蒸気\",$D71=\"温水\",$D71=\"冷水\",$D71=\"蒸気（産業用以外）\"),E71*VLOOKUP($D71,GJ換算係数,2,FALSE),E71*G71)))","v":""}]
[{"$f":"VLOOKUP(D72,非表示_活動量と単位!$D$8:$E$75,2,FALSE)","v":{"$error":"#N/A"}},null,null,"",0,"","","","","","",null,"",null,null,null,null,null,null,null,null,null,null,null,null,null,null,null,"",""]
[{"$f":"VLOOKUP(D73,非表示_活動量と単位!$D$8:$E$75,2,FALSE)","v":{"$error":"#N/A"}},null,null,"",0,"","","","","","",null,"",null,null,null,null,null,null,null,null,null,null,null,null,null,null,null,"",""]
[{"$f":"VLOOKUP(D74,非表示_活動量と単位!$D$8:$E$75,2,FALSE)","v":{"$error":"#N/A"}},null,null,"",0,"","","","","","",null,"",null,null,null,null,null,null,null,null,null,null,null,null,null,null,null,"",""]
[{"$f":"VLOOKUP(D75,非表示_活動量と単位!$D$8:$E$75,2,FALSE)","v":{"$error":"#N/A"}},null,null,"",0,"","","","","","",null,"",null,null,null,null,null,null,null,null,null,null,null,null,null,null,null,"",""]
[{"$f":"VLOOKUP(D76,非表示_活動量と単位!$D$8:$E$75,2,FALSE)","v":{"$error":"#N/A"}},null,null,"",0,"","","","","","",null,"",null,null,null,null,null,null,null,null,null,null,null,null,null,null,null,"",""]
[{"$f":"VLOOKUP(D77,非表示_活動量と単位!$D$8:$E$75,2,FALSE)","v":{"$error":"#N/A"}},null,null,"",0,"","","","","","",null,"",null,null,null,null,null,null,null,null,null,null,null,null,null,null,null,"",""]
[{"$f":"VLOOKUP(D78,非表示_活動量と単位!$D$8:$E$75,2,FALSE)","v":{"$error":"#N/A"}},null,null,"",0,"","","","","","",null,"",null,null,null,null,null,null,null,null,null,null,null,null,null,null,null,"",""]
[{"$f":"VLOOKUP(D79,非表示_活動量と単位!$D$8:$E$75,2,FALSE)","v":{"$error":"#N/A"}},null,null,"",0,"","","","","","",null,"",null,null,null,null,null,null,null,null,null,null,null,null,null,null,null,"",""]
[{"$f":"VLOOKUP(D80,非表示_活動量と単位!$D$8:$E$75,2,FALSE)","v":{"$error":"#N/A"}},null,null,"",0,"","","","","","",null,"",null,null,null,null,null,null,null,null,null,null,null,null,null,null,null,"",""]
[{"$f":"VLOOKUP(D81,非表示_活動量と単位!$D$8:$E$75,2,FALSE)","v":{"$error":"#N/A"}},null,null,"",0,"","","","","","",null,"",null,null,null,null,null,null,null,null,null,null,null,null,null,null,null,"",""]
[{"$f":"VLOOKUP(D82,非表示_活動量と単位!$D$8:$E$75,2,FALSE)","v":{"$error":"#N/A"}},null,null,"",0,"","","","","","",null,"",null,null,null,null,null,null,null,null,null,null,null,null,null,null,null,"",""]
[{"$f":"VLOOKUP(D83,非表示_活動量と単位!$D$8:$E$75,2,FALSE)","v":{"$error":"#N/A"}},null,null,"",0,"","","","","","",null,"",null,null,null,null,null,null,null,null,null,null,null,null,null,null,null,"",""]
[{"$f":"VLOOKUP(D84,非表示_活動量と単位!$D$8:$E$75,2,FALSE)","v":{"$error":"#N/A"}},null,null,"",0,"","","","","","",null,"",null,null,null,null,null,null,null,null,null,null,null,null,null,null,null,"",{"$f":"IF($D84=\"\",\"\",IF(AC84=\"---\",\"---\",IF(OR($D84=\"系統電力\",$D84=\"産業用蒸気\",$D84=\"温水\",$D84=\"冷水\",$D84=\"蒸気（産業用以外）\"),E84*VLOOKUP($D84,GJ換算係数,2,FALSE),E84*G84)))","v":""}]
[{"$f":"VLOOKUP(D85,非表示_活動量と単位!$D$8:$E$75,2,FALSE)","v":{"$error":"#N/A"}},null,null,"",0,"","","","","","",null,"",null,null,null,null,null,null,null,null,null,null,null,null,null,null,null,"",""]
[{"$f":"VLOOKUP(D86,非表示_活動量と単位!$D$8:$E$75,2,FALSE)","v":{"$error":"#N/A"}},null,null,"",0,"","","","","","",null,"",null,null,null,null,null,null,null,null,null,null,null,null,null,null,null,"",""]
[{"$f":"VLOOKUP(D87,非表示_活動量と単位!$D$8:$E$75,2,FALSE)","v":{"$error":"#N/A"}},null,null,"",0,"","","","","","",null,"",null,null,null,null,null,null,null,null,null,null,null,null,null,null,null,"",""]
[{"$f":"VLOOKUP(D88,非表示_活動量と単位!$D$8:$E$75,2,FALSE)","v":{"$error":"#N/A"}},null,null,"",0,"","","","","","",null,"",null,null,null,null,null,null,null,null,null,null,null,null,null,null,null,"",""]
[{"$f":"VLOOKUP(D89,非表示_活動量と単位!$D$8:$E$75,2,FALSE)","v":{"$error":"#N/A"}},null,null,"",0,"","","","","","",null,"",null,null,null,null,null,null,null,null,null,null,null,null,null,null,null,"",""]
[{"$f":"VLOOKUP(D90,非表示_活動量と単位!$D$8:$E$75,2,FALSE)","v":{"$error":"#N/A"}},null,null,"",0,"","","","","","",null,"",null,null,null,null,null,null,null,null,null,null,null,null,null,null,null,"",""]
[{"$f":"VLOOKUP(D91,非表示_活動量と単位!$D$8:$E$75,2,FALSE)","v":{"$error":"#N/A"}},null,null,"",0,"","","","","","",null,"",null,null,null,null,null,null,null,null,null,null,null,null,null,null,null,"",""]
[{"$f":"VLOOKUP(D92,非表示_活動量と単位!$D$8:$E$75,2,FALSE)","v":{"$error":"#N/A"}},null,null,"",0,"","","","","","",null,"",null,null,null,null,null,null,null,null,null,null,null,null,null,null,null,"",""]
[{"$f":"VLOOKUP(D93,非表示_活動量と単位!$D$8:$E$75,2,FALSE)","v":{"$error":"#N/A"}},null,null,"",0,"","","","","","",null,"",null,null,null,null,null,null,null,null,null,null,null,null,null,null,null,"",""]
[{"$f":"VLOOKUP(D94,非表示_活動量と単位!$D$8:$E$75,2,FALSE)","v":{"$error":"#N/A"}},null,null,"",0,"","","","","","",null,"",null,null,null,null,null,null,null,null,null,null,null,null,null,null,null,"",""]
[{"$f":"VLOOKUP(D95,非表示_活動量と単位!$D$8:$E$75,2,FALSE)","v":{"$error":"#N/A"}},null,null,"",0,"","","","","","",null,"",null,null,null,null,null,null,null,null,null,null,null,null,null,null,null,"",""]
[{"$f":"VLOOKUP(D96,非表示_活動量と単位!$D$8:$E$75,2,FALSE)","v":{"$error":"#N/A"}},null,null,"",0,"","","","","","",null,"",null,null,null,null,null,null,null,null,null,null,null,null,null,null,null,"",""]
[{"$f":"VLOOKUP(D97,非表示_活動量と単位!$D$8:$E$75,2,FALSE)","v":{"$error":"#N/A"}},null,null,"",0,"","","","","","",null,"",null,null,null,null,null,null,null,null,null,null,null,null,null,null,null,"",""]
[{"$f":"VLOOKUP(D98,非表示_活動量と単位!$D$8:$E$75,2,FALSE)","v":{"$error":"#N/A"}},null,null,"",0,"","","","","","",null,"",null,null,null,null,null,null,null,null,null,null,null,null,null,null,null,"",""]
[{"$f":"VLOOKUP(D99,非表示_活動量と単位!$D$8:$E$75,2,FALSE)","v":{"$error":"#N/A"}},null,null,"",0,"","","","","","",null,"",null,null,null,null,null,null,null,null,null,null,null,null,null,null,null,"",""]
[{"$f":"VLOOKUP(D100,非表示_活動量と単位!$D$8:$E$75,2,FALSE)","v":{"$error":"#N/A"}},null,null,"",0,"","","","","","",null,"",null,null,null,null,null,null,null,null,null,null,null,null,null,null,null,"",""]
[{"$f":"VLOOKUP(D101,非表示_活動量と単位!$D$8:$E$75,2,FALSE)","v":{"$error":"#N/A"}},null,null,"",0,"","","","","","",null,"",null,null,null,null,null,null,null,null,null,null,null,null,null,null,null,"",""]
[{"$f":"VLOOKUP(D102,非表示_活動量と単位!$D$8:$E$75,2,FALSE)","v":{"$error":"#N/A"}},null,null,"",0,"","","","","","",null,"",null,null,null,null,null,null,null,null,null,null,null,null,null,null,null,"",{"$f":"IF($D102=\"\",\"\",IF(AC102=\"---\",\"---\",IF(OR($D102=\"系統電力\",$D102=\"産業用蒸気\",$D102=\"温水\",$D102=\"冷水\",$D102=\"蒸気（産業用以外）\"),E102*VLOOKUP($D102,GJ換算係数,2,FALSE),E102*G102)))","v":""}]
[]
[]
[]
[]
[]
[]
[]
[]
[]
[]
[]
[]
[]
[]
[]
[]
[]
[]
[]
[]
[]
[]
[]
[]
[]
[]
[]
[]
[]
[]
[]
[]
[]
[]
[]
[]
[]
[]
[]
[]
[]
[]
[]
[]
[null,null,null,null,null,null,null,null,null,null,null,null,null,null,null,null,null,null,null,null,null,null,null,null,null,null,null,null,null,null,null,null,null,null,null,null,null,null,null,null,null,null,null,null,null,null,null,null,null,null,null,null,null,null,null,null,null,null,null,null,null,null,null,null,null,null,null,null,null,null,null,null,null,null,null,null,null,null,null,null,null,null,null,null,null,null,null,null,null,null,null,null,null,null,null,null,null,null,null,null,null,null,null,null,null,null,null,null,null,null,null,null,null,null,null,"単位"]
[null,null,null,null,null,null,null,null,null,null,null,null,null,null,null,null,null,null,null,null,null,null,null,null,null,null,null,null,null,null,null,null,null,null,null,null,null,null,null,null,null,null,null,null,null,null,null,null,null,null,null,null,null,null,null,null,null,null,null,null,null,null,null,null,null,null,null,null,null,null,null,null,null,null,null,null,null,null,null,null,null,null,null,null,null,null,null,null,null,null,null,null,null,null,null,null,null,null,null,null,null,null,null,null,null,null,null,null,null,null,null,null,null,null,null,"t"]
[null,null,null,null,null,null,null,null,null,null,null,null,null,null,null,null,null,null,null,null,null,null,null,null,null,null,null,null,null,null,null,null,null,null,null,null,null,null,null,null,null,null,null,null,null,null,null,null,null,null,null,null,null,null,null,null,null,null,null,null,null,null,null,null,null,null,null,null,null,null,null,null,null,null,null,null,null,null,null,null,null,null,null,null,null,null,null,null,null,null,null,null,null,null,null,null,null,null,null,null,null,null,null,null,null,null,null,null,null,null,null,null,null,null,null,"kl"]
[null,null,null,null,null,null,null,null,null,null,null,null,null,null,null,null,null,null,null,null,null,null,null,null,null,null,null,null,null,null,null,null,null,null,null,null,null,null,null,null,null,null,null,null,null,null,null,null,null,null,null,null,null,null,null,null,null,null,null,null,null,null,null,null,null,null,null,null,null,null,null,null,null,null,null,null,null,null,null,null,null,null,null,null,null,null,null,null,null,null,null,null,null,null,null,null,null,null,null,null,null,null,null,null,null,null,null,null,null,null,null,null,null,null,null,"千Nm3"]
[null,null,null,null,null,null,null,null,null,null,null,null,null,null,null,null,null,null,null,null,null,null,null,null,null,null,null,null,null,null,null,null,null,null,null,null,null,null,null,null,null,null,null,null,null,null,null,null,null,null,null,null,null,null,null,null,null,null,null,null,null,null,null,null,null,null,null,null,null,null,null,null,null,null,null,null,null,null,null,null,null,null,null,null,null,null,null,null,null,null,null,null,null,null,null,null,null,null,null,null,null,null,null,null,null,null,null,null,null,null,null,null,null,null,null,"kWh"]
[null,null,null,null,null,null,null,null,null,null,null,null,null,null,null,null,null,null,null,null,null,null,null,null,null,null,null,null,null,null,null,null,null,null,null,null,null,null,null,null,null,null,null,null,null,null,null,null,null,null,null,null,null,null,null,null,null,null,null,null,null,null,null,null,null,null,null,null,null,null,null,null,null,null,null,null,null,null,null,null,null,null,null,null,null,null,null,null,null,null,null,null,null,null,null,null,null,null,null,null,null,null,null,null,null,null,null,null,null,null,null,null,null,null,null,"GJ"]

{"sheet":"6-3. CO2排出量③","index":8,"n_rows":112,"n_cols":116,"rows_kept":112,"cut":false,"hidden":false,"merged":[[44,27,46,27],[44,28,45,29],[44,10,46,10],[44,11,46,11],[44,12,45,12],[44,13,46,13],[44,14,45,25],[44,26,46,26],[3,27,5,27],[3,28,4,29],[31,8,31,9],[32,8,32,9],[44,1,46,1],[44,2,46,2],[44,3,46,3],[44,4,45,5],[44,6,45,7],[44,8,45,9],[3,10,5,10],[3,11,5,11],[3,12,4,12],[3,13,5,13],[3,14,4,25],[3,26,5,26],[3,8,4,9],[3,1,5,1],[3,2,5,2],[3,3,5,3],[3,4,4,5],[3,6,4,7]]}
[]
[null,{"$f":"MID(CELL(\"filename\",C2),FIND(\"]\",CELL(\"filename\",C2))+1,3)&\"．\"","v":"6-3．"},"年間CO2排出量（工場・事業場全体）",null,{"$f":"IF(OR('4. 排出源リスト'!H5=\"\",'4. 排出源リスト'!H5=\"---\"),\"---\"&\"年度\",'4. 排出源リスト'!H5&\"年度\")","v":"令和5年度"},null,null,null,null,null,null,null,null,null,null,null,null,null,null,null,null,null,null,null,null,null,null,null,null,null,null,null,null,null,null,null,null,null,null,null,null,null,null,null,null,null,null,null,null,null,null,null,null,null,null,null,null,null,null,null,null,null,null,null,null,null,null,"セル色の表示／非表示"]
[null,null,null,null,null,null,null,null,null,null,null,null,null,null,null,null,null,null,null,null,null,null,null,null,null,null,null,null,null,null,null,null,null,null,null,null,null,null,null,null,null,null,null,null,null,null,null,null,null,null,null,null,null,null,null,null,null,null,null,null,null,null,null,null,null,null,null,false]
[null,null,"モニタリング\nポイント\nNo.","活動種別","活動量",null,"単位発熱量",null,"CO2排出係数",null,"CO2排出量\n[t-CO2]","備考","活動量","年度開始\n時点の\n在庫量","月別の購買量　※「活動量」の単位（F列）と整合するように記入ください。",null,null,null,null,null,null,null,null,null,null,null,"年度終了\n時点の\n在庫量","製品中への注入量","GJ換算"]
[]
[null,null,null,null,"量","単位","係数","単位","係数","単位",null,null,"把握対象",null,"４月","５月","６月","７月","８月","９月","１０月","１１月","１２月","１月","２月","３月",null,null,"対象","GJ換算量"]
[{"$f":"VLOOKUP(D7,非表示_活動量と単位!$D$8:$E$75,2,FALSE)","v":1},null,1,{"$f":"IF($C7=\"\",\"\",VLOOKUP($C7,モニタリングポイント,3,FALSE))","v":"系統電力"},{"$f":"(SUM(O7:Z7)+(N7-AA7)-AB7)","v":490000},{"$f":"IF($D7=\"\",\"\",VLOOKUP($D7,活動の種別と単位,4,FALSE))","v":"kWh"},{"$f":"IF($D7=\"\",\"\",IF(VLOOKUP($C7,モニタリングポイント,9,FALSE)=\"デフォルト値\",VLOOKUP($D7,デフォルト値,3,FALSE),\"\"))","v":""},{"$f":"IF($D7=\"\",\"\",VLOOKUP($D7,活動の種別と単位,5,FALSE))","v":"---"},{"$f":"IF($D7=\"\",\"\",IF(VLOOKUP($C7,モニタリングポイント,11,FALSE)=\"デフォルト値\",VLOOKUP($D7,デフォルト値,5,FALSE),\"\"))","v":4.3600000000000003E-4},{"$f":"IF($D7=\"\",\"\",VLOOKUP($D7,活動の種別と単位,6,FALSE))","v":"t-CO2/kWh"},{"$f":"IF($D7=\"\",\"\",IF($A7=0,E7*G7*I7,E7*I7))","v":213.64000000000001},null,{"$f":"IF($D7=\"\",\"\",VLOOKUP($D7,活動の種別と単位,3,FALSE))","v":"使用量"},null,40000,40000,40000,40000,50000,40000,40000,40000,40000,40000,40000,40000,null,null,{"$f":"IF($D7=\"\",\"\",VLOOKUP($D7,活動の種別と単位,7,FALSE))","v":"対象"},{"$f":"IF($D7=\"\",\"\",IF(AC7=\"---\",\"---\",IF(OR($D7=\"系統電力\",$D7=\"産業用蒸気\",$D7=\"温水\",$D7=\"冷水\",$D7=\"蒸気（産業用以外）\"),E7*VLOOKUP($D7,GJ換算係数,2,FALSE),E7*G7)))","v":4233.6000000000004}]
[{"$f":"VLOOKUP(D8,非表示_活動量と単位!$D$8:$E$75,2,FALSE)","v":0},null,2,"都市ガス",{"$f":"(SUM(O8:Z8)+(N8-AA8)-AB8)","v":450},"千Nm3",45,"GJ/千Nm3",5.1299999999999998E-2,"t-CO2/GJ",{"$f":"IF($D8=\"\",\"\",IF($A8=0,E8*G8*I8,E8*I8))","v":1038.825},null,"使用量",null,30,30,50,50,50,30,40,30,40,40,30,30,null,null,"対象",20250]
[{"$f":"VLOOKUP(D9,非表示_活動量と単位!$D$8:$E$75,2,FALSE)","v":0},null,3,"A重油",800,"kl",38.9,"GJ/kl",7.0800000000000002E-2,"t-CO2/GJ",2203.2960000000003,null,"使用量",null,200,null,null,300,null,null,null,300,null,null,null,null,null,null,"対象",31120]
[{"$f":"VLOOKUP(D10,非表示_活動量と単位!$D$8:$E$75,2,FALSE)","v":0},null,4,"A重油",190,"kl",38.9,"GJ/kl",7.0800000000000002E-2,"t-CO2/GJ",523.28280000000007,"モニタリングポイント4～8。活動量は所内消費電力、所内消費熱分（按分方法は8.備考参照）","使用量",null,null,null,null,null,null,null,null,null,null,null,null,190,null,null,"対象",7391]
[{"$f":"VLOOKUP(D11,非表示_活動量と単位!$D$8:$E$75,2,FALSE)","v":1},null,9,"生石灰の製造（原料：石灰石）",2100,"t","","---",0.42799999999999999,"t-CO2/t",898.8,null,"原料使用量",null,500,null,null,600,null,null,null,500,null,null,null,500,null,null,"---",{"$f":"IF($D11=\"\",\"\",IF(AC11=\"---\",\"---\",IF(OR($D11=\"系統電力\",$D11=\"産業用蒸気\",$D11=\"温水\",$D11=\"冷水\",$D11=\"蒸気（産業用以外）\"),E11*VLOOKUP($D11,GJ換算係数,2,FALSE),E11*G11)))","v":"---"}]
[{"$f":"VLOOKUP(D12,非表示_活動量と単位!$D$8:$E$75,2,FALSE)","v":0},null,10,"A重油",100,"kl",38.9,"GJ/kl",7.0800000000000002E-2,"t-CO2/GJ",275.41200000000003,null,"使用量",null,5,5,5,10,5,10,5,10,15,10,10,10,null,null,"対象",3890]
[{"$f":"VLOOKUP(D13,非表示_活動量と単位!$D$8:$E$75,2,FALSE)","v":0},null,11,"A重油",10,"kl",38.9,"GJ/kl",7.0800000000000002E-2,"t-CO2/GJ",27.5412,null,"使用量",15,null,null,null,null,null,null,null,null,null,null,null,null,5,null,"対象",389]
[{"$f":"VLOOKUP(D14,非表示_活動量と単位!$D$8:$E$75,2,FALSE)","v":{"$error":"#N/A"}},null,null,"",0,"","","","","","",null,"",null,null,null,null,null,null,null,null,null,null,null,null,null,null,null,"",""]
[{"$f":"VLOOKUP(D15,非表示_活動量と単位!$D$8:$E$75,2,FALSE)","v":{"$error":"#N/A"}},null,null,"",0,"","","","","","",null,"",null,null,null,null,null,null,null,null,null,null,null,null,null,null,null,"",""]
[{"$f":"VLOOKUP(D16,非表示_活動量と単位!$D$8:$E$75,2,FALSE)","v":{"$error":"#N/A"}},null,null,"",0,"","","","","","",null,"",null,null,null,null,null,null,null,null,null,null,null,null,null,null,null,"",""]
[{"$f":"VLOOKUP(D17,非表示_活動量と単位!$D$8:$E$75,2,FALSE)","v":{"$error":"#N/A"}},null,null,"",0,"","","","","","",null,"",null,null,null,null,null,null,null,null,null,null,null,null,null,null,null,"",""]
[{"$f":"VLOOKUP(D18,非表示_活動量と単位!$D$8:$E$75,2,FALSE)","v":{"$error":"#N/A"}},null,null,"",0,"","","","","","",null,"",null,null,null,null,null,null,null,null,null,null,null,null,null,null,null,"",""]
[{"$f":"VLOOKUP(D19,非表示_活動量と単位!$D$8:$E$75,2,FALSE)","v":{"$error":"#N/A"}},null,null,"",0,"","","","","","",null,"",null,null,null,null,null,null,null,null,null,null,null,null,null,null,null,"",""]
[{"$f":"VLOOKUP(D20,非表示_活動量と単位!$D$8:$E$75,2,FALSE)","v":{"$error":"#N/A"}},null,null,"",0,"","","","","","",null,"",null,null,null,null,null,null,null,null,null,null,null,null,null,null,null,"",""]
[{"$f":"VLOOKUP(D21,非表示_活動量と単位!$D$8:$E$75,2,FALSE)","v":{"$error":"#N/A"}},null,null,"",0,"","","","","",{"$f":"IF($D21=\"\",\"\",IF($A21=0,E21*G21*I21,E21*I21))","v":""},null,"",null,null,null,null,null,null,null,null,null,null,null,null,null,null,null,"",""]
[{"$f":"IF($G22=\"\",1,0)","v":1},null,null,"その他（要：備考欄への詳細記載）",{"$f":"(SUM(O22:Z22)+(N22-AA22)-AB22)","v":0},null,null,null,null,null,{"$f":"IF($C22=\"\",\"\",IF($A22=0,E22*G22*I22,E22*I22))","v":""},null,null,null,null,null,null,null,null,null,null,null,null,null,null,null,null,null,"---","---"]
[1,null,null,"その他（要：備考欄への詳細記載）",{"$f":"(SUM(O23:Z23)+(N23-AA23)-AB23)","v":0},null,null,null,null,null,{"$f":"IF($C23=\"\",\"\",IF($A23=0,E23*G23*I23,E23*I23))","v":""},null,null,null,null,null,null,null,null,null,null,null,null,null,null,null,null,null,"---",{"$f":"IF($D23=\"\",\"\",IF(AC23=\"---\",\"---\",IF(OR($D23=\"系統電力\",$D23=\"産業用蒸気\",$D23=\"温水\",$D23=\"冷水\",$D23=\"蒸気（産業用以外）\"),E23*VLOOKUP($D23,GJ換算係数,2,FALSE),E23*G23)))","v":"---"}]
[1,null,null,"その他（要：備考欄への詳細記載）",0,null,null,null,null,null,"",null,null,null,null,null,null,null,null,null,null,null,null,null,null,null,null,null,"---","---"]
[1,null,null,"その他（要：備考欄への詳細記載）",0,null,null,null,null,null,"",null,null,null,null,null,null,null,null,null,null,null,null,null,null,null,null,null,"---",{"$f":"IF($D25=\"\",\"\",IF(AC25=\"---\",\"---\",IF(OR($D25=\"系統電力\",$D25=\"産業用蒸気\",$D25=\"温水\",$D25=\"冷水\",$D25=\"蒸気（産業用以外）\"),E25*VLOOKUP($D25,GJ換算係数,2,FALSE),E25*G25)))","v":"---"}]
[1,null,null,"その他（要：備考欄への詳細記載）",0,null,null,null,null,null,"",null,null,null,null,null,null,null,null,null,null,null,null,null,null,null,null,null,"---","---"]
[1,null,null,"その他（要：備考欄への詳細記載）",0,null,null,null,null,null,"",null,null,null,null,null,null,null,null,null,null,null,null,null,null,null,null,null,"---","---"]
[1,null,null,"その他（要：備考欄への詳細記載）",0,null,null,null,null,null,"",null,null,null,null,null,null,null,null,null,null,null,null,null,null,null,null,null,"---",{"$f":"IF($D28=\"\",\"\",IF(AC28=\"---\",\"---\",IF(OR($D28=\"系統電力\",$D28=\"産業用蒸気\",$D28=\"温水\",$D28=\"冷水\",$D28=\"蒸気（産業用以外）\"),E28*VLOOKUP($D28,GJ換算係数,2,FALSE),E28*G28)))","v":"---"}]
[1,null,null,"その他（要：備考欄への詳細記載）",0,null,null,null,null,null,"",null,null,null,null,null,null,null,null,null,null,null,null,null,null,null,null,null,"---",{"$f":"IF($D29=\"\",\"\",IF(AC29=\"---\",\"---\",IF(OR($D29=\"系統電力\",$D29=\"産業用蒸気\",$D29=\"温水\",$D29=\"冷水\",$D29=\"蒸気（産業用以外）\"),E29*VLOOKUP($D29,GJ換算係数,2,FALSE),E29*G29)))","v":"---"}]
[1,null,null,"その他（要：備考欄への詳細記載）",0,null,null,null,null,null,"",null,null,null,null,null,null,null,null,null,null,null,null,null,null,null,null,null,"---","---"]
[1,null,null,"その他（要：備考欄への詳細記載）",0,null,null,null,null,null,"",null,null,null,null,null,null,null,null,null,null,null,null,null,null,null,null,null,"---","---"]
[null,null,null,null,null,null,null,null,"CO2排出量の合計",null,{"$f":"IF(COUNTIF($E$2,\"---*\"),\"---\",SUM($K$7:$K$31)+SUM($K$48:$K$102))","v":5180.7970000000005},null,null,null,null,null,null,null,null,null,null,null,null,null,null,null,null,null,"GJ換算量の合計(b)",{"$f":"IF(COUNTIF($E$2,\"---*\"),\"---\",SUM($AD$7:$AD$31)+SUM($AD$48:$AD$102))","v":67273.600000000006}]
[null,null,null,null,null,null,null,null,"エネルギー起源\nCO2排出量の合計(a)",null,{"$f":"IF(COUNTIF($E$2,\"---*\"),\"---\",SUMIFS(K7:K31,AC7:AC31,\"対象\")+SUMIFS(K48:K102,AC48:AC102,\"対象\"))","v":4281.9970000000003},null,null,null,null,null,null,null,null,null,null,null,null,null,null,null,null,null,"脱炭素化指標(a)/(b)",{"$f":"IFERROR(K33/AD32,\"---\")","v":6.3650481020786756E-2}]
[]
[null," 1）","年度開始時点の在庫量（N列）・月別の購買量（O～Z列）・年度終了時点の在庫量（AA列）・製品中への注入量（AB列）は活動量単位未満を切り捨てずに入力してください。"]
[null,"2)","電気・熱を工場・事業場外に供給している場合の活動量"]
[null,null,"A：工場・事業場内で燃料を使用して電気や熱を発生させ、工場・事業場外へ供給した場合"]
[null,null,"→所内消費分の活動量を計算し、活動量欄に記載してください。計算根拠は「8. 備考」に記載してください。（記入例及びモニタリング報告ガイドライン第II部1.4.1を参照）"]
[null,null,"B：電気事業者や熱供給業者から電気や熱の供給を受け、工場・事業場外へ供給した場合"]
[null,null,"→外部への供給量をマイナスの値として活動量欄に記載ください。（記入例及びモニタリング報告ガイドライン第II部1.4.2を参照）"]
[null,"3)","活動種別が「その他」の場合には、指定されている行を使用し、活動量単位や係数等の必要な情報を入力してください。"]
[null,"4)","記入欄が足りない場合には、下表に記入してください。"]
[]
[]
[null,null,"モニタリング\nポイント\nNo.","活動種別","活動量",null,"単位発熱量",null,"CO2排出係数",null,"CO2排出量\n[t-CO2]","備考","活動量","年度開始\n時点の\n在庫量","月別の購買量　※「活動量」の単位（F列）と整合するように記入ください。",null,null,null,null,null,null,null,null,null,null,null,"年度終了\n時点の\n在庫量","製品中への注入量","GJ換算"]
[]
[null,null,null,null,"量","単位","係数","単位","係数","単位",null,null,"把握対象",null,"４月","５月","６月","７月","８月","９月","１０月","１１月","１２月","１月","２月","３月",null,null,"対象","GJ換算量"]
[{"$f":"VLOOKUP(D48,非表示_活動量と単位!$D$8:$E$75,2,FALSE)","v":{"$error":"#N/A"}},null,null,{"$f":"IF($C48=\"\",\"\",VLOOKUP($C48,モニタリングポイント,3,FALSE))","v":""},{"$f":"TRUNC((SUM(O48:Z48)+(N48-AA48)-AB48),0)","v":0},{"$f":"IF($D48=\"\",\"\",VLOOKUP($D48,活動の種別と単位,4,FALSE))","v":""},{"$f":"IF($D48=\"\",\"\",IF(VLOOKUP($C48,モニタリングポイント,9,FALSE)=\"デフォルト値\",VLOOKUP($D48,デフォルト値,3,FALSE),\"\"))","v":""},{"$f":"IF($D48=\"\",\"\",VLOOKUP($D48,活動の種別と単位,5,FALSE))","v":""},{"$f":"IF($D48=\"\",\"\",IF(VLOOKUP($C48,モニタリングポイント,11,FALSE)=\"デフォルト値\",VLOOKUP($D48,デフォルト値,5,FALSE),\"\"))","v":""},{"$f":"IF($D48=\"\",\"\",VLOOKUP($D48,活動の種別と単位,6,FALSE))","v":""},{"$f":"IF($D48=\"\",\"\",IF($A48=0,E48*G48*I48,E48*I48))","v":""},null,{"$f":"IF($D48=\"\",\"\",VLOOKUP($D48,活動の種別と単位,3,FALSE))","v":""},null,null,null,null,null,null,null,null,null,null,null,null,null,null,null,{"$f":"IF($D48=\"\",\"\",VLOOKUP($D48,活動の種別と単位,7,FALSE))","v":""},{"$f":"IF($D48=\"\",\"\",IF(AC48=\"---\",\"---\",IF(OR($D48=\"系統電力\",$D48=\"産業用蒸気\",$D48=\"温水\",$D48=\"冷水\",$D48=\"蒸気（産業用以外）\"),E48*VLOOKUP($D48,GJ換算係数,2,FALSE),E48*G48)))","v":""}]
[{"$f":"VLOOKUP(D49,非表示_活動量と単位!$D$8:$E$75,2,FALSE)","v":{"$error":"#N/A"}},null,null,"",0,"","","","","",{"$f":"IF($D49=\"\",\"\",IF($A49=0,E49*G49*I49,E49*I49))","v":""},null,"",null,null,null,null,null,null,null,null,null,null,null,null,null,null,null,"",""]
[{"$f":"VLOOKUP(D50,非表示_活動量と単位!$D$8:$E$75,2,FALSE)","v":{"$error":"#N/A"}},null,null,"",0,"","","","","","",null,"",null,null,null,null,null,null,null,null,null,null,null,null,null,null,null,"",""]
[{"$f":"VLOOKUP(D51,非表示_活動量と単位!$D$8:$E$75,2,FALSE)","v":{"$error":"#N/A"}},null,null,"",0,"","","","","","",null,"",null,null,null,null,null,null,null,null,null,null,null,null,null,null,null,"",""]
[{"$f":"VLOOKUP(D52,非表示_活動量と単位!$D$8:$E$75,2,FALSE)","v":{"$error":"#N/A"}},null,null,"",0,"","","","","","",null,"",null,null,null,null,null,null,null,null,null,null,null,null,null,null,null,"",""]
[{"$f":"VLOOKUP(D53,非表示_活動量と単位!$D$8:$E$75,2,FALSE)","v":{"$error":"#N/A"}},null,null,"",0,"","","","","","",null,"",null,null,null,null,null,null,null,null,null,null,null,null,null,null,null,"",""]
[{"$f":"VLOOKUP(D54,非表示_活動量と単位!$D$8:$E$75,2,FALSE)","v":{"$error":"#N/A"}},null,null,"",0,"","","","","","",null,"",null,null,null,null,null,null,null,null,null,null,null,null,null,null,null,"",""]
[{"$f":"VLOOKUP(D55,非表示_活動量と単位!$D$8:$E$75,2,FALSE)","v":{"$error":"#N/A"}},null,null,"",0,"","","","","","",null,"",null,null,null,null,null,null,null,null,null,null,null,null,null,null,null,"",""]
[{"$f":"VLOOKUP(D56,非表示_活動量と単位!$D$8:$E$75,2,FALSE)","v":{"$error":"#N/A"}},null,null,"",0,"","","","","","",null,"",null,null,null,null,null,null,null,null,null,null,null,null,null,null,null,"",""]
[{"$f":"VLOOKUP(D57,非表示_活動量と単位!$D$8:$E$75,2,FALSE)","v":{"$error":"#N/A"}},null,null,"",0,"","","","","","",null,"",null,null,null,null,null,null,null,null,null,null,null,null,null,null,null,"",""]
[{"$f":"VLOOKUP(D58,非表示_活動量と単位!$D$8:$E$75,2,FALSE)","v":{"$error":"#N/A"}},null,null,"",0,"","","","","","",null,"",null,null,null,null,null,null,null,null,null,null,null,null,null,null,null,"",""]
[{"$f":"VLOOKUP(D59,非表示_活動量と単位!$D$8:$E$75,2,FALSE)","v":{"$error":"#N/A"}},null,null,"",0,"","","","","","",null,"",null,null,null,null,null,null,null,null,null,null,null,null,null,null,null,"",""]
[{"$f":"VLOOKUP(D60,非表示_活動量と単位!$D$8:$E$75,2,FALSE)","v":{"$error":"#N/A"}},null,null,"",0,"","","","","","",null,"",null,null,null,null,null,null,null,null,null,null,null,null,null,null,null,"",""]
[{"$f":"VLOOKUP(D61,非表示_活動量と単位!$D$8:$E$75,2,FALSE)","v":{"$error":"#N/A"}},null,null,"",0,"","","","","","",null,"",null,null,null,null,null,null,null,null,null,null,null,null,null,null,null,"",""]
[{"$f":"VLOOKUP(D62,非表示_活動量と単位!$D$8:$E$75,2,FALSE)","v":{"$error":"#N/A"}},null,null,"",0,"","","","","","",null,"",null,null,null,null,null,null,null,null,null,null,null,null,null,null,null,"",""]
[{"$f":"VLOOKUP(D63,非表示_活動量と単位!$D$8:$E$75,2,FALSE)","v":{"$error":"#N/A"}},null,null,"",0,"","","","","","",null,"",null,null,null,null,null,null,null,null,null,null,null,null,null,null,null,"",""]
[{"$f":"VLOOKUP(D64,非表示_活動量と単位!$D$8:$E$75,2,FALSE)","v":{"$error":"#N/A"}},null,null,"",0,"","","","","","",null,"",null,null,null,null,null,null,null,null,null,null,null,null,null,null,null,"",""]
[{"$f":"VLOOKUP(D65,非表示_活動量と単位!$D$8:$E$75,2,FALSE)","v":{"$error":"#N/A"}},null,null,"",0,"","","","","","",null,"",null,null,null,null,null,null,null,null,null,null,null,null,null,null,null,"",""]
[{"$f":"VLOOKUP(D66,非表示_活動量と単位!$D$8:$E$75,2,FALSE)","v":{"$error":"#N/A"}},null,null,"",0,"","","","","","",null,"",null,null,null,null,null,null,null,null,null,null,null,null,null,null,null,"",""]
[{"$f":"VLOOKUP(D67,非表示_活動量と単位!$D$8:$E$75,2,FALSE)","v":{"$error":"#N/A"}},null,null,"",0,"","","","","","",null,"",null,null,null,null,null,null,null,null,null,null,null,null,null,null,null,"",""]
[{"$f":"VLOOKUP(D68,非表示_活動量と単位!$D$8:$E$75,2,FALSE)","v":{"$error":"#N/A"}},null,null,"",0,"","","","","","",null,"",null,null,null,null,null,null,null,null,null,null,null,null,null,null,null,"",""]
[{"$f":"VLOOKUP(D69,非表示_活動量と単位!$D$8:$E$75,2,FALSE)","v":{"$error":"#N/A"}},null,null,"",0,"","","","","","",null,"",null,null,null,null,null,null,null,null,null,null,null,null,null,null,null,"",""]
[{"$f":"VLOOKUP(D70,非表示_活動量と単位!$D$8:$E$75,2,FALSE)","v":{"$error":"#N/A"}},null,null,"",0,"","","","","","",null,"",null,null,null,null,null,null,null,null,null,null,null,null,null,null,null,"",""]
[{"$f":"VLOOKUP(D71,非表示_活動量と単位!$D$8:$E$75,2,FALSE)","v":{"$error":"#N/A"}},null,null,"",0,"","","","","","",null,"",null,null,null,null,null,null,null,null,null,null,null,null,null,null,null,"",""]
[{"$f":"VLOOKUP(D72,非表示_活動量と単位!$D$8:$E$75,2,FALSE)","v":{"$error":"#N/A"}},null,null,"",0,"","","","","","",null,"",null,null,null,null,null,null,null,null,null,null,null,null,null,null,null,"",""]
[{"$f":"VLOOKUP(D73,非表示_活動量と単位!$D$8:$E$75,2,FALSE)","v":{"$error":"#N/A"}},null,null,"",0,"","","","","","",null,"",null,null,null,null,null,null,null,null,null,null,null,null,null,null,null,"",""]
[{"$f":"VLOOKUP(D74,非表示_活動量と単位!$D$8:$E$75,2,FALSE)","v":{"$error":"#N/A"}},null,null,"",0,"","","","","","",null,"",null,null,null,null,null,null,null,null,null,null,null,null,null,null,null,"",""]
[{"$f":"VLOOKUP(D75,非表示_活動量と単位!$D$8:$E$75,2,FALSE)","v":{"$error":"#N/A"}},null,null,"",0,"","","","","","",null,"",null,null,null,null,null,null,null,null,null,null,null,null,null,null,null,"",""]
[{"$f":"VLOOKUP(D76,非表示_活動量と単位!$D$8:$E$75,2,FALSE)","v":{"$error":"#N/A"}},null,null,"",0,"","","","","","",null,"",null,null,null,null,null,null,null,null,null,null,null,null,null,null,null,"",""]
[{"$f":"VLOOKUP(D77,非表示_活動量と単位!$D$8:$E$75,2,FALSE)","v":{"$error":"#N/A"}},null,null,"",0,"","","","","","",null,"",null,null,null,null,null,null,null,null,null,null,null,null,null,null,null,"",""]
[{"$f":"VLOOKUP(D78,非表示_活動量と単位!$D$8:$E$75,2,FALSE)","v":{"$error":"#N/A"}},null,null,"",0,"","","","","","",null,"",null,null,null,null,null,null,null,null,null,null,null,null,null,null,null,"",""]
[{"$f":"VLOOKUP(D79,非表示_活動量と単位!$D$8:$E$75,2,FALSE)","v":{"$error":"#N/A"}},null,null,"",0,"","","","","","",null,"",null,null,null,null,null,null,null,null,null,null,null,null,null,null,null,"",""]
[{"$f":"VLOOKUP(D80,非表示_活動量と単位!$D$8:$E$75,2,FALSE)","v":{"$error":"#N/A"}},null,null,"",0,"","","","","","",null,"",null,null,null,null,null,null,null,null,null,null,null,null,null,null,null,"",""]
[{"$f":"VLOOKUP(D81,非表示_活動量と単位!$D$8:$E$75,2,FALSE)","v":{"$error":"#N/A"}},null,null,"",0,"","","","","","",null,"",null,null,null,null,null,null,null,null,null,null,null,null,null,null,null,"",""]
[{"$f":"VLOOKUP(D82,非表示_活動量と単位!$D$8:$E$75,2,FALSE)","v":{"$error":"#N/A"}},null,null,"",0,"","","","","","",null,"",null,null,null,null,null,null,null,null,null,null,null,null,null,null,null,"",""]
[{"$f":"VLOOKUP(D83,非表示_活動量と単位!$D$8:$E$75,2,FALSE)","v":{"$error":"#N/A"}},null,null,"",0,"","","","","","",null,"",null,null,null,null,null,null,null,null,null,null,null,null,null,null,null,"",""]
[{"$f":"VLOOKUP(D84,非表示_活動量と単位!$D$8:$E$75,2,FALSE)","v":{"$error":"#N/A"}},null,null,"",0,"","","","","","",null,"",null,null,null,null,null,null,null,null,null,null,null,null,null,null,null,"",""]
[{"$f":"VLOOKUP(D85,非表示_活動量と単位!$D$8:$E$75,2,FALSE)","v":{"$error":"#N/A"}},null,null,"",0,"","","","","","",null,"",null,null,null,null,null,null,null,null,null,null,null,null,null,null,null,"",""]
[{"$f":"VLOOKUP(D86,非表示_活動量と単位!$D$8:$E$75,2,FALSE)","v":{"$error":"#N/A"}},null,null,"",0,"","","","","","",null,"",null,null,null,null,null,null,null,null,null,null,null,null,null,null,null,"",""]
[{"$f":"VLOOKUP(D87,非表示_活動量と単位!$D$8:$E$75,2,FALSE)","v":{"$error":"#N/A"}},null,null,"",0,"","","","","","",null,"",null,null,null,null,null,null,null,null,null,null,null,null,null,null,null,"",""]
[{"$f":"VLOOKUP(D88,非表示_活動量と単位!$D$8:$E$75,2,FALSE)","v":{"$error":"#N/A"}},null,null,"",0,"","","","","","",null,"",null,null,null,null,null,null,null,null,null,null,null,null,null,null,null,"",""]
[{"$f":"VLOOKUP(D89,非表示_活動量と単位!$D$8:$E$75,2,FALSE)","v":{"$error":"#N/A"}},null,null,"",0,"","","","","","",null,"",null,null,null,null,null,null,null,null,null,null,null,null,null,null,null,"",""]
[{"$f":"VLOOKUP(D90,非表示_活動量と単位!$D$8:$E$75,2,FALSE)","v":{"$error":"#N/A"}},null,null,"",0,"","","","","","",null,"",null,null,null,null,null,null,null,null,null,null,null,null,null,null,null,"",""]
[{"$f":"VLOOKUP(D91,非表示_活動量と単位!$D$8:$E$75,2,FALSE)","v":{"$error":"#N/A"}},null,null,"",0,"","","","","","",null,"",null,null,null,null,null,null,null,null,null,null,null,null,null,null,null,"",""]
[{"$f":"VLOOKUP(D92,非表示_活動量と単位!$D$8:$E$75,2,FALSE)","v":{"$error":"#N/A"}},null,null,"",0,"","","","","","",null,"",null,null,null,null,null,null,null,null,null,null,null,null,null,null,null,"",""]
[{"$f":"VLOOKUP(D93,非表示_活動量と単位!$D$8:$E$75,2,FALSE)","v":{"$error":"#N/A"}},null,null,"",0,"","","","","","",null,"",null,null,null,null,null,null,null,null,null,null,null,null,null,null,null,"",""]
[{"$f":"VLOOKUP(D94,非表示_活動量と単位!$D$8:$E$75,2,FALSE)","v":{"$error":"#N/A"}},null,null,"",0,"","","","","","",null,"",null,null,null,null,null,null,null,null,null,null,null,null,null,null,null,"",""]
[{"$f":"VLOOKUP(D95,非表示_活動量と単位!$D$8:$E$75,2,FALSE)","v":{"$error":"#N/A"}},null,null,"",0,"","","","","","",null,"",null,null,null,null,null,null,null,null,null,null,null,null,null,null,null,"",""]
[{"$f":"VLOOKUP(D96,非表示_活動量と単位!$D$8:$E$75,2,FALSE)","v":{"$error":"#N/A"}},null,null,"",0,"","","","","","",null,"",null,null,null,null,null,null,null,null,null,null,null,null,null,null,null,"",""]
[{"$f":"VLOOKUP(D97,非表示_活動量と単位!$D$8:$E$75,2,FALSE)","v":{"$error":"#N/A"}},null,null,"",0,"","","","","","",null,"",null,null,null,null,null,null,null,null,null,null,null,null,null,null,null,"",""]
[{"$f":"VLOOKUP(D98,非表示_活動量と単位!$D$8:$E$75,2,FALSE)","v":{"$error":"#N/A"}},null,null,"",0,"","","","","","",null,"",null,null,null,null,null,null,null,null,null,null,null,null,null,null,null,"",""]
[{"$f":"VLOOKUP(D99,非表示_活動量と単位!$D$8:$E$75,2,FALSE)","v":{"$error":"#N/A"}},null,null,"",0,"","","","","","",null,"",null,null,null,null,null,null,null,null,null,null,null,null,null,null,null,"",""]
[{"$f":"VLOOKUP(D100,非表示_活動量と単位!$D$8:$E$75,2,FALSE)","v":{"$error":"#N/A"}},null,null,"",0,"","","","","","",null,"",null,null,null,null,null,null,null,null,null,null,null,null,null,null,null,"",""]
[{"$f":"VLOOKUP(D101,非表示_活動量と単位!$D$8:$E$75,2,FALSE)","v":{"$error":"#N/A"}},null,null,"",0,"","","","","","",null,"",null,null,null,null,null,null,null,null,null,null,null,null,null,null,null,"",""]
[{"$f":"VLOOKUP(D102,非表示_活動量と単位!$D$8:$E$75,2,FALSE)","v":{"$error":"#N/A"}},null,null,"",0,"","","","","","",null,"",null,null,null,null,null,null,null,null,null,null,null,null,null,null,null,"",""]
[]
[]
[]
[]
[null,null,null,null,null,null,null,null,null,null,null,null,null,null,null,null,null,null,null,null,null,null,null,null,null,null,null,null,null,null,null,null,null,null,null,null,null,null,null,null,null,null,null,null,null,null,null,null,null,null,null,null,null,null,null,null,null,null,null,null,null,null,null,null,null,null,null,null,null,null,null,null,null,null,null,null,null,null,null,null,null,null,null,null,null,null,null,null,null,null,null,null,null,null,null,null,null,null,null,null,null,null,null,null,null,null,null,null,null,null,null,null,null,null,null,"単位"]
[null,null,null,null,null,null,null,null,null,null,null,null,null,null,null,null,null,null,null,null,null,null,null,null,null,null,null,null,null,null,null,null,null,null,null,null,null,null,null,null,null,null,null,null,null,null,null,null,null,null,null,null,null,null,null,null,null,null,null,null,null,null,null,null,null,null,null,null,null,null,null,null,null,null,null,null,null,null,null,null,null,null,null,null,null,null,null,null,null,null,null,null,null,null,null,null,null,null,null,null,null,null,null,null,null,null,null,null,null,null,null,null,null,null,null,"t"]
[null,null,null,null,null,null,null,null,null,null,null,null,null,null,null,null,null,null,null,null,null,null,null,null,null,null,null,null,null,null,null,null,null,null,null,null,null,null,null,null,null,null,null,null,null,null,null,null,null,null,null,null,null,null,null,null,null,null,null,null,null,null,null,null,null,null,null,null,null,null,null,null,null,null,null,null,null,null,null,null,null,null,null,null,null,null,null,null,null,null,null,null,null,null,null,null,null,null,null,null,null,null,null,null,null,null,null,null,null,null,null,null,null,null,null,"kl"]
[null,null,null,null,null,null,null,null,null,null,null,null,null,null,null,null,null,null,null,null,null,null,null,null,null,null,null,null,null,null,null,null,null,null,null,null,null,null,null,null,null,null,null,null,null,null,null,null,null,null,null,null,null,null,null,null,null,null,null,null,null,null,null,null,null,null,null,null,null,null,null,null,null,null,null,null,null,null,null,null,null,null,null,null,null,null,null,null,null,null,null,null,null,null,null,null,null,null,null,null,null,null,null,null,null,null,null,null,null,null,null,null,null,null,null,"千Nm3"]
[null,null,null,null,null,null,null,null,null,null,null,null,null,null,null,null,null,null,null,null,null,null,null,null,null,null,null,null,null,null,null,null,null,null,null,null,null,null,null,null,null,null,null,null,null,null,null,null,null,null,null,null,null,null,null,null,null,null,null,null,null,null,null,null,null,null,null,null,null,null,null,null,null,null,null,null,null,null,null,null,null,null,null,null,null,null,null,null,null,null,null,null,null,null,null,null,null,null,null,null,null,null,null,null,null,null,null,null,null,null,null,null,null,null,null,"kWh"]
[null,null,null,null,null,null,null,null,null,null,null,null,null,null,null,null,null,null,null,null,null,null,null,null,null,null,null,null,null,null,null,null,null,null,null,null,null,null,null,null,null,null,null,null,null,null,null,null,null,null,null,null,null,null,null,null,null,null,null,null,null,null,null,null,null,null,null,null,null,null,null,null,null,null,null,null,null,null,null,null,null,null,null,null,null,null,null,null,null,null,null,null,null,null,null,null,null,null,null,null,null,null,null,null,null,null,null,null,null,null,null,null,null,null,null,"GJ"]

{"sheet":"6-4. CO2排出量_総括","index":9,"n_rows":26,"n_cols":41,"rows_kept":26,"cut":false,"hidden":false,"merged":[[45,1,45,6],[45,7,45,9],[45,10,45,11],[45,12,45,13],[45,14,45,15],[43,1,43,6],[43,7,43,9],[43,10,43,11],[43,12,43,13],[43,14,43,15],[44,1,44,6],[44,7,44,9],[44,10,44,11],[44,12,44,13],[44,14,44,15],[41,1,41,6],[41,7,41,9],[41,10,41,11],[41,12,41,13],[41,14,41,15],[42,1,42,6],[42,7,42,9],[42,10,42,11],[42,12,42,13],[42,14,42,15],[39,1,39,6],[39,7,39,9],[39,10,39,11],[39,12,39,13],[39,14,39,15],[40,1,40,6],[40,7,40,9],[40,10,40,11],[40,12,40,13],[40,14,40,15],[37,1,37,6],[37,7,37,9],[37,10,37,11],[37,12,37,13],[37,14,37,15],[38,1,38,6],[38,7,38,9],[38,10,38,11],[38,12,38,13],[38,14,38,15],[35,1,35,6],[35,7,35,9],[35,10,35,11],[35,12,35,13],[35,14,35,15],[36,1,36,6],[36,7,36,9],[36,10,36,11],[36,12,36,13],[36,14,36,15],[33,1,33,6],[33,7,33,9],[33,10,33,11],[33,12,33,13],[33,14,33,15],[34,1,34,6],[34,7,34,9],[34,10,34,11],[34,12,34,13],[34,14,34,15],[31,1,31,6],[31,7,31,9],[31,10,31,11],[31,12,31,13],[31,14,31,15],[32,1,32,6],[32,7,32,9],[32,10,32,11],[32,12,32,13],[32,14,32,15],[25,1,25,6],[25,7,25,9],[25,10,25,12],[25,13,25,14],[30,1,30,6],[30,7,30,9],[30,10,30,11],[30,12,30,13],[30,14,30,15],[22,13,22,14],[23,1,23,6],[23,7,23,9],[23,10,23,12],[23,13,23,14],[24,1,24,6],[24,7,24,9],[24,10,24,12],[24,13,24,14],[10,1,10,6],[10,8,10,9],[10,11,10,12],[15,1,15,6],[16,1,16,6],[22,1,22,6],[22,7,22,9],[22,10,22,12],[8,1,8,6],[8,8,8,9],[8,11,8,12],[9,1,9,6],[9,8,9,9],[9,11,9,12],[4,13,5,14],[4,15,5,15],[4,16,5,16],[6,1,6,6],[6,8,6,9],[6,11,6,12],[7,1,7,6],[7,8,7,9],[7,11,7,12],[4,1,5,6],[4,7,5,9],[4,10,5,12]]}
[]
[null,{"$f":"MID(CELL(\"filename\",C2),FIND(\"]\",CELL(\"filename\",C2))+1,3)&\"．\"","v":"6-4．"},null,"CO2排出量（工場・事業場全体）【総括】",null,null,null,null,null,null,null,null,null,null,null,null,null,null,null,null,null,null,null,null,null,null,null,null,null,null,null,null,null,null,null,null,null,null,null,null,"セル色の表示／非表示"]
[null,null,null,null,null,null,null,null,null,null,null,null,null,null,null,null,null,null,null,null,null,null,null,null,null,null,null,null,null,null,null,null,null,null,null,null,null,null,null,null,false]
[]
[null,"算定年度",null,null,null,null,null,"CO2排出量",null,null,"エネルギー起源\nCO2排出量",null,null,"エネルギー使用量",null,"脱炭素化指標","備考"]
[]
[null,{"$f":"'6-1. CO2排出量①'!E2","v":"令和3年度"},{"$f":"'[1]6-1. CO2排出量①'!F32","v":0},{"$f":"'[1]6-1. CO2排出量①'!G32","v":0},{"$f":"'[1]6-1. CO2排出量①'!H32","v":0},{"$f":"'[1]6-1. CO2排出量①'!I32","v":"CO2排出量の合計"},{"$f":"'[1]6-1. CO2排出量①'!J32","v":0},{"$f":"'6-1. CO2排出量①'!K32","v":4882.8323999999993},"t-CO2",null,{"$f":"'6-1. CO2排出量①'!K33","v":3984.0323999999996},"t-CO2",null,{"$f":"'6-1. CO2排出量①'!AD32","v":58950.2},"GJ",{"$f":"IFERROR('6-1. CO2排出量①'!AD33,\"---\")","v":6.758301753005079E-2}]
[null,{"$f":"'6-2. CO2排出量②'!E2","v":"令和4年度"},{"$f":"'[1]6-2. CO2排出量②'!F32","v":0},{"$f":"'[1]6-2. CO2排出量②'!G32","v":0},{"$f":"'[1]6-2. CO2排出量②'!H32","v":0},{"$f":"'[1]6-2. CO2排出量②'!I32","v":"CO2排出量の合計"},{"$f":"'[1]6-2. CO2排出量②'!J32","v":0},{"$f":"'6-2. CO2排出量②'!K32","v":5772.5308000000005},"t-CO2",null,{"$f":"'6-2. CO2排出量②'!K33","v":4873.7308000000003},"t-CO2",null,{"$f":"'6-2. CO2排出量②'!AD32","v":75259.600000000006},"GJ",{"$f":"IFERROR('6-2. CO2排出量②'!AD33,\"---\")","v":6.4758925107228846E-2}]
[null,{"$f":"'6-3. CO2排出量③'!E2","v":"令和5年度"},{"$f":"'[1]6-3. CO2排出量③'!F32","v":0},{"$f":"'[1]6-3. CO2排出量③'!G32","v":0},{"$f":"'[1]6-3. CO2排出量③'!H32","v":0},{"$f":"'[1]6-3. CO2排出量③'!I32","v":"CO2排出量の合計"},{"$f":"'[1]6-3. CO2排出量③'!J32","v":0},{"$f":"'6-3. CO2排出量③'!K32","v":5180.7970000000005},"t-CO2",null,{"$f":"'6-3. CO2排出量③'!K33","v":4281.9970000000003},"t-CO2",null,{"$f":"'6-3. CO2排出量③'!AD32","v":67273.600000000006},"GJ",{"$f":"IFERROR('6-3. CO2排出量③'!AD33,\"---\")","v":6.3650481020786756E-2}]
[null,"合計",null,null,null,null,null,{"$f":"IF(COUNTIF($B$7:$G$9,\"---*\")=3,\"---\",SUM(H7:H9))","v":15836.1602},"t-CO2",null,{"$f":"IF(COUNTIF($B$7:$G$9,\"---*\")=3,\"---\",SUM(K7:K9))","v":13139.760200000001},"t-CO2",null,{"$f":"IF(COUNTIF($B$7:$G$9,\"---*\")=3,\"---\",SUM(N7:N9))","v":201483.4},"GJ","---"]
[null,"基準年度値\n（平均値）",null,null,null,null,null,{"$f":"IFERROR(AVERAGE(H7:H9),\"---\")","v":5278.7200666666668},"t-CO2",null,{"$f":"IFERROR(AVERAGE(K7:K9),\"---\")","v":4379.9200666666666},"t-CO2",null,{"$f":"IFERROR(AVERAGE(N7:N9),\"---\")","v":67161.133333333331},"GJ",{"$f":"IFERROR(K11/N11,\"---\")","v":6.5215100598858267E-2}]
[]
[]
[]
[]
[null,"排出削減目標量",null,null,null,null,null,{"$f":"IFERROR(ROUNDDOWN(HLOOKUP(\"目標年度\",削減目標,6,FALSE),0),\"\")","v":0},"t-CO2"]
[null,"排出目標量",null,null,null,null,null,{"$f":"IF(H16=\"\",\"\",H11-H16)","v":5278.7200666666668},"t-CO2"]
[null,"※","排出削減目標量は「511脱炭素化計画」の「1．脱炭素化計画」の工場・事業場全体・目標年度・対基準年度CO2削減量に記載の値です（変更不可）。"]
[null,null,"排出削減目標量は、小数点以下を切り捨てた整数値で表示されているため、「511脱炭素化計画」に表示されている数値と一致しない可能性があります。"]
[]
[]
[null,"【年度ごとの生産数量等】"]
[null,"算定年度",null,null,null,null,null,"生産数量等（数値）",null,null,"単位（例：t、時間）",null,null,"備考（例：生産量、営業時間等）"]
[null,{"$f":"B7","v":"令和3年度"},null,null,null,null,null,1900,null,null,"t",null,null,"ガラス生産量"]
[null,{"$f":"B8","v":"令和4年度"},null,null,null,null,null,2000,null,null,"t",null,null,"ガラス生産量"]
[null,{"$f":"B9","v":"令和5年度"},null,null,null,null,null,2250,null,null,"t",null,null,"ガラス生産量"]

{"sheet":"7-1. CO2排出量①","index":10,"n_rows":103,"n_cols":104,"rows_kept":103,"cut":false,"hidden":false,"merged":[[44,10,46,10],[44,11,46,11],[44,12,45,12],[44,13,45,14],[44,1,46,1],[44,2,46,2],[44,3,46,3],[44,4,45,5],[44,6,45,7],[44,8,45,9],[3,10,5,10],[3,11,5,11],[3,12,4,12],[3,13,4,14],[31,8,31,9],[32,8,32,9],[3,1,5,1],[3,2,5,2],[3,3,5,3],[3,4,4,5],[3,6,4,7],[3,8,4,9]]}
[]
[null,{"$f":"MID(CELL(\"filename\",C2),FIND(\"]\",CELL(\"filename\",C2))+1,3)&\"．\"","v":"7-1．"},"年間CO2排出量（主要なシステム系統）",null,{"$f":"IF(OR('4. 排出源リスト'!F5=\"\",'4. 排出源リスト'!F5=\"---\"),\"---\"&\"年度\",'4. 排出源リスト'!F5&\"年度\")","v":"令和3年度"},null,null,null,null,null,null,null,null,null,null,null,null,null,null,null,null,null,null,null,null,null,null,null,null,null,null,null,null,null,null,null,null,null,null,null,null,null,null,null,null,null,null,null,null,null,null,null,null,null,null,"セル色の表示／非表示"]
[null,null,null,null,null,null,null,null,null,null,null,null,null,null,null,null,null,null,null,null,null,null,null,null,null,null,null,null,null,null,null,null,null,null,null,null,null,null,null,null,null,null,null,null,null,null,null,null,null,null,null,null,null,null,null,false]
[null,null,"モニタリング\nポイント\nNo.","活動種別","活動量",null,"単位発熱量",null,"CO2排出係数",null,"CO2排出量\n[t-CO2]","備考","活動量","GJ換算"]
[]
[null,null,null,null,"量","単位","係数","単位","係数","単位",null,null,"把握対象","対象","GJ換算量"]
[{"$f":"VLOOKUP(D7,非表示_活動量と単位!$D$8:$E$75,2,FALSE)","v":1},null,1,{"$f":"IF($C7=\"\",\"\",VLOOKUP($C7,モニタリングポイント,3,FALSE))","v":"系統電力"},200000,{"$f":"IF($D7=\"\",\"\",VLOOKUP($D7,活動の種別と単位,4,FALSE))","v":"kWh"},{"$f":"IF($D7=\"\",\"\",IF(VLOOKUP($C7,モニタリングポイント,9,FALSE)=\"デフォルト値\",VLOOKUP($D7,デフォルト値,3,FALSE),\"\"))","v":""},{"$f":"IF($D7=\"\",\"\",VLOOKUP($D7,活動の種別と単位,5,FALSE))","v":"---"},{"$f":"IF($D7=\"\",\"\",IF(VLOOKUP($C7,モニタリングポイント,11,FALSE)=\"デフォルト値\",VLOOKUP($D7,デフォルト値,5,FALSE),\"\"))","v":4.3600000000000003E-4},{"$f":"IF($D7=\"\",\"\",VLOOKUP($D7,活動の種別と単位,6,FALSE))","v":"t-CO2/kWh"},{"$f":"IF($D7=\"\",\"\",IF($A7=0,E7*G7*I7,E7*I7))","v":87.2},"稼働時間、カタログ掲載値の消費電力、機器効率により算定",{"$f":"IF($D7=\"\",\"\",VLOOKUP($D7,活動の種別と単位,3,FALSE))","v":"使用量"},{"$f":"IF($D7=\"\",\"\",VLOOKUP($D7,活動の種別と単位,7,FALSE))","v":"対象"},{"$f":"IF($D7=\"\",\"\",IF(N7=\"---\",\"---\",IF(OR($D7=\"系統電力\",$D7=\"産業用蒸気\",$D7=\"温水\",$D7=\"冷水\",$D7=\"蒸気（産業用以外）\"),E7*VLOOKUP($D7,GJ換算係数,2,FALSE),E7*G7)))","v":1728}]
[{"$f":"VLOOKUP(D8,非表示_活動量と単位!$D$8:$E$75,2,FALSE)","v":0},null,3,"A重油",1000,"kl",38.9,"GJ/kl",7.0800000000000002E-2,"t-CO2/GJ",{"$f":"IF($D8=\"\",\"\",IF($A8=0,E8*G8*I8,E8*I8))","v":2754.12},"購買伝票より算定","使用量","対象",38900]
[{"$f":"VLOOKUP(D9,非表示_活動量と単位!$D$8:$E$75,2,FALSE)","v":{"$error":"#N/A"}},null,null,"",null,"","","","","","",null,"","",""]
[{"$f":"VLOOKUP(D10,非表示_活動量と単位!$D$8:$E$75,2,FALSE)","v":{"$error":"#N/A"}},null,null,"",null,"","","","","","",null,"","",""]
[{"$f":"VLOOKUP(D11,非表示_活動量と単位!$D$8:$E$75,2,FALSE)","v":{"$error":"#N/A"}},null,null,"",null,"","","","","","",null,"","",""]
[{"$f":"VLOOKUP(D12,非表示_活動量と単位!$D$8:$E$75,2,FALSE)","v":{"$error":"#N/A"}},null,null,"",null,"","","","","","",null,"","",""]
[{"$f":"VLOOKUP(D13,非表示_活動量と単位!$D$8:$E$75,2,FALSE)","v":{"$error":"#N/A"}},null,null,"",null,"","","","","","",null,"","",""]
[{"$f":"VLOOKUP(D14,非表示_活動量と単位!$D$8:$E$75,2,FALSE)","v":{"$error":"#N/A"}},null,null,"",null,"","","","","","",null,"","",""]
[{"$f":"VLOOKUP(D15,非表示_活動量と単位!$D$8:$E$75,2,FALSE)","v":{"$error":"#N/A"}},null,null,"",null,"","","",{"$f":"IF($D15=\"\",\"\",IF(VLOOKUP($C15,モニタリングポイント,11,FALSE)=\"デフォルト値\",VLOOKUP($D15,デフォルト値,5,FALSE),\"\"))","v":""},"","",null,"","",""]
[{"$f":"VLOOKUP(D16,非表示_活動量と単位!$D$8:$E$75,2,FALSE)","v":{"$error":"#N/A"}},null,null,"",null,"","","",{"$f":"IF($D16=\"\",\"\",IF(VLOOKUP($C16,モニタリングポイント,11,FALSE)=\"デフォルト値\",VLOOKUP($D16,デフォルト値,5,FALSE),\"\"))","v":""},"","",null,"","",""]
[{"$f":"VLOOKUP(D17,非表示_活動量と単位!$D$8:$E$75,2,FALSE)","v":{"$error":"#N/A"}},null,null,"",null,"","","","","","",null,"","",""]
[{"$f":"VLOOKUP(D18,非表示_活動量と単位!$D$8:$E$75,2,FALSE)","v":{"$error":"#N/A"}},null,null,"",null,"",{"$f":"IF($D18=\"\",\"\",IF(VLOOKUP($C18,モニタリングポイント,9,FALSE)=\"デフォルト値\",VLOOKUP($D18,デフォルト値,3,FALSE),\"\"))","v":""},"","","","",null,"","",""]
[{"$f":"VLOOKUP(D19,非表示_活動量と単位!$D$8:$E$75,2,FALSE)","v":{"$error":"#N/A"}},null,null,"",null,"","","","","","",null,"","",""]
[{"$f":"VLOOKUP(D20,非表示_活動量と単位!$D$8:$E$75,2,FALSE)","v":{"$error":"#N/A"}},null,null,"",null,"","","","","","",null,"","",""]
[{"$f":"VLOOKUP(D21,非表示_活動量と単位!$D$8:$E$75,2,FALSE)","v":{"$error":"#N/A"}},null,null,"",null,"","","","","",{"$f":"IF($D21=\"\",\"\",IF($A21=0,E21*G21*I21,E21*I21))","v":""},null,"","",""]
[{"$f":"IF($G22=\"\",1,0)","v":1},null,null,"その他（要：備考欄への詳細記載）",null,null,null,null,null,null,{"$f":"IF($E22=\"\",\"\",IF($A22=0,E22*G22*I22,E22*I22))","v":""},null,null,"---","---"]
[1,null,null,"その他（要：備考欄への詳細記載）",null,null,null,null,null,null,{"$f":"IF($E23=\"\",\"\",IF($A23=0,E23*G23*I23,E23*I23))","v":""},null,null,"---","---"]
[1,null,null,"その他（要：備考欄への詳細記載）",null,null,null,null,null,null,"",null,null,"---","---"]
[1,null,null,"その他（要：備考欄への詳細記載）",null,null,null,null,null,null,"",null,null,"---","---"]
[1,null,null,"その他（要：備考欄への詳細記載）",null,null,null,null,null,null,"",null,null,"---","---"]
[1,null,null,"その他（要：備考欄への詳細記載）",null,null,null,null,null,null,"",null,null,"---","---"]
[1,null,null,"その他（要：備考欄への詳細記載）",null,null,null,null,null,null,"",null,null,"---","---"]
[1,null,null,"その他（要：備考欄への詳細記載）",null,null,null,null,null,null,"",null,null,"---","---"]
[1,null,null,"その他（要：備考欄への詳細記載）",null,null,null,null,null,null,{"$f":"IF($E30=\"\",\"\",IF($A30=0,E30*G30*I30,E30*I30))","v":""},null,null,"---","---"]
[1,null,null,"その他（要：備考欄への詳細記載）",null,null,null,null,null,null,"",null,null,"---","---"]
[null,null,null,null,null,null,null,null,"CO2排出量の合計",null,{"$f":"IF(COUNTIF($E$2,\"---*\"),\"---\",SUM($K$7:$K$31)+SUM($K$48:$K$102))","v":2841.3199999999997},null,null,"GJ換算量の合計(b)",{"$f":"IF(COUNTIF($E$2,\"---*\"),\"---\",SUM($O$7:$O$31)+SUM($O$48:$O$102))","v":40628}]
[null,null,null,null,null,null,null,null,"エネルギー起源\nCO2排出量の合計(a)",null,{"$f":"IF(COUNTIF($E$2,\"---*\"),\"---\",SUMIFS(K7:K31,N7:N31,\"対象\")+SUMIFS(K48:K102,N48:N102,\"対象\"))","v":2841.3199999999997},null,null,"脱炭素化指標(a)/(b)",{"$f":"IFERROR(K33/O32,\"---\")","v":6.9935020183124932E-2}]
[]
[null," 1）","活動量は活動量単位未満を切り捨てずに入力してください。"]
[null,"2)","電気・熱を工場・事業場外に供給している場合の活動量"]
[null,null,"A：工場・事業場内で燃料を使用して電気や熱を発生させ、工場・事業場外へ供給した場合"]
[null,null,"→所内消費分の活動量を計算し、活動量欄に記載してください。計算根拠は「8. 備考」に記載してください。（記入例及びモニタリング報告ガイドライン第II部1.4.1を参照）"]
[null,null,"B：電気事業者や熱供給業者から電気や熱の供給を受け、工場・事業場外へ供給した場合"]
[null,null,"→外部への供給量をマイナスの値として活動量欄に記載ください。（記入例及びモニタリング報告ガイドライン第II部1.4.2を参照）"]
[null,"3)","活動種別が「その他」の場合には、指定されている行を使用し、活動量単位や係数等の必要な情報を入力してください。"]
[null,"4)","記入欄が足りない場合には、下表に記入してください。"]
[]
[]
[null,null,"モニタリング\nポイント\nNo.","活動種別","活動量",null,"単位発熱量",null,"CO2排出係数",null,"CO2排出量\n[t-CO2]","備考","活動量","GJ換算"]
[]
[null,null,null,null,"量","単位","係数","単位","係数","単位",null,null,"把握対象","対象","GJ換算量"]
[{"$f":"VLOOKUP(D48,非表示_活動量と単位!$D$8:$E$75,2,FALSE)","v":{"$error":"#N/A"}},null,null,{"$f":"IF($C48=\"\",\"\",VLOOKUP($C48,モニタリングポイント,3,FALSE))","v":""},null,{"$f":"IF($D48=\"\",\"\",VLOOKUP($D48,活動の種別と単位,4,FALSE))","v":""},{"$f":"IF($D48=\"\",\"\",IF(VLOOKUP($C48,モニタリングポイント,9,FALSE)=\"デフォルト値\",VLOOKUP($D48,デフォルト値,3,FALSE),\"\"))","v":""},{"$f":"IF($D48=\"\",\"\",VLOOKUP($D48,活動の種別と単位,5,FALSE))","v":""},{"$f":"IF($D48=\"\",\"\",IF(VLOOKUP($C48,モニタリングポイント,11,FALSE)=\"デフォルト値\",VLOOKUP($D48,デフォルト値,5,FALSE),\"\"))","v":""},{"$f":"IF($D48=\"\",\"\",VLOOKUP($D48,活動の種別と単位,6,FALSE))","v":""},{"$f":"IF($D48=\"\",\"\",IF($A48=0,E48*G48*I48,E48*I48))","v":""},null,{"$f":"IF($D48=\"\",\"\",VLOOKUP($D48,活動の種別と単位,3,FALSE))","v":""},{"$f":"IF($D48=\"\",\"\",VLOOKUP($D48,活動の種別と単位,7,FALSE))","v":""},{"$f":"IF($D48=\"\",\"\",IF(N48=\"---\",\"---\",IF(OR($D48=\"系統電力\",$D48=\"産業用蒸気\",$D48=\"温水\",$D48=\"冷水\",$D48=\"蒸気（産業用以外）\"),E48*VLOOKUP($D48,GJ換算係数,2,FALSE),E48*G48)))","v":""}]
[{"$f":"VLOOKUP(D49,非表示_活動量と単位!$D$8:$E$75,2,FALSE)","v":{"$error":"#N/A"}},null,null,"",null,"","","","","","",null,"","",""]
[{"$f":"VLOOKUP(D50,非表示_活動量と単位!$D$8:$E$75,2,FALSE)","v":{"$error":"#N/A"}},null,null,"",null,"","","","","","",null,"","",""]
[{"$f":"VLOOKUP(D51,非表示_活動量と単位!$D$8:$E$75,2,FALSE)","v":{"$error":"#N/A"}},null,null,"",null,"","","","","","",null,"","",""]
[{"$f":"VLOOKUP(D52,非表示_活動量と単位!$D$8:$E$75,2,FALSE)","v":{"$error":"#N/A"}},null,null,"",null,"","","","","","",null,"","",""]
[{"$f":"VLOOKUP(D53,非表示_活動量と単位!$D$8:$E$75,2,FALSE)","v":{"$error":"#N/A"}},null,null,"",null,"","","","","","",null,"","",""]
[{"$f":"VLOOKUP(D54,非表示_活動量と単位!$D$8:$E$75,2,FALSE)","v":{"$error":"#N/A"}},null,null,"",null,"","","","","","",null,"","",""]
[{"$f":"VLOOKUP(D55,非表示_活動量と単位!$D$8:$E$75,2,FALSE)","v":{"$error":"#N/A"}},null,null,"",null,"","","","","","",null,"","",""]
[{"$f":"VLOOKUP(D56,非表示_活動量と単位!$D$8:$E$75,2,FALSE)","v":{"$error":"#N/A"}},null,null,"",null,"","","","","","",null,"","",""]
[{"$f":"VLOOKUP(D57,非表示_活動量と単位!$D$8:$E$75,2,FALSE)","v":{"$error":"#N/A"}},null,null,"",null,"","","","","","",null,"","",""]
[{"$f":"VLOOKUP(D58,非表示_活動量と単位!$D$8:$E$75,2,FALSE)","v":{"$error":"#N/A"}},null,null,"",null,"","","","","","",null,"","",""]
[{"$f":"VLOOKUP(D59,非表示_活動量と単位!$D$8:$E$75,2,FALSE)","v":{"$error":"#N/A"}},null,null,"",null,"","","","","","",null,"","",""]
[{"$f":"VLOOKUP(D60,非表示_活動量と単位!$D$8:$E$75,2,FALSE)","v":{"$error":"#N/A"}},null,null,"",null,"","","","","","",null,"","",""]
[{"$f":"VLOOKUP(D61,非表示_活動量と単位!$D$8:$E$75,2,FALSE)","v":{"$error":"#N/A"}},null,null,"",null,"","","","","","",null,"","",""]
[{"$f":"VLOOKUP(D62,非表示_活動量と単位!$D$8:$E$75,2,FALSE)","v":{"$error":"#N/A"}},null,null,"",null,"","","","","","",null,"","",""]
[{"$f":"VLOOKUP(D63,非表示_活動量と単位!$D$8:$E$75,2,FALSE)","v":{"$error":"#N/A"}},null,null,"",null,"","","","","","",null,"","",""]
[{"$f":"VLOOKUP(D64,非表示_活動量と単位!$D$8:$E$75,2,FALSE)","v":{"$error":"#N/A"}},null,null,"",null,"","","","","","",null,"","",""]
[{"$f":"VLOOKUP(D65,非表示_活動量と単位!$D$8:$E$75,2,FALSE)","v":{"$error":"#N/A"}},null,null,"",null,"","","","","","",null,"","",""]
[{"$f":"VLOOKUP(D66,非表示_活動量と単位!$D$8:$E$75,2,FALSE)","v":{"$error":"#N/A"}},null,null,"",null,"","","","","","",null,"","",""]
[{"$f":"VLOOKUP(D67,非表示_活動量と単位!$D$8:$E$75,2,FALSE)","v":{"$error":"#N/A"}},null,null,"",null,"","","","","","",null,"","",""]
[{"$f":"VLOOKUP(D68,非表示_活動量と単位!$D$8:$E$75,2,FALSE)","v":{"$error":"#N/A"}},null,null,"",null,"","","","","","",null,"","",""]
[{"$f":"VLOOKUP(D69,非表示_活動量と単位!$D$8:$E$75,2,FALSE)","v":{"$error":"#N/A"}},null,null,"",null,"","","","","","",null,"","",""]
[{"$f":"VLOOKUP(D70,非表示_活動量と単位!$D$8:$E$75,2,FALSE)","v":{"$error":"#N/A"}},null,null,"",null,"","","","","","",null,"","",""]
[{"$f":"VLOOKUP(D71,非表示_活動量と単位!$D$8:$E$75,2,FALSE)","v":{"$error":"#N/A"}},null,null,"",null,"","","","","","",null,"","",""]
[{"$f":"VLOOKUP(D72,非表示_活動量と単位!$D$8:$E$75,2,FALSE)","v":{"$error":"#N/A"}},null,null,"",null,"","","","","","",null,"","",""]
[{"$f":"VLOOKUP(D73,非表示_活動量と単位!$D$8:$E$75,2,FALSE)","v":{"$error":"#N/A"}},null,null,"",null,"","","","","","",null,"","",""]
[{"$f":"VLOOKUP(D74,非表示_活動量と単位!$D$8:$E$75,2,FALSE)","v":{"$error":"#N/A"}},null,null,"",null,"","","","","","",null,"","",""]
[{"$f":"VLOOKUP(D75,非表示_活動量と単位!$D$8:$E$75,2,FALSE)","v":{"$error":"#N/A"}},null,null,"",null,"","","","","","",null,"","",""]
[{"$f":"VLOOKUP(D76,非表示_活動量と単位!$D$8:$E$75,2,FALSE)","v":{"$error":"#N/A"}},null,null,"",null,"","","","","","",null,"","",""]
[{"$f":"VLOOKUP(D77,非表示_活動量と単位!$D$8:$E$75,2,FALSE)","v":{"$error":"#N/A"}},null,null,"",null,"","","","","","",null,"","",""]
[{"$f":"VLOOKUP(D78,非表示_活動量と単位!$D$8:$E$75,2,FALSE)","v":{"$error":"#N/A"}},null,null,"",null,"","","","","","",null,"","",""]
[{"$f":"VLOOKUP(D79,非表示_活動量と単位!$D$8:$E$75,2,FALSE)","v":{"$error":"#N/A"}},null,null,"",null,"","","","","","",null,"","",""]
[{"$f":"VLOOKUP(D80,非表示_活動量と単位!$D$8:$E$75,2,FALSE)","v":{"$error":"#N/A"}},null,null,"",null,"","","","","","",null,"","",{"$f":"IF($D80=\"\",\"\",IF(N80=\"---\",\"---\",IF(OR($D80=\"系統電力\",$D80=\"産業用蒸気\",$D80=\"温水\",$D80=\"冷水\",$D80=\"蒸気（産業用以外）\"),E80*VLOOKUP($D80,GJ換算係数,2,FALSE),E80*G80)))","v":""}]
[{"$f":"VLOOKUP(D81,非表示_活動量と単位!$D$8:$E$75,2,FALSE)","v":{"$error":"#N/A"}},null,null,"",null,"","","","","","",null,"","",""]
[{"$f":"VLOOKUP(D82,非表示_活動量と単位!$D$8:$E$75,2,FALSE)","v":{"$error":"#N/A"}},null,null,"",null,"","","","","","",null,"","",""]
[{"$f":"VLOOKUP(D83,非表示_活動量と単位!$D$8:$E$75,2,FALSE)","v":{"$error":"#N/A"}},null,null,"",null,"","","","","","",null,"","",""]
[{"$f":"VLOOKUP(D84,非表示_活動量と単位!$D$8:$E$75,2,FALSE)","v":{"$error":"#N/A"}},null,null,"",null,"","","","","","",null,"","",""]
[{"$f":"VLOOKUP(D85,非表示_活動量と単位!$D$8:$E$75,2,FALSE)","v":{"$error":"#N/A"}},null,null,"",null,"","","","","","",null,"","",""]
[{"$f":"VLOOKUP(D86,非表示_活動量と単位!$D$8:$E$75,2,FALSE)","v":{"$error":"#N/A"}},null,null,"",null,"","","","","","",null,"","",""]
[{"$f":"VLOOKUP(D87,非表示_活動量と単位!$D$8:$E$75,2,FALSE)","v":{"$error":"#N/A"}},null,null,"",null,"","","","","","",null,"","",""]
[{"$f":"VLOOKUP(D88,非表示_活動量と単位!$D$8:$E$75,2,FALSE)","v":{"$error":"#N/A"}},null,null,"",null,"","","","","","",null,"","",""]
[{"$f":"VLOOKUP(D89,非表示_活動量と単位!$D$8:$E$75,2,FALSE)","v":{"$error":"#N/A"}},null,null,"",null,"","","","","","",null,"","",""]
[{"$f":"VLOOKUP(D90,非表示_活動量と単位!$D$8:$E$75,2,FALSE)","v":{"$error":"#N/A"}},null,null,"",null,"","","","","","",null,"","",""]
[{"$f":"VLOOKUP(D91,非表示_活動量と単位!$D$8:$E$75,2,FALSE)","v":{"$error":"#N/A"}},null,null,"",null,"","","","","","",null,"","",""]
[{"$f":"VLOOKUP(D92,非表示_活動量と単位!$D$8:$E$75,2,FALSE)","v":{"$error":"#N/A"}},null,null,"",null,"","","","","","",null,"","",""]
[{"$f":"VLOOKUP(D93,非表示_活動量と単位!$D$8:$E$75,2,FALSE)","v":{"$error":"#N/A"}},null,null,"",null,"","","","","","",null,"","",""]
[{"$f":"VLOOKUP(D94,非表示_活動量と単位!$D$8:$E$75,2,FALSE)","v":{"$error":"#N/A"}},null,null,"",null,"","","","","","",null,"","",""]
[{"$f":"VLOOKUP(D95,非表示_活動量と単位!$D$8:$E$75,2,FALSE)","v":{"$error":"#N/A"}},null,null,"",null,"","","","","","",null,"","",""]
[{"$f":"VLOOKUP(D96,非表示_活動量と単位!$D$8:$E$75,2,FALSE)","v":{"$error":"#N/A"}},null,null,"",null,"","","","","","",null,"","",""]
[{"$f":"VLOOKUP(D97,非表示_活動量と単位!$D$8:$E$75,2,FALSE)","v":{"$error":"#N/A"}},null,null,"",null,"","","","","","",null,"","",""]
[{"$f":"VLOOKUP(D98,非表示_活動量と単位!$D$8:$E$75,2,FALSE)","v":{"$error":"#N/A"}},null,null,"",null,"","","","","","",null,"","","",null,null,null,null,null,null,null,null,null,null,null,null,null,null,null,null,null,null,null,null,null,null,null,null,null,null,null,null,null,null,null,null,null,null,null,null,null,null,null,null,null,null,null,null,null,null,null,null,null,null,null,null,null,null,null,null,null,null,null,null,null,null,null,null,null,null,null,null,null,null,null,null,null,null,null,null,null,null,null,null,null,null,null,null,null,null,null,null,"単位"]
[{"$f":"VLOOKUP(D99,非表示_活動量と単位!$D$8:$E$75,2,FALSE)","v":{"$error":"#N/A"}},null,null,"",null,"","","","","","",null,"","","",null,null,null,null,null,null,null,null,null,null,null,null,null,null,null,null,null,null,null,null,null,null,null,null,null,null,null,null,null,null,null,null,null,null,null,null,null,null,null,null,null,null,null,null,null,null,null,null,null,null,null,null,null,null,null,null,null,null,null,null,null,null,null,null,null,null,null,null,null,null,null,null,null,null,null,null,null,null,null,null,null,null,null,null,null,null,null,null,"t"]
[{"$f":"VLOOKUP(D100,非表示_活動量と単位!$D$8:$E$75,2,FALSE)","v":{"$error":"#N/A"}},null,null,"",null,"","","","","","",null,"","","",null,null,null,null,null,null,null,null,null,null,null,null,null,null,null,null,null,null,null,null,null,null,null,null,null,null,null,null,null,null,null,null,null,null,null,null,null,null,null,null,null,null,null,null,null,null,null,null,null,null,null,null,null,null,null,null,null,null,null,null,null,null,null,null,null,null,null,null,null,null,null,null,null,null,null,null,null,null,null,null,null,null,null,null,null,null,null,null,"kl"]
[{"$f":"VLOOKUP(D101,非表示_活動量と単位!$D$8:$E$75,2,FALSE)","v":{"$error":"#N/A"}},null,null,"",null,"","","","","","",null,"","","",null,null,null,null,null,null,null,null,null,null,null,null,null,null,null,null,null,null,null,null,null,null,null,null,null,null,null,null,null,null,null,null,null,null,null,null,null,null,null,null,null,null,null,null,null,null,null,null,null,null,null,null,null,null,null,null,null,null,null,null,null,null,null,null,null,null,null,null,null,null,null,null,null,null,null,null,null,null,null,null,null,null,null,null,null,null,null,null,"千Nm3"]
[{"$f":"VLOOKUP(D102,非表示_活動量と単位!$D$8:$E$75,2,FALSE)","v":{"$error":"#N/A"}},null,null,"",null,"","","","","","",null,"","","",null,null,null,null,null,null,null,null,null,null,null,null,null,null,null,null,null,null,null,null,null,null,null,null,null,null,null,null,null,null,null,null,null,null,null,null,null,null,null,null,null,null,null,null,null,null,null,null,null,null,null,null,null,null,null,null,null,null,null,null,null,null,null,null,null,null,null,null,null,null,null,null,null,null,null,null,null,null,null,null,null,null,null,null,null,null,null,null,"kWh"]
[null,null,null,null,null,null,null,null,null,null,null,null,null,null,null,null,null,null,null,null,null,null,null,null,null,null,null,null,null,null,null,null,null,null,null,null,null,null,null,null,null,null,null,null,null,null,null,null,null,null,null,null,null,null,null,null,null,null,null,null,null,null,null,null,null,null,null,null,null,null,null,null,null,null,null,null,null,null,null,null,null,null,null,null,null,null,null,null,null,null,null,null,null,null,null,null,null,null,null,null,null,null,null,"GJ"]

{"sheet":"7-2. CO2排出量②","index":11,"n_rows":111,"n_cols":104,"rows_kept":111,"cut":false,"hidden":false,"merged":[[44,10,46,10],[44,11,46,11],[44,12,45,12],[44,13,45,14],[44,1,46,1],[44,2,46,2],[44,3,46,3],[44,4,45,5],[44,6,45,7],[44,8,45,9],[3,10,5,10],[3,11,5,11],[3,12,4,12],[3,13,4,14],[31,8,31,9],[32,8,32,9],[3,1,5,1],[3,2,5,2],[3,3,5,3],[3,4,4,5],[3,6,4,7],[3,8,4,9]]}
[]
[null,{"$f":"MID(CELL(\"filename\",C2),FIND(\"]\",CELL(\"filename\",C2))+1,3)&\"．\"","v":"7-2．"},"年間CO2排出量（主要なシステム系統）",null,{"$f":"IF(OR('4. 排出源リスト'!G5=\"\",'4. 排出源リスト'!G5=\"---\"),\"---\"&\"年度\",'4. 排出源リスト'!G5&\"年度\")","v":"令和4年度"},null,null,null,null,null,null,null,null,null,null,null,null,null,null,null,null,null,null,null,null,null,null,null,null,null,null,null,null,null,null,null,null,null,null,null,null,null,null,null,null,null,null,null,null,null,null,null,null,null,null,"セル色の表示／非表示"]
[]
[null,null,"モニタリング\nポイント\nNo.","活動種別","活動量",null,"単位発熱量",null,"CO2排出係数",null,"CO2排出量\n[t-CO2]","備考","活動量","GJ換算",null,null,null,null,null,null,null,null,null,null,null,null,null,null,null,null,null,null,null,null,null,null,null,null,null,null,null,null,null,null,null,null,null,null,null,null,null,null,null,null,null,false]
[]
[null,null,null,null,"量","単位","係数","単位","係数","単位",null,null,"把握対象","対象","GJ換算量"]
[{"$f":"VLOOKUP(D7,非表示_活動量と単位!$D$8:$E$75,2,FALSE)","v":1},null,1,{"$f":"IF($C7=\"\",\"\",VLOOKUP($C7,モニタリングポイント,3,FALSE))","v":"系統電力"},200000,{"$f":"IF($D7=\"\",\"\",VLOOKUP($D7,活動の種別と単位,4,FALSE))","v":"kWh"},{"$f":"IF($D7=\"\",\"\",IF(VLOOKUP($C7,モニタリングポイント,9,FALSE)=\"デフォルト値\",VLOOKUP($D7,デフォルト値,3,FALSE),\"\"))","v":""},{"$f":"IF($D7=\"\",\"\",VLOOKUP($D7,活動の種別と単位,5,FALSE))","v":"---"},{"$f":"IF($D7=\"\",\"\",IF(VLOOKUP($C7,モニタリングポイント,11,FALSE)=\"デフォルト値\",VLOOKUP($D7,デフォルト値,5,FALSE),\"\"))","v":4.3600000000000003E-4},{"$f":"IF($D7=\"\",\"\",VLOOKUP($D7,活動の種別と単位,6,FALSE))","v":"t-CO2/kWh"},{"$f":"IF($D7=\"\",\"\",IF($A7=0,E7*G7*I7,E7*I7))","v":87.2},"稼働時間、カタログ掲載値の消費電力、機器効率により算定",{"$f":"IF($D7=\"\",\"\",VLOOKUP($D7,活動の種別と単位,3,FALSE))","v":"使用量"},{"$f":"IF($D7=\"\",\"\",VLOOKUP($D7,活動の種別と単位,7,FALSE))","v":"対象"},{"$f":"IF($D7=\"\",\"\",IF(N7=\"---\",\"---\",IF(OR($D7=\"系統電力\",$D7=\"産業用蒸気\",$D7=\"温水\",$D7=\"冷水\",$D7=\"蒸気（産業用以外）\"),E7*VLOOKUP($D7,GJ換算係数,2,FALSE),E7*G7)))","v":1728}]
[{"$f":"VLOOKUP(D8,非表示_活動量と単位!$D$8:$E$75,2,FALSE)","v":0},null,3,"A重油",1000,"kl",38.9,"GJ/kl",7.0800000000000002E-2,"t-CO2/GJ",{"$f":"IF($D8=\"\",\"\",IF($A8=0,E8*G8*I8,E8*I8))","v":2754.12},"購買伝票より算定","使用量","対象",38900]
[{"$f":"VLOOKUP(D9,非表示_活動量と単位!$D$8:$E$75,2,FALSE)","v":{"$error":"#N/A"}},null,null,"",null,"","","","","","",null,"","",""]
[{"$f":"VLOOKUP(D10,非表示_活動量と単位!$D$8:$E$75,2,FALSE)","v":{"$error":"#N/A"}},null,null,"",null,"","","","","","",null,"","",""]
[{"$f":"VLOOKUP(D11,非表示_活動量と単位!$D$8:$E$75,2,FALSE)","v":{"$error":"#N/A"}},null,null,"",null,"","","","","","",null,"","",""]
[{"$f":"VLOOKUP(D12,非表示_活動量と単位!$D$8:$E$75,2,FALSE)","v":{"$error":"#N/A"}},null,null,"",null,"","","","","","",null,"","",""]
[{"$f":"VLOOKUP(D13,非表示_活動量と単位!$D$8:$E$75,2,FALSE)","v":{"$error":"#N/A"}},null,null,"",null,"","","","","","",null,"","",""]
[{"$f":"VLOOKUP(D14,非表示_活動量と単位!$D$8:$E$75,2,FALSE)","v":{"$error":"#N/A"}},null,null,"",null,"","","","","","",null,"","",""]
[{"$f":"VLOOKUP(D15,非表示_活動量と単位!$D$8:$E$75,2,FALSE)","v":{"$error":"#N/A"}},null,null,"",null,"",{"$f":"IF($D15=\"\",\"\",IF(VLOOKUP($C15,モニタリングポイント,9,FALSE)=\"デフォルト値\",VLOOKUP($D15,デフォルト値,3,FALSE),\"\"))","v":""},"","","","",null,"","",""]
[{"$f":"VLOOKUP(D16,非表示_活動量と単位!$D$8:$E$75,2,FALSE)","v":{"$error":"#N/A"}},null,null,"",null,"",{"$f":"IF($D16=\"\",\"\",IF(VLOOKUP($C16,モニタリングポイント,9,FALSE)=\"デフォルト値\",VLOOKUP($D16,デフォルト値,3,FALSE),\"\"))","v":""},"","","","",null,"","",""]
[{"$f":"VLOOKUP(D17,非表示_活動量と単位!$D$8:$E$75,2,FALSE)","v":{"$error":"#N/A"}},null,null,"",null,"","","",{"$f":"IF($D17=\"\",\"\",IF(VLOOKUP($C17,モニタリングポイント,11,FALSE)=\"デフォルト値\",VLOOKUP($D17,デフォルト値,5,FALSE),\"\"))","v":""},"","",null,"","",""]
[{"$f":"VLOOKUP(D18,非表示_活動量と単位!$D$8:$E$75,2,FALSE)","v":{"$error":"#N/A"}},null,null,"",null,"","","","","","",null,"","",""]
[{"$f":"VLOOKUP(D19,非表示_活動量と単位!$D$8:$E$75,2,FALSE)","v":{"$error":"#N/A"}},null,null,"",null,"","","","","","",null,"","",""]
[{"$f":"VLOOKUP(D20,非表示_活動量と単位!$D$8:$E$75,2,FALSE)","v":{"$error":"#N/A"}},null,null,"",null,"","","","","","",null,"","",""]
[{"$f":"VLOOKUP(D21,非表示_活動量と単位!$D$8:$E$75,2,FALSE)","v":{"$error":"#N/A"}},null,null,"",null,"","","","","",{"$f":"IF($D21=\"\",\"\",IF($A21=0,E21*G21*I21,E21*I21))","v":""},null,"","",""]
[{"$f":"IF($G22=\"\",1,0)","v":1},null,null,"その他（要：備考欄への詳細記載）",null,null,null,null,null,null,{"$f":"IF($E22=\"\",\"\",IF($A22=0,E22*G22*I22,E2*I22))","v":""},null,null,"---","---"]
[1,null,null,"その他（要：備考欄への詳細記載）",null,null,null,null,null,null,{"$f":"IF($E23=\"\",\"\",IF($A23=0,E23*G23*I23,E23*I23))","v":""},null,null,"---","---"]
[1,null,null,"その他（要：備考欄への詳細記載）",null,null,null,null,null,null,"",null,null,"---","---"]
[1,null,null,"その他（要：備考欄への詳細記載）",null,null,null,null,null,null,"",null,null,"---","---"]
[1,null,null,"その他（要：備考欄への詳細記載）",null,null,null,null,null,null,"",null,null,"---","---"]
[1,null,null,"その他（要：備考欄への詳細記載）",null,null,null,null,null,null,"",null,null,"---","---"]
[1,null,null,"その他（要：備考欄への詳細記載）",null,null,null,null,null,null,"",null,null,"---","---"]
[1,null,null,"その他（要：備考欄への詳細記載）",null,null,null,null,null,null,"",null,null,"---","---"]
[1,null,null,"その他（要：備考欄への詳細記載）",null,null,null,null,null,null,"",null,null,"---","---"]
[1,null,null,"その他（要：備考欄への詳細記載）",null,null,null,null,null,null,"",null,null,"---","---"]
[null,null,null,null,null,null,null,null,"CO2排出量の合計",null,{"$f":"IF(COUNTIF($E$2,\"---*\"),\"---\",SUM($K$7:$K$31)+SUM($K$48:$K$102))","v":2841.3199999999997},null,null,"GJ換算量の合計(b)",{"$f":"IF(COUNTIF($E$2,\"---*\"),\"---\",SUM($O$7:$O$31)+SUM($O$48:$O$102))","v":40628}]
[null,null,null,null,null,null,null,null,"エネルギー起源\nCO2排出量の合計(a)",null,{"$f":"IF(COUNTIF($E$2,\"---*\"),\"---\",SUMIFS(K7:K31,N7:N31,\"対象\")+SUMIFS(K48:K102,N48:N102,\"対象\"))","v":2841.3199999999997},null,null,"脱炭素化指標(a)/(b)",{"$f":"IFERROR(K33/O32,\"---\")","v":6.9935020183124932E-2}]
[]
[null," 1）","活動量は活動量単位未満を切り捨てずに入力してください。"]
[null,"2)","電気・熱を工場・事業場外に供給している場合の活動量"]
[null,null,"A：工場・事業場内で燃料を使用して電気や熱を発生させ、工場・事業場外へ供給した場合"]
[null,null,"→所内消費分の活動量を計算し、活動量欄に記載してください。計算根拠は「8. 備考」に記載してください。（記入例及びモニタリング報告ガイドライン第II部1.4.1を参照）"]
[null,null,"B：電気事業者や熱供給業者から電気や熱の供給を受け、工場・事業場外へ供給した場合"]
[null,null,"→外部への供給量をマイナスの値として活動量欄に記載ください。（記入例及びモニタリング報告ガイドライン第II部1.4.2を参照）"]
[null,"3)","活動種別が「その他」の場合には、指定されている行を使用し、活動量単位や係数等の必要な情報を入力してください。"]
[null,"4)","記入欄が足りない場合には、下表に記入してください。"]
[]
[]
[null,null,"モニタリング\nポイント\nNo.","活動種別","活動量",null,"単位発熱量",null,"CO2排出係数",null,"CO2排出量\n[t-CO2]","備考","活動量","GJ換算"]
[]
[null,null,null,null,"量","単位","係数","単位","係数","単位",null,null,"把握対象","対象","GJ換算量"]
[{"$f":"VLOOKUP(D48,非表示_活動量と単位!$D$8:$E$75,2,FALSE)","v":{"$error":"#N/A"}},null,null,{"$f":"IF($C48=\"\",\"\",VLOOKUP($C48,モニタリングポイント,3,FALSE))","v":""},null,{"$f":"IF($D48=\"\",\"\",VLOOKUP($D48,活動の種別と単位,4,FALSE))","v":""},{"$f":"IF($D48=\"\",\"\",IF(VLOOKUP($C48,モニタリングポイント,9,FALSE)=\"デフォルト値\",VLOOKUP($D48,デフォルト値,3,FALSE),\"\"))","v":""},{"$f":"IF($D48=\"\",\"\",VLOOKUP($D48,活動の種別と単位,5,FALSE))","v":""},{"$f":"IF($D48=\"\",\"\",IF(VLOOKUP($C48,モニタリングポイント,11,FALSE)=\"デフォルト値\",VLOOKUP($D48,デフォルト値,5,FALSE),\"\"))","v":""},{"$f":"IF($D48=\"\",\"\",VLOOKUP($D48,活動の種別と単位,6,FALSE))","v":""},{"$f":"IF($D48=\"\",\"\",IF($A48=0,E48*G48*I48,E48*I48))","v":""},null,{"$f":"IF($D48=\"\",\"\",VLOOKUP($D48,活動の種別と単位,3,FALSE))","v":""},{"$f":"IF($D48=\"\",\"\",VLOOKUP($D48,活動の種別と単位,7,FALSE))","v":""},{"$f":"IF($D48=\"\",\"\",IF(N48=\"---\",\"---\",IF(OR($D48=\"系統電力\",$D48=\"産業用蒸気\",$D48=\"温水\",$D48=\"冷水\",$D48=\"蒸気（産業用以外）\"),E48*VLOOKUP($D48,GJ換算係数,2,FALSE),E48*G48)))","v":""}]
[{"$f":"VLOOKUP(D49,非表示_活動量と単位!$D$8:$E$75,2,FALSE)","v":{"$error":"#N/A"}},null,null,"",null,"","","","","","",null,"","",""]
[{"$f":"VLOOKUP(D50,非表示_活動量と単位!$D$8:$E$75,2,FALSE)","v":{"$error":"#N/A"}},null,null,"",null,"","","","","","",null,"","",""]
[{"$f":"VLOOKUP(D51,非表示_活動量と単位!$D$8:$E$75,2,FALSE)","v":{"$error":"#N/A"}},null,null,"",null,"","","","","","",null,"","",""]
[{"$f":"VLOOKUP(D52,非表示_活動量と単位!$D$8:$E$75,2,FALSE)","v":{"$error":"#N/A"}},null,null,"",null,"","","","","","",null,"","",""]
[{"$f":"VLOOKUP(D53,非表示_活動量と単位!$D$8:$E$75,2,FALSE)","v":{"$error":"#N/A"}},null,null,"",null,"","","","","","",null,"","",""]
[{"$f":"VLOOKUP(D54,非表示_活動量と単位!$D$8:$E$75,2,FALSE)","v":{"$error":"#N/A"}},null,null,"",null,"","","","","","",null,"","",""]
[{"$f":"VLOOKUP(D55,非表示_活動量と単位!$D$8:$E$75,2,FALSE)","v":{"$error":"#N/A"}},null,null,"",null,"","","","","","",null,"","",""]
[{"$f":"VLOOKUP(D56,非表示_活動量と単位!$D$8:$E$75,2,FALSE)","v":{"$error":"#N/A"}},null,null,"",null,"","","","","","",null,"","",""]
[{"$f":"VLOOKUP(D57,非表示_活動量と単位!$D$8:$E$75,2,FALSE)","v":{"$error":"#N/A"}},null,null,"",null,"","","","","","",null,"","",""]
[{"$f":"VLOOKUP(D58,非表示_活動量と単位!$D$8:$E$75,2,FALSE)","v":{"$error":"#N/A"}},null,null,"",null,"","","","","","",null,"","",""]
[{"$f":"VLOOKUP(D59,非表示_活動量と単位!$D$8:$E$75,2,FALSE)","v":{"$error":"#N/A"}},null,null,"",null,"","","","","","",null,"","",""]
[{"$f":"VLOOKUP(D60,非表示_活動量と単位!$D$8:$E$75,2,FALSE)","v":{"$error":"#N/A"}},null,null,"",null,"","","","","","",null,"","",""]
[{"$f":"VLOOKUP(D61,非表示_活動量と単位!$D$8:$E$75,2,FALSE)","v":{"$error":"#N/A"}},null,null,"",null,"","","","","","",null,"","",""]
[{"$f":"VLOOKUP(D62,非表示_活動量と単位!$D$8:$E$75,2,FALSE)","v":{"$error":"#N/A"}},null,null,"",null,"","","","","","",null,"","",""]
[{"$f":"VLOOKUP(D63,非表示_活動量と単位!$D$8:$E$75,2,FALSE)","v":{"$error":"#N/A"}},null,null,"",null,"","","","","","",null,"","",""]
[{"$f":"VLOOKUP(D64,非表示_活動量と単位!$D$8:$E$75,2,FALSE)","v":{"$error":"#N/A"}},null,null,"",null,"","","","","","",null,"","",""]
[{"$f":"VLOOKUP(D65,非表示_活動量と単位!$D$8:$E$75,2,FALSE)","v":{"$error":"#N/A"}},null,null,"",null,"","","","","","",null,"","",""]
[{"$f":"VLOOKUP(D66,非表示_活動量と単位!$D$8:$E$75,2,FALSE)","v":{"$error":"#N/A"}},null,null,"",null,"","","","","","",null,"","",""]
[{"$f":"VLOOKUP(D67,非表示_活動量と単位!$D$8:$E$75,2,FALSE)","v":{"$error":"#N/A"}},null,null,"",null,"","","","","","",null,"","",""]
[{"$f":"VLOOKUP(D68,非表示_活動量と単位!$D$8:$E$75,2,FALSE)","v":{"$error":"#N/A"}},null,null,"",null,"","","","","","",null,"","",""]
[{"$f":"VLOOKUP(D69,非表示_活動量と単位!$D$8:$E$75,2,FALSE)","v":{"$error":"#N/A"}},null,null,"",null,"","","","","","",null,"","",""]
[{"$f":"VLOOKUP(D70,非表示_活動量と単位!$D$8:$E$75,2,FALSE)","v":{"$error":"#N/A"}},null,null,"",null,"","","","","","",null,"","",""]
[{"$f":"VLOOKUP(D71,非表示_活動量と単位!$D$8:$E$75,2,FALSE)","v":{"$error":"#N/A"}},null,null,"",null,"","","","","","",null,"","",""]
[{"$f":"VLOOKUP(D72,非表示_活動量と単位!$D$8:$E$75,2,FALSE)","v":{"$error":"#N/A"}},null,null,"",null,"","","","","","",null,"","",""]
[{"$f":"VLOOKUP(D73,非表示_活動量と単位!$D$8:$E$75,2,FALSE)","v":{"$error":"#N/A"}},null,null,"",null,"","","","","","",null,"","",""]
[{"$f":"VLOOKUP(D74,非表示_活動量と単位!$D$8:$E$75,2,FALSE)","v":{"$error":"#N/A"}},null,null,"",null,"","","","","","",null,"","",""]
[{"$f":"VLOOKUP(D75,非表示_活動量と単位!$D$8:$E$75,2,FALSE)","v":{"$error":"#N/A"}},null,null,"",null,"","","","","","",null,"","",""]
[{"$f":"VLOOKUP(D76,非表示_活動量と単位!$D$8:$E$75,2,FALSE)","v":{"$error":"#N/A"}},null,null,"",null,"","","","","","",null,"","",""]
[{"$f":"VLOOKUP(D77,非表示_活動量と単位!$D$8:$E$75,2,FALSE)","v":{"$error":"#N/A"}},null,null,"",null,"","","","","","",null,"","",""]
[{"$f":"VLOOKUP(D78,非表示_活動量と単位!$D$8:$E$75,2,FALSE)","v":{"$error":"#N/A"}},null,null,"",null,"","","","","","",null,"","",""]
[{"$f":"VLOOKUP(D79,非表示_活動量と単位!$D$8:$E$75,2,FALSE)","v":{"$error":"#N/A"}},null,null,"",null,"","","","","","",null,"","",""]
[{"$f":"VLOOKUP(D80,非表示_活動量と単位!$D$8:$E$75,2,FALSE)","v":{"$error":"#N/A"}},null,null,"",null,"","","","","","",null,"","",{"$f":"IF($D80=\"\",\"\",IF(N80=\"---\",\"---\",IF(OR($D80=\"系統電力\",$D80=\"産業用蒸気\",$D80=\"温水\",$D80=\"冷水\",$D80=\"蒸気（産業用以外）\"),E80*VLOOKUP($D80,GJ換算係数,2,FALSE),E80*G80)))","v":""}]
[{"$f":"VLOOKUP(D81,非表示_活動量と単位!$D$8:$E$75,2,FALSE)","v":{"$error":"#N/A"}},null,null,"",null,"","","","","","",null,"","",""]
[{"$f":"VLOOKUP(D82,非表示_活動量と単位!$D$8:$E$75,2,FALSE)","v":{"$error":"#N/A"}},null,null,"",null,"","","","","","",null,"","",""]
[{"$f":"VLOOKUP(D83,非表示_活動量と単位!$D$8:$E$75,2,FALSE)","v":{"$error":"#N/A"}},null,null,"",null,"","","","","","",null,"","",""]
[{"$f":"VLOOKUP(D84,非表示_活動量と単位!$D$8:$E$75,2,FALSE)","v":{"$error":"#N/A"}},null,null,"",null,"","","","","","",null,"","",""]
[{"$f":"VLOOKUP(D85,非表示_活動量と単位!$D$8:$E$75,2,FALSE)","v":{"$error":"#N/A"}},null,null,"",null,"","","","","","",null,"","",""]
[{"$f":"VLOOKUP(D86,非表示_活動量と単位!$D$8:$E$75,2,FALSE)","v":{"$error":"#N/A"}},null,null,"",null,"","","","","","",null,"","",""]
[{"$f":"VLOOKUP(D87,非表示_活動量と単位!$D$8:$E$75,2,FALSE)","v":{"$error":"#N/A"}},null,null,"",null,"","","","","","",null,"","",""]
[{"$f":"VLOOKUP(D88,非表示_活動量と単位!$D$8:$E$75,2,FALSE)","v":{"$error":"#N/A"}},null,null,"",null,"","","","","","",null,"","",""]
[{"$f":"VLOOKUP(D89,非表示_活動量と単位!$D$8:$E$75,2,FALSE)","v":{"$error":"#N/A"}},null,null,"",null,"","","","","","",null,"","",""]
[{"$f":"VLOOKUP(D90,非表示_活動量と単位!$D$8:$E$75,2,FALSE)","v":{"$error":"#N/A"}},null,null,"",null,"","","","","","",null,"","",""]
[{"$f":"VLOOKUP(D91,非表示_活動量と単位!$D$8:$E$75,2,FALSE)","v":{"$error":"#N/A"}},null,null,"",null,"","","","","","",null,"","",""]
[{"$f":"VLOOKUP(D92,非表示_活動量と単位!$D$8:$E$75,2,FALSE)","v":{"$error":"#N/A"}},null,null,"",null,"","","","","","",null,"","",""]
[{"$f":"VLOOKUP(D93,非表示_活動量と単位!$D$8:$E$75,2,FALSE)","v":{"$error":"#N/A"}},null,null,"",null,"","","","","","",null,"","",""]
[{"$f":"VLOOKUP(D94,非表示_活動量と単位!$D$8:$E$75,2,FALSE)","v":{"$error":"#N/A"}},null,null,"",null,"","","","","","",null,"","",""]
[{"$f":"VLOOKUP(D95,非表示_活動量と単位!$D$8:$E$75,2,FALSE)","v":{"$error":"#N/A"}},null,null,"",null,"","","","","","",null,"","",""]
[{"$f":"VLOOKUP(D96,非表示_活動量と単位!$D$8:$E$75,2,FALSE)","v":{"$error":"#N/A"}},null,null,"",null,"","","","","","",null,"","",""]
[{"$f":"VLOOKUP(D97,非表示_活動量と単位!$D$8:$E$75,2,FALSE)","v":{"$error":"#N/A"}},null,null,"",null,"","","","","","",null,"","",""]
[{"$f":"VLOOKUP(D98,非表示_活動量と単位!$D$8:$E$75,2,FALSE)","v":{"$error":"#N/A"}},null,null,"",null,"","","","","","",null,"","",""]
[{"$f":"VLOOKUP(D99,非表示_活動量と単位!$D$8:$E$75,2,FALSE)","v":{"$error":"#N/A"}},null,null,"",null,"","","","","","",null,"","",""]
[{"$f":"VLOOKUP(D100,非表示_活動量と単位!$D$8:$E$75,2,FALSE)","v":{"$error":"#N/A"}},null,null,"",null,"","","","","","",null,"","",""]
[{"$f":"VLOOKUP(D101,非表示_活動量と単位!$D$8:$E$75,2,FALSE)","v":{"$error":"#N/A"}},null,null,"",null,"","","","","","",null,"","",""]
[{"$f":"VLOOKUP(D102,非表示_活動量と単位!$D$8:$E$75,2,FALSE)","v":{"$error":"#N/A"}},null,null,"",null,"","","","","","",null,"","",""]
[]
[]
[]
[null,null,null,null,null,null,null,null,null,null,null,null,null,null,null,null,null,null,null,null,null,null,null,null,null,null,null,null,null,null,null,null,null,null,null,null,null,null,null,null,null,null,null,null,null,null,null,null,null,null,null,null,null,null,null,null,null,null,null,null,null,null,null,null,null,null,null,null,null,null,null,null,null,null,null,null,null,null,null,null,null,null,null,null,null,null,null,null,null,null,null,null,null,null,null,null,null,null,null,null,null,null,null,"単位"]
[null,null,null,null,null,null,null,null,null,null,null,null,null,null,null,null,null,null,null,null,null,null,null,null,null,null,null,null,null,null,null,null,null,null,null,null,null,null,null,null,null,null,null,null,null,null,null,null,null,null,null,null,null,null,null,null,null,null,null,null,null,null,null,null,null,null,null,null,null,null,null,null,null,null,null,null,null,null,null,null,null,null,null,null,null,null,null,null,null,null,null,null,null,null,null,null,null,null,null,null,null,null,null,"t"]
[null,null,null,null,null,null,null,null,null,null,null,null,null,null,null,null,null,null,null,null,null,null,null,null,null,null,null,null,null,null,null,null,null,null,null,null,null,null,null,null,null,null,null,null,null,null,null,null,null,null,null,null,null,null,null,null,null,null,null,null,null,null,null,null,null,null,null,null,null,null,null,null,null,null,null,null,null,null,null,null,null,null,null,null,null,null,null,null,null,null,null,null,null,null,null,null,null,null,null,null,null,null,null,"kl"]
[null,null,null,null,null,null,null,null,null,null,null,null,null,null,null,null,null,null,null,null,null,null,null,null,null,null,null,null,null,null,null,null,null,null,null,null,null,null,null,null,null,null,null,null,null,null,null,null,null,null,null,null,null,null,null,null,null,null,null,null,null,null,null,null,null,null,null,null,null,null,null,null,null,null,null,null,null,null,null,null,null,null,null,null,null,null,null,null,null,null,null,null,null,null,null,null,null,null,null,null,null,null,null,"千Nm3"]
[null,null,null,null,null,null,null,null,null,null,null,null,null,null,null,null,null,null,null,null,null,null,null,null,null,null,null,null,null,null,null,null,null,null,null,null,null,null,null,null,null,null,null,null,null,null,null,null,null,null,null,null,null,null,null,null,null,null,null,null,null,null,null,null,null,null,null,null,null,null,null,null,null,null,null,null,null,null,null,null,null,null,null,null,null,null,null,null,null,null,null,null,null,null,null,null,null,null,null,null,null,null,null,"kWh"]
[null,null,null,null,null,null,null,null,null,null,null,null,null,null,null,null,null,null,null,null,null,null,null,null,null,null,null,null,null,null,null,null,null,null,null,null,null,null,null,null,null,null,null,null,null,null,null,null,null,null,null,null,null,null,null,null,null,null,null,null,null,null,null,null,null,null,null,null,null,null,null,null,null,null,null,null,null,null,null,null,null,null,null,null,null,null,null,null,null,null,null,null,null,null,null,null,null,null,null,null,null,null,null,"GJ"]

{"sheet":"7-3. CO2排出量③","index":12,"n_rows":103,"n_cols":104,"rows_kept":103,"cut":false,"hidden":false,"merged":[[44,10,46,10],[44,11,46,11],[44,12,45,12],[44,13,45,14],[44,1,46,1],[44,2,46,2],[44,3,46,3],[44,4,45,5],[44,6,45,7],[44,8,45,9],[3,10,5,10],[3,11,5,11],[3,12,4,12],[3,13,4,14],[31,8,31,9],[32,8,32,9],[3,1,5,1],[3,2,5,2],[3,3,5,3],[3,4,4,5],[3,6,4,7],[3,8,4,9]]}
[]
[null,{"$f":"MID(CELL(\"filename\",C2),FIND(\"]\",CELL(\"filename\",C2))+1,3)&\"．\"","v":"7-3．"},"年間CO2排出量（主要なシステム系統）",null,{"$f":"IF(OR('4. 排出源リスト'!H5=\"\",'4. 排出源リスト'!H5=\"---\"),\"---\"&\"年度\",'4. 排出源リスト'!H5&\"年度\")","v":"令和5年度"},null,null,null,null,null,null,null,null,null,null,null,null,null,null,null,null,null,null,null,null,null,null,null,null,null,null,null,null,null,null,null,null,null,null,null,null,null,null,null,null,null,null,null,null,null,null,null,null,null,null,"セル色の表示／非表示"]
[null,null,null,null,null,null,null,null,null,null,null,null,null,null,null,null,null,null,null,null,null,null,null,null,null,null,null,null,null,null,null,null,null,null,null,null,null,null,null,null,null,null,null,null,null,null,null,null,null,null,null,null,null,null,null,false]
[null,null,"モニタリング\nポイント\nNo.","活動種別","活動量",null,"単位発熱量",null,"CO2排出係数",null,"CO2排出量\n[t-CO2]","備考","活動量","GJ換算"]
[]
[null,null,null,null,"量","単位","係数","単位","係数","単位",null,null,"把握対象","対象","GJ換算量"]
[{"$f":"VLOOKUP(D7,非表示_活動量と単位!$D$8:$E$75,2,FALSE)","v":1},null,1,{"$f":"IF($C7=\"\",\"\",VLOOKUP($C7,モニタリングポイント,3,FALSE))","v":"系統電力"},200000,{"$f":"IF($D7=\"\",\"\",VLOOKUP($D7,活動の種別と単位,4,FALSE))","v":"kWh"},{"$f":"IF($D7=\"\",\"\",IF(VLOOKUP($C7,モニタリングポイント,9,FALSE)=\"デフォルト値\",VLOOKUP($D7,デフォルト値,3,FALSE),\"\"))","v":""},{"$f":"IF($D7=\"\",\"\",VLOOKUP($D7,活動の種別と単位,5,FALSE))","v":"---"},{"$f":"IF($D7=\"\",\"\",IF(VLOOKUP($C7,モニタリングポイント,11,FALSE)=\"デフォルト値\",VLOOKUP($D7,デフォルト値,5,FALSE),\"\"))","v":4.3600000000000003E-4},{"$f":"IF($D7=\"\",\"\",VLOOKUP($D7,活動の種別と単位,6,FALSE))","v":"t-CO2/kWh"},{"$f":"IF($D7=\"\",\"\",IF($A7=0,E7*G7*I7,E7*I7))","v":87.2},"稼働時間、カタログ掲載値の消費電力、機器効率により算定",{"$f":"IF($D7=\"\",\"\",VLOOKUP($D7,活動の種別と単位,3,FALSE))","v":"使用量"},{"$f":"IF($D7=\"\",\"\",VLOOKUP($D7,活動の種別と単位,7,FALSE))","v":"対象"},{"$f":"IF($D7=\"\",\"\",IF(N7=\"---\",\"---\",IF(OR($D7=\"系統電力\",$D7=\"産業用蒸気\",$D7=\"温水\",$D7=\"冷水\",$D7=\"蒸気（産業用以外）\"),E7*VLOOKUP($D7,GJ換算係数,2,FALSE),E7*G7)))","v":1728}]
[{"$f":"VLOOKUP(D8,非表示_活動量と単位!$D$8:$E$75,2,FALSE)","v":0},null,3,"A重油",800,"kl",38.9,"GJ/kl",7.0800000000000002E-2,"t-CO2/GJ",{"$f":"IF($D8=\"\",\"\",IF($A8=0,E8*G8*I8,E8*I8))","v":2203.2960000000003},"購買伝票より算定","使用量","対象",31120]
[{"$f":"VLOOKUP(D9,非表示_活動量と単位!$D$8:$E$75,2,FALSE)","v":{"$error":"#N/A"}},null,null,"",null,"","","","","","",null,"","",""]
[{"$f":"VLOOKUP(D10,非表示_活動量と単位!$D$8:$E$75,2,FALSE)","v":{"$error":"#N/A"}},null,null,"",null,"","","","","","",null,"","",""]
[{"$f":"VLOOKUP(D11,非表示_活動量と単位!$D$8:$E$75,2,FALSE)","v":{"$error":"#N/A"}},null,null,"",null,"","","","","","",null,"","",""]
[{"$f":"VLOOKUP(D12,非表示_活動量と単位!$D$8:$E$75,2,FALSE)","v":{"$error":"#N/A"}},null,null,"",null,"","","","","","",null,"","",""]
[{"$f":"VLOOKUP(D13,非表示_活動量と単位!$D$8:$E$75,2,FALSE)","v":{"$error":"#N/A"}},null,null,"",null,"","","","","","",null,"","",""]
[{"$f":"VLOOKUP(D14,非表示_活動量と単位!$D$8:$E$75,2,FALSE)","v":{"$error":"#N/A"}},null,null,"",null,"","","","","","",null,"","",""]
[{"$f":"VLOOKUP(D15,非表示_活動量と単位!$D$8:$E$75,2,FALSE)","v":{"$error":"#N/A"}},null,null,"",null,"","","","","","",null,"","",""]
[{"$f":"VLOOKUP(D16,非表示_活動量と単位!$D$8:$E$75,2,FALSE)","v":{"$error":"#N/A"}},null,null,"",null,"","","","","","",null,"","",""]
[{"$f":"VLOOKUP(D17,非表示_活動量と単位!$D$8:$E$75,2,FALSE)","v":{"$error":"#N/A"}},null,null,"",null,"",{"$f":"IF($D17=\"\",\"\",IF(VLOOKUP($C17,モニタリングポイント,9,FALSE)=\"デフォルト値\",VLOOKUP($D17,デフォルト値,3,FALSE),\"\"))","v":""},"",{"$f":"IF($D17=\"\",\"\",IF(VLOOKUP($C17,モニタリングポイント,11,FALSE)=\"デフォルト値\",VLOOKUP($D17,デフォルト値,5,FALSE),\"\"))","v":""},"","",null,"","",""]
[{"$f":"VLOOKUP(D18,非表示_活動量と単位!$D$8:$E$75,2,FALSE)","v":{"$error":"#N/A"}},null,null,"",null,"","","","","","",null,"","",""]
[{"$f":"VLOOKUP(D19,非表示_活動量と単位!$D$8:$E$75,2,FALSE)","v":{"$error":"#N/A"}},null,null,"",null,"","","","","","",null,"","",""]
[{"$f":"VLOOKUP(D20,非表示_活動量と単位!$D$8:$E$75,2,FALSE)","v":{"$error":"#N/A"}},null,null,"",null,"","","","","","",null,"","",""]
[{"$f":"VLOOKUP(D21,非表示_活動量と単位!$D$8:$E$75,2,FALSE)","v":{"$error":"#N/A"}},null,null,"",null,"","","","","",{"$f":"IF($D21=\"\",\"\",IF($A21=0,E21*G21*I21,E21*I21))","v":""},null,"","",""]
[{"$f":"IF($G22=\"\",1,0)","v":1},null,null,"その他（要：備考欄への詳細記載）",null,null,null,null,null,null,{"$f":"IF($E22=\"\",\"\",IF($A22=0,E22*G22*I22,E22*I22))","v":""},null,null,"---","---"]
[1,null,null,"その他（要：備考欄への詳細記載）",null,null,null,null,null,null,{"$f":"IF($E23=\"\",\"\",IF($A23=0,E23*G23*I23,E23*I23))","v":""},null,null,"---","---"]
[1,null,null,"その他（要：備考欄への詳細記載）",null,null,null,null,null,null,"",null,null,"---","---"]
[1,null,null,"その他（要：備考欄への詳細記載）",null,null,null,null,null,null,{"$f":"IF($E25=\"\",\"\",IF($A25=0,E25*G25*I25,E25*I25))","v":""},null,null,"---","---"]
[1,null,null,"その他（要：備考欄への詳細記載）",null,null,null,null,null,null,"",null,null,"---","---"]
[1,null,null,"その他（要：備考欄への詳細記載）",null,null,null,null,null,null,"",null,null,{"$f":"IF($D27=\"\",\"\",VLOOKUP($D27,活動の種別と単位,7,FALSE))","v":"---"},"---"]
[1,null,null,"その他（要：備考欄への詳細記載）",null,null,null,null,null,null,"",null,null,"---","---"]
[1,null,null,"その他（要：備考欄への詳細記載）",null,null,null,null,null,null,"",null,null,"---","---"]
[1,null,null,"その他（要：備考欄への詳細記載）",null,null,null,null,null,null,"",null,null,"---","---"]
[1,null,null,"その他（要：備考欄への詳細記載）",null,null,null,null,null,null,"",null,null,"---","---"]
[null,null,null,null,null,null,null,null,"CO2排出量の合計",null,{"$f":"IF(COUNTIF($E$2,\"---*\"),\"---\",SUM($K$7:$K$31)+SUM($K$48:$K$102))","v":2290.4960000000001},null,null,"GJ換算量の合計(b)",{"$f":"IF(COUNTIF($E$2,\"---*\"),\"---\",SUM($O$7:$O$31)+SUM($O$48:$O$102))","v":32848}]
[null,null,null,null,null,null,null,null,"エネルギー起源\nCO2排出量の合計(a)",null,{"$f":"IF(COUNTIF($E$2,\"---*\"),\"---\",SUMIFS(K7:K31,N7:N31,\"対象\")+SUMIFS(K48:K102,N48:N102,\"対象\"))","v":2290.4960000000001},null,null,"脱炭素化指標(a)/(b)",{"$f":"IFERROR(K33/O32,\"---\")","v":6.9730150998538729E-2}]
[]
[null," 1）","活動量は活動量単位未満を切り捨てずに入力してください。"]
[null,"2)","電気・熱を工場・事業場外に供給している場合の活動量"]
[null,null,"A：工場・事業場内で燃料を使用して電気や熱を発生させ、工場・事業場外へ供給した場合"]
[null,null,"→所内消費分の活動量を計算し、活動量欄に記載してください。計算根拠は「8. 備考」に記載してください。（記入例及びモニタリング報告ガイドライン第II部1.4.1を参照）"]
[null,null,"B：電気事業者や熱供給業者から電気や熱の供給を受け、工場・事業場外へ供給した場合"]
[null,null,"→外部への供給量をマイナスの値として活動量欄に記載ください。（記入例及びモニタリング報告ガイドライン第II部1.4.2を参照）"]
[null,"3)","活動種別が「その他」の場合には、指定されている行を使用し、活動量単位や係数等の必要な情報を入力してください。"]
[null,"4)","記入欄が足りない場合には、下表に記入してください。"]
[]
[]
[null,null,"モニタリング\nポイント\nNo.","活動種別","活動量",null,"単位発熱量",null,"CO2排出係数",null,"CO2排出量\n[t-CO2]","備考","活動量","GJ換算"]
[]
[null,null,null,null,"量","単位","係数","単位","係数","単位",null,null,"把握対象","対象","GJ換算量"]
[{"$f":"VLOOKUP(D48,非表示_活動量と単位!$D$8:$E$75,2,FALSE)","v":{"$error":"#N/A"}},null,null,{"$f":"IF($C48=\"\",\"\",VLOOKUP($C48,モニタリングポイント,3,FALSE))","v":""},null,{"$f":"IF($D48=\"\",\"\",VLOOKUP($D48,活動の種別と単位,4,FALSE))","v":""},{"$f":"IF($D48=\"\",\"\",IF(VLOOKUP($C48,モニタリングポイント,9,FALSE)=\"デフォルト値\",VLOOKUP($D48,デフォルト値,3,FALSE),\"\"))","v":""},{"$f":"IF($D48=\"\",\"\",VLOOKUP($D48,活動の種別と単位,5,FALSE))","v":""},{"$f":"IF($D48=\"\",\"\",IF(VLOOKUP($C48,モニタリングポイント,11,FALSE)=\"デフォルト値\",VLOOKUP($D48,デフォルト値,5,FALSE),\"\"))","v":""},{"$f":"IF($D48=\"\",\"\",VLOOKUP($D48,活動の種別と単位,6,FALSE))","v":""},{"$f":"IF($D48=\"\",\"\",IF($A48=0,E48*G48*I48,E48*I48))","v":""},null,{"$f":"IF($D48=\"\",\"\",VLOOKUP($D48,活動の種別と単位,3,FALSE))","v":""},{"$f":"IF($D48=\"\",\"\",VLOOKUP($D48,活動の種別と単位,7,FALSE))","v":""},{"$f":"IF($D48=\"\",\"\",IF(N48=\"---\",\"---\",IF(OR($D48=\"系統電力\",$D48=\"産業用蒸気\",$D48=\"温水\",$D48=\"冷水\",$D48=\"蒸気（産業用以外）\"),E48*VLOOKUP($D48,GJ換算係数,2,FALSE),E48*G48)))","v":""}]
[{"$f":"VLOOKUP(D49,非表示_活動量と単位!$D$8:$E$75,2,FALSE)","v":{"$error":"#N/A"}},null,null,"",null,"","","","","","",null,"","",""]
[{"$f":"VLOOKUP(D50,非表示_活動量と単位!$D$8:$E$75,2,FALSE)","v":{"$error":"#N/A"}},null,null,"",null,"","","","","","",null,"","",""]
[{"$f":"VLOOKUP(D51,非表示_活動量と単位!$D$8:$E$75,2,FALSE)","v":{"$error":"#N/A"}},null,null,"",null,"","","","","","",null,"","",""]
[{"$f":"VLOOKUP(D52,非表示_活動量と単位!$D$8:$E$75,2,FALSE)","v":{"$error":"#N/A"}},null,null,"",null,"","","","","","",null,"","",""]
[{"$f":"VLOOKUP(D53,非表示_活動量と単位!$D$8:$E$75,2,FALSE)","v":{"$error":"#N/A"}},null,null,"",null,"","","","","","",null,"","",""]
[{"$f":"VLOOKUP(D54,非表示_活動量と単位!$D$8:$E$75,2,FALSE)","v":{"$error":"#N/A"}},null,null,"",null,"","","","","","",null,"","",""]
[{"$f":"VLOOKUP(D55,非表示_活動量と単位!$D$8:$E$75,2,FALSE)","v":{"$error":"#N/A"}},null,null,"",null,"","","","","","",null,"","",""]
[{"$f":"VLOOKUP(D56,非表示_活動量と単位!$D$8:$E$75,2,FALSE)","v":{"$error":"#N/A"}},null,null,"",null,"","","","","","",null,"","",""]
[{"$f":"VLOOKUP(D57,非表示_活動量と単位!$D$8:$E$75,2,FALSE)","v":{"$error":"#N/A"}},null,null,"",null,"","","","","","",null,"","",""]
[{"$f":"VLOOKUP(D58,非表示_活動量と単位!$D$8:$E$75,2,FALSE)","v":{"$error":"#N/A"}},null,null,"",null,"","","","","","",null,"","",""]
[{"$f":"VLOOKUP(D59,非表示_活動量と単位!$D$8:$E$75,2,FALSE)","v":{"$error":"#N/A"}},null,null,"",null,"","","","","","",null,"","",""]
[{"$f":"VLOOKUP(D60,非表示_活動量と単位!$D$8:$E$75,2,FALSE)","v":{"$error":"#N/A"}},null,null,"",null,"","","","","","",null,"","",""]
[{"$f":"VLOOKUP(D61,非表示_活動量と単位!$D$8:$E$75,2,FALSE)","v":{"$error":"#N/A"}},null,null,"",null,"","","","","","",null,"","",""]
[{"$f":"VLOOKUP(D62,非表示_活動量と単位!$D$8:$E$75,2,FALSE)","v":{"$error":"#N/A"}},null,null,"",null,"","","","","","",null,"","",""]
[{"$f":"VLOOKUP(D63,非表示_活動量と単位!$D$8:$E$75,2,FALSE)","v":{"$error":"#N/A"}},null,null,"",null,"","","","","","",null,"","",""]
[{"$f":"VLOOKUP(D64,非表示_活動量と単位!$D$8:$E$75,2,FALSE)","v":{"$error":"#N/A"}},null,null,"",null,"","","","","","",null,"","",""]
[{"$f":"VLOOKUP(D65,非表示_活動量と単位!$D$8:$E$75,2,FALSE)","v":{"$error":"#N/A"}},null,null,"",null,"","","","","","",null,"","",""]
[{"$f":"VLOOKUP(D66,非表示_活動量と単位!$D$8:$E$75,2,FALSE)","v":{"$error":"#N/A"}},null,null,"",null,"","","","","","",null,"","",""]
[{"$f":"VLOOKUP(D67,非表示_活動量と単位!$D$8:$E$75,2,FALSE)","v":{"$error":"#N/A"}},null,null,"",null,"","","","","","",null,"","",""]
[{"$f":"VLOOKUP(D68,非表示_活動量と単位!$D$8:$E$75,2,FALSE)","v":{"$error":"#N/A"}},null,null,"",null,"","","","","","",null,"","",""]
[{"$f":"VLOOKUP(D69,非表示_活動量と単位!$D$8:$E$75,2,FALSE)","v":{"$error":"#N/A"}},null,null,"",null,"","","","","","",null,"","",""]
[{"$f":"VLOOKUP(D70,非表示_活動量と単位!$D$8:$E$75,2,FALSE)","v":{"$error":"#N/A"}},null,null,"",null,"","","","","","",null,"","",""]
[{"$f":"VLOOKUP(D71,非表示_活動量と単位!$D$8:$E$75,2,FALSE)","v":{"$error":"#N/A"}},null,null,"",null,"","","","","","",null,"","",""]
[{"$f":"VLOOKUP(D72,非表示_活動量と単位!$D$8:$E$75,2,FALSE)","v":{"$error":"#N/A"}},null,null,"",null,"","","","","","",null,"","",""]
[{"$f":"VLOOKUP(D73,非表示_活動量と単位!$D$8:$E$75,2,FALSE)","v":{"$error":"#N/A"}},null,null,"",null,"","","","","","",null,"","",""]
[{"$f":"VLOOKUP(D74,非表示_活動量と単位!$D$8:$E$75,2,FALSE)","v":{"$error":"#N/A"}},null,null,"",null,"","","","","","",null,"","",""]
[{"$f":"VLOOKUP(D75,非表示_活動量と単位!$D$8:$E$75,2,FALSE)","v":{"$error":"#N/A"}},null,null,"",null,"","","","","","",null,"","",""]
[{"$f":"VLOOKUP(D76,非表示_活動量と単位!$D$8:$E$75,2,FALSE)","v":{"$error":"#N/A"}},null,null,"",null,"","","","","","",null,"","",""]
[{"$f":"VLOOKUP(D77,非表示_活動量と単位!$D$8:$E$75,2,FALSE)","v":{"$error":"#N/A"}},null,null,"",null,"","","","","","",null,"","",""]
[{"$f":"VLOOKUP(D78,非表示_活動量と単位!$D$8:$E$75,2,FALSE)","v":{"$error":"#N/A"}},null,null,"",null,"","","","","","",null,"","",""]
[{"$f":"VLOOKUP(D79,非表示_活動量と単位!$D$8:$E$75,2,FALSE)","v":{"$error":"#N/A"}},null,null,"",null,"","","","","","",null,"","",""]
[{"$f":"VLOOKUP(D80,非表示_活動量と単位!$D$8:$E$75,2,FALSE)","v":{"$error":"#N/A"}},null,null,"",null,"","","","","","",null,"","",{"$f":"IF($D80=\"\",\"\",IF(N80=\"---\",\"---\",IF(OR($D80=\"系統電力\",$D80=\"産業用蒸気\",$D80=\"温水\",$D80=\"冷水\",$D80=\"蒸気（産業用以外）\"),E80*VLOOKUP($D80,GJ換算係数,2,FALSE),E80*G80)))","v":""}]
[{"$f":"VLOOKUP(D81,非表示_活動量と単位!$D$8:$E$75,2,FALSE)","v":{"$error":"#N/A"}},null,null,"",null,"","","","","","",null,"","",""]
[{"$f":"VLOOKUP(D82,非表示_活動量と単位!$D$8:$E$75,2,FALSE)","v":{"$error":"#N/A"}},null,null,"",null,"","","","","","",null,"","",""]
[{"$f":"VLOOKUP(D83,非表示_活動量と単位!$D$8:$E$75,2,FALSE)","v":{"$error":"#N/A"}},null,null,"",null,"","","","","","",null,"","",""]
[{"$f":"VLOOKUP(D84,非表示_活動量と単位!$D$8:$E$75,2,FALSE)","v":{"$error":"#N/A"}},null,null,"",null,"","","","","","",null,"","",""]
[{"$f":"VLOOKUP(D85,非表示_活動量と単位!$D$8:$E$75,2,FALSE)","v":{"$error":"#N/A"}},null,null,"",null,"","","","","","",null,"","",""]
[{"$f":"VLOOKUP(D86,非表示_活動量と単位!$D$8:$E$75,2,FALSE)","v":{"$error":"#N/A"}},null,null,"",null,"","","","","","",null,"","",""]
[{"$f":"VLOOKUP(D87,非表示_活動量と単位!$D$8:$E$75,2,FALSE)","v":{"$error":"#N/A"}},null,null,"",null,"","","","","","",null,"","",""]
[{"$f":"VLOOKUP(D88,非表示_活動量と単位!$D$8:$E$75,2,FALSE)","v":{"$error":"#N/A"}},null,null,"",null,"","","","","","",null,"","",""]
[{"$f":"VLOOKUP(D89,非表示_活動量と単位!$D$8:$E$75,2,FALSE)","v":{"$error":"#N/A"}},null,null,"",null,"","","","","","",null,"","",""]
[{"$f":"VLOOKUP(D90,非表示_活動量と単位!$D$8:$E$75,2,FALSE)","v":{"$error":"#N/A"}},null,null,"",null,"","","","","","",null,"","",""]
[{"$f":"VLOOKUP(D91,非表示_活動量と単位!$D$8:$E$75,2,FALSE)","v":{"$error":"#N/A"}},null,null,"",null,"","","","","","",null,"","",""]
[{"$f":"VLOOKUP(D92,非表示_活動量と単位!$D$8:$E$75,2,FALSE)","v":{"$error":"#N/A"}},null,null,"",null,"","","","","","",null,"","",""]
[{"$f":"VLOOKUP(D93,非表示_活動量と単位!$D$8:$E$75,2,FALSE)","v":{"$error":"#N/A"}},null,null,"",null,"","","","","","",null,"","",""]
[{"$f":"VLOOKUP(D94,非表示_活動量と単位!$D$8:$E$75,2,FALSE)","v":{"$error":"#N/A"}},null,null,"",null,"","","","","","",null,"","",""]
[{"$f":"VLOOKUP(D95,非表示_活動量と単位!$D$8:$E$75,2,FALSE)","v":{"$error":"#N/A"}},null,null,"",null,"","","","","","",null,"","",""]
[{"$f":"VLOOKUP(D96,非表示_活動量と単位!$D$8:$E$75,2,FALSE)","v":{"$error":"#N/A"}},null,null,"",null,"","","","","","",null,"","",""]
[{"$f":"VLOOKUP(D97,非表示_活動量と単位!$D$8:$E$75,2,FALSE)","v":{"$error":"#N/A"}},null,null,"",null,"","","","","","",null,"","",""]
[{"$f":"VLOOKUP(D98,非表示_活動量と単位!$D$8:$E$75,2,FALSE)","v":{"$error":"#N/A"}},null,null,"",null,"","","","","","",null,"","","",null,null,null,null,null,null,null,null,null,null,null,null,null,null,null,null,null,null,null,null,null,null,null,null,null,null,null,null,null,null,null,null,null,null,null,null,null,null,null,null,null,null,null,null,null,null,null,null,null,null,null,null,null,null,null,null,null,null,null,null,null,null,null,null,null,null,null,null,null,null,null,null,null,null,null,null,null,null,null,null,null,null,null,null,null,null,null,null,"単位"]
[{"$f":"VLOOKUP(D99,非表示_活動量と単位!$D$8:$E$75,2,FALSE)","v":{"$error":"#N/A"}},null,null,"",null,"","","","","","",null,"","","",null,null,null,null,null,null,null,null,null,null,null,null,null,null,null,null,null,null,null,null,null,null,null,null,null,null,null,null,null,null,null,null,null,null,null,null,null,null,null,null,null,null,null,null,null,null,null,null,null,null,null,null,null,null,null,null,null,null,null,null,null,null,null,null,null,null,null,null,null,null,null,null,null,null,null,null,null,null,null,null,null,null,null,null,null,null,null,null,"t"]
[{"$f":"VLOOKUP(D100,非表示_活動量と単位!$D$8:$E$75,2,FALSE)","v":{"$error":"#N/A"}},null,null,"",null,"","","","","","",null,"","","",null,null,null,null,null,null,null,null,null,null,null,null,null,null,null,null,null,null,null,null,null,null,null,null,null,null,null,null,null,null,null,null,null,null,null,null,null,null,null,null,null,null,null,null,null,null,null,null,null,null,null,null,null,null,null,null,null,null,null,null,null,null,null,null,null,null,null,null,null,null,null,null,null,null,null,null,null,null,null,null,null,null,null,null,null,null,null,null,"kl"]
[{"$f":"VLOOKUP(D101,非表示_活動量と単位!$D$8:$E$75,2,FALSE)","v":{"$error":"#N/A"}},null,null,"",null,"","","","","","",null,"","","",null,null,null,null,null,null,null,null,null,null,null,null,null,null,null,null,null,null,null,null,null,null,null,null,null,null,null,null,null,null,null,null,null,null,null,null,null,null,null,null,null,null,null,null,null,null,null,null,null,null,null,null,null,null,null,null,null,null,null,null,null,null,null,null,null,null,null,null,null,null,null,null,null,null,null,null,null,null,null,null,null,null,null,null,null,null,null,null,"千Nm3"]
[{"$f":"VLOOKUP(D102,非表示_活動量と単位!$D$8:$E$75,2,FALSE)","v":{"$error":"#N/A"}},null,null,"",null,"","","","","","",null,"","","",null,null,null,null,null,null,null,null,null,null,null,null,null,null,null,null,null,null,null,null,null,null,null,null,null,null,null,null,null,null,null,null,null,null,null,null,null,null,null,null,null,null,null,null,null,null,null,null,null,null,null,null,null,null,null,null,null,null,null,null,null,null,null,null,null,null,null,null,null,null,null,null,null,null,null,null,null,null,null,null,null,null,null,null,null,null,null,null,"kWh"]
[null,null,null,null,null,null,null,null,null,null,null,null,null,null,null,null,null,null,null,null,null,null,null,null,null,null,null,null,null,null,null,null,null,null,null,null,null,null,null,null,null,null,null,null,null,null,null,null,null,null,null,null,null,null,null,null,null,null,null,null,null,null,null,null,null,null,null,null,null,null,null,null,null,null,null,null,null,null,null,null,null,null,null,null,null,null,null,null,null,null,null,null,null,null,null,null,null,null,null,null,null,null,null,"GJ"]

{"sheet":"7-4. CO2排出量_総括","index":13,"n_rows":59,"n_cols":41,"rows_kept":59,"cut":false,"hidden":false,"merged":[[58,1,83,16],[21,1,55,16],[8,1,8,6],[8,8,8,9],[8,11,8,12],[9,1,9,6],[9,8,9,9],[9,11,9,12],[10,1,10,6],[10,8,10,9],[10,11,10,12],[15,1,15,6],[16,1,16,6],[6,1,6,6],[6,8,6,9],[6,11,6,12],[7,1,7,6],[7,8,7,9],[7,11,7,12],[4,16,5,16],[4,1,5,6],[4,7,5,9],[4,10,5,12],[4,13,5,14],[4,15,5,15]]}
[]
[null,{"$f":"MID(CELL(\"filename\",C2),FIND(\"]\",CELL(\"filename\",C2))+1,3)&\"．\"","v":"7-4．"},null,"CO2排出量（主要なシステム系統）【総括】",null,null,null,null,null,null,null,null,null,null,null,null,null,null,null,null,null,null,null,null,null,null,null,null,null,null,null,null,null,null,null,null,null,null,null,null,"セル色の表示／非表示"]
[null,null,null,null,null,null,null,null,null,null,null,null,null,null,null,null,null,null,null,null,null,null,null,null,null,null,null,null,null,null,null,null,null,null,null,null,null,null,null,null,false]
[]
[null,"算定年度",null,null,null,null,null,"CO2排出量",null,null,"エネルギー起源\nCO2排出量",null,null,"エネルギー使用量",null,"脱炭素化指標","備考"]
[]
[null,{"$f":"'6-1. CO2排出量①'!E2","v":"令和3年度"},{"$f":"'[1]6-1. CO2排出量①'!F32","v":0},{"$f":"'[1]6-1. CO2排出量①'!G32","v":0},{"$f":"'[1]6-1. CO2排出量①'!H32","v":0},{"$f":"'[1]6-1. CO2排出量①'!I32","v":"CO2排出量の合計"},{"$f":"'[1]6-1. CO2排出量①'!J32","v":0},{"$f":"'7-1. CO2排出量①'!K32","v":2841.3199999999997},"t-CO2",null,{"$f":"'7-1. CO2排出量①'!K33","v":2841.3199999999997},"t-CO2",null,{"$f":"'7-1. CO2排出量①'!O32","v":40628},"GJ",{"$f":"IFERROR('7-1. CO2排出量①'!O33,\"---\")","v":6.9935020183124932E-2}]
[null,{"$f":"'6-2. CO2排出量②'!E2","v":"令和4年度"},{"$f":"'[1]6-2. CO2排出量②'!F32","v":0},{"$f":"'[1]6-2. CO2排出量②'!G32","v":0},{"$f":"'[1]6-2. CO2排出量②'!H32","v":0},{"$f":"'[1]6-2. CO2排出量②'!I32","v":"CO2排出量の合計"},{"$f":"'[1]6-2. CO2排出量②'!J32","v":0},{"$f":"'7-2. CO2排出量②'!K32","v":2841.3199999999997},"t-CO2",null,{"$f":"'7-2. CO2排出量②'!K33","v":2841.3199999999997},"t-CO2",null,{"$f":"'7-2. CO2排出量②'!O32","v":40628},"GJ",{"$f":"IFERROR('7-2. CO2排出量②'!O33,\"---\")","v":6.9935020183124932E-2}]
[null,{"$f":"'6-3. CO2排出量③'!E2","v":"令和5年度"},{"$f":"'[1]6-3. CO2排出量③'!F32","v":0},{"$f":"'[1]6-3. CO2排出量③'!G32","v":0},{"$f":"'[1]6-3. CO2排出量③'!H32","v":0},{"$f":"'[1]6-3. CO2排出量③'!I32","v":"CO2排出量の合計"},{"$f":"'[1]6-3. CO2排出量③'!J32","v":0},{"$f":"'7-3. CO2排出量③'!K32","v":2290.4960000000001},"t-CO2",null,{"$f":"'7-3. CO2排出量③'!K33","v":2290.4960000000001},"t-CO2",null,{"$f":"'7-3. CO2排出量③'!O32","v":32848},"GJ",{"$f":"IFERROR('7-3. CO2排出量③'!O33,\"---\")","v":6.9730150998538729E-2}]
[null,"合計",null,null,null,null,null,{"$f":"IF(COUNTIF($B$7:$G$9,\"---*\")=3,\"---\",SUM(H7:H9))","v":7973.1359999999995},"t-CO2",null,{"$f":"IF(COUNTIF($B$7:$G$9,\"---*\")=3,\"---\",SUM(K7:K9))","v":7973.1359999999995},"t-CO2",null,{"$f":"IF(COUNTIF($B$7:$G$9,\"---*\")=3,\"---\",SUM(N7:N9))","v":114104},"GJ","---"]
[null,"基準年度値\n（平均値）",null,null,null,null,null,{"$f":"IFERROR(AVERAGE(H7:H9),\"---\")","v":2657.712},"t-CO2",null,{"$f":"IFERROR(AVERAGE(K7:K9),\"---\")","v":2657.712},"t-CO2",null,{"$f":"IFERROR(AVERAGE(N7:N9),\"---\")","v":38034.666666666664},"GJ",{"$f":"IFERROR(K11/N11,\"---\")","v":6.9876042908224079E-2}]
[]
[]
[]
[]
[null,"排出削減目標量",null,null,null,null,null,{"$f":"IFERROR(ROUNDDOWN(HLOOKUP(\"目標年度\",削減目標,11,FALSE),0),\"\")","v":0},"t-CO2"]
[null,"排出目標量",null,null,null,null,null,{"$f":"IF(H16=\"\",\"\",H11-H16)","v":2657.712},"t-CO2"]
[null,"※","排出削減目標量は「511脱炭素化計画」の「1．脱炭素化計画」の主要なシステム系統・目標年度・対基準年度CO2削減量に記載の値です（変更不可）"]
[null,null,"排出削減目標量は、小数点以下を切り捨てた整数値で表示されているため、「511脱炭素化計画」に表示されている数値と一致しない可能性があります。"]
[]
[null,"主要なシステム系統の定義",null,null,null,null,null,null,null,"※","何を主要なシステム系統と見なしたか、記入してください。"]
[]
[]
[]
[]
[]
[]
[]
[]
[]
[]
[]
[]
[]
[]
[]
[]
[]
[]
[]
[]
[]
[]
[]
[]
[]
[]
[]
[]
[]
[]
[]
[]
[]
[]
[]
[]
[null,"対策実施後の主要なシステム系統のCO2排出量の把握方法",null,null,null,null,null,null,null,null,null,null,null,"※対策実施後の主要なシステム系統における活動種別ごとの年間活動量の把握方法を記入してください。"]
[null,"購入したLNGは、全て更新後の溶解炉（燃料：LNG）で使用するため、購買量と在庫変動より年間LNG使用量を把握する。\n成形機器・徐冷炉の年間電力使用量は精度管理された電力量計で計測する。\nこれらにより把握した年間LNG使用量、年間電力使用量のそれぞれに変換係数を乗じて当該システム系統のCO2排出量を把握する。"]

{"sheet":"8. 備考","index":14,"n_rows":31,"n_cols":18,"rows_kept":31,"cut":false,"hidden":false,"merged":[[2,1,28,1]]}
[]
[null,"8. 備考",null,null,null,null,null,null,null,null,null,null,null,null,null,null,null,"セル色の表示／非表示"]
[null,"令和3年度の対象事業所外に供給した電力・熱の発生に係わる排出について、事業場内からのCO2排出に係る燃料使用量はモニタリング報告ガイドライン第II部1.4.1を参考に以下のように算定した。     \n\n Ei:所内消費電力量(kWh)  Ti=所内消費熱量(GJ)   \n Eo:外部供給電力量(kWh)  To=外部供給熱量(GJ)\n\n事業場内からのCO2排出に係る燃料使用量（kl）\n\n         Ei×0.0036(GJ/kWh)+Ti     \n= ----------------------------  ×燃料消費量(kl)\n   (Ei+Eo)×0.0036(GJ/kWh)+(Ti+To)     \n      \n                  2410+ 2500    \n= ----------------------------  ×459\n       (2410+3500) + (2500+3450)     \n\n= 190.024(kl)   \n\n小数点以下の値を切り捨て、\n\n=190（kl）",null,null,null,null,null,null,null,null,null,null,null,null,null,null,null,false]
[]
[]
[]
[]
[]
[]
[]
[]
[]
[]
[]
[]
[]
[]
[]
[]
[]
[]
[]
[]
[]
[]
[]
[]
[]
[]
[]
[null,"※算定方法の記載が必要な項目については、本項に算定方法を記載すること。"]

{"sheet":"表紙","index":15,"n_rows":58,"n_cols":84,"rows_kept":58,"cut":false,"hidden":false,"merged":[[18,41,39,74],[57,50,59,73],[46,42,49,45],[46,46,47,49],[46,50,47,73],[48,46,49,49],[48,50,49,73],[57,42,59,49],[43,42,45,49],[40,11,42,34],[57,3,59,10],[46,7,47,10],[46,11,47,34],[57,11,59,34],[48,11,49,34],[46,3,49,6],[48,7,49,10],[3,29,3,36],[54,3,56,10],[20,9,22,28],[11,41,13,74],[15,2,17,35],[15,41,17,74],[54,11,56,34],[43,3,45,10],[40,3,42,10],[40,42,42,49],[54,42,56,49],[40,50,42,73],[11,2,13,35],[54,50,56,73],[43,50,45,73],[43,11,45,34]]}
[]
[]
[]
[null,null,null,null,null,null,null,null,null,null,null,null,null,null,null,null,null,null,null,null,null,null,null,null,null,null,null,null,null,"Ver. 4.1.2",null,null,null,null,null,null,null,null,null,null,"記入例及び注記",null,null,null,null,null,null,null,null,"セル色凡例",null,null,null,null,null,"直接入力",null,null,null,null,"選択",null,null,null,"自動計算",null,null,null,null,null,null,null,null,null,null,null,null,null,null,"セル色の表示／非表示"]
[null,null,null,null,null,null,null,null,null,null,null,null,null,null,null,null,null,null,null,null,null,null,null,null,null,null,null,null,null,null,null,null,null,null,null,null,null,null,null,null,"（セルのメモやテキストボックスによる注記は移動できます）",null,null,null,null,null,null,null,null,null,null,null,null,null,null,null,null,null,null,null,null,null,null,null,null,null,null,null,null,null,null,null,null,null,null,null,null,null,null,false]
[]
[]
[]
[]
[]
[]
[null,null,"環境省　SHIFT事業",null,null,null,null,null,null,null,null,null,null,null,null,null,null,null,null,null,null,null,null,null,null,null,null,null,null,null,null,null,null,null,null,null,null,null,null,null,null,"環境省 SHIFT事業"]
[]
[]
[null,null,null,null,null,null,null,null,null,null,null,null,null,null,null,null,null,null,null,null,null,null,null,null,null,null,null,null,null,null,null,null,null,null,null,null,null,null,null,null,null,null,null,null,null,null,null,null,null,null,null,null,null,null,null,null,null,null,null,null,null,null,null,null,null,null,null,null,null,null,null,null,null,null,null,null,null,null,null,null,null,null,null,"表紙マクロ動作きっかけ用"]
[null,null,"CO2削減計画策定支援",null,null,null,null,null,null,null,null,null,null,null,null,null,null,null,null,null,null,null,null,null,null,null,null,null,null,null,null,null,null,null,null,null,null,null,null,null,null,"CO2削減計画策定支援",null,null,null,null,null,null,null,null,null,null,null,null,null,null,null,null,null,null,null,null,null,null,null,null,null,null,null,null,null,null,null,null,null,null,null,null,null,"CO2削減計画策定支援",null,null,null,{"$f":"C16","v":"CO2削減計画策定支援"}]
[null,null,null,null,null,null,null,null,null,null,null,null,null,null,null,null,null,null,null,null,null,null,null,null,null,null,null,null,null,null,null,null,null,null,null,null,null,null,null,null,null,null,null,null,null,null,null,null,null,null,null,null,null,null,null,null,null,null,null,null,null,null,null,null,null,null,null,null,null,null,null,null,null,null,null,null,null,null,null,"省CO2型設備更新支援",null,null,null,{"$f":"J21","v":"診断報告書/実施計画書"}]
[]
[null,null,null,null,null,null,null,null,null,null,null,null,null,null,null,null,null,null,null,null,null,null,null,null,null,null,null,null,null,null,null,null,null,null,null,null,null,null,null,null,null,"※「診断報告書」と「実施計画書」に関する注記\n\n■作成目的に合わせて、「診断報告書」、「実施計画書」 が選択できます。\n　 ・「診断報告書」を選択すると、実施計画書でのみ使用する500番台のシートが非表示になります。\n　 ・「実施計画書」を選択すると、診断報告書でのみ使用する400番台のシートが非表示になります。\n　 ・「診断報告書」及び「実施計画書」の両方で使用するシート（シート名の冒頭に番号なし）は、\n 　　「診断報告書」と「実施計画書」の選択による影響はありません。\n\n■支援計画書[111支援計画］シートの2.要望欄で合意した成果物に合わせて、診断報告書、実施計画書を策定して\n　 ください。 （成果物は、2.要望欄における設備更新支援への申請希望欄の選択結果に応じて異なります。）\n　　\n　 設備更新支援への申請希望欄の回答が、\n　　・「①申請希望あり（A/B事業）」の場合、または「④申請希望なし（実施計画書A/B策定希望）」の場合は、\n　　　　⇒本［表紙］シートにて、「診断報告書」、「実施計画書A/B」を選択し、策定してください。\n\n　　・「②申請希望あり（C事業）」の場合、または「⑤申請希望なし（実施計画書C策定希望）」の場合は、\n　　　　⇒本［表紙］シートにて、「実施計画書C」を選択して策定してください。（「診断報告書」の作成は不要です）\n　\n　　・「③申請希望あり（事業未定）」の場合は、\n　　　　⇒本［表紙］シートにて、「診断報告書」、「実施計画書A/B/C」を選択して策定してください。\n\n■１つのファイルで、「診断報告書」と「実施計画書」の2種類の書類を作成することになります。\n　 そのため、必ず「診断報告書」と「実施計画書」の両方の状態で保存し、別個の書類として管理してください。"]
[null,null,null,null,null,null,null,null,null,null,null,null,null,null,null,null,null,null,null,null,null,null,null,null,null,null,null,null,null,null,null,null,null,null,null,null,null,null,null,null,null,null,null,null,null,null,null,null,null,null,null,null,null,null,null,null,null,null,null,null,null,null,null,null,null,null,null,null,null,null,null,null,null,null,null,null,null,null,null,"計画策定支援",null,"設備更新支援"]
[null,null,null,null,null,null,null,null,null,"診断報告書/実施計画書",null,null,null,null,null,null,null,null,null,null,null,null,null,null,null,null,null,null,null,null,null,null,null,null,null,null,null,null,null,null,null,null,null,null,null,null,null,null,null,null,null,null,null,null,null,null,null,null,null,null,null,null,null,null,null,null,null,null,null,null,null,null,null,null,null,null,null,null,null,"診断報告書/実施計画書",null,"実施計画書 A/B/C"]
[null,null,null,null,null,null,null,null,null,null,null,null,null,null,null,null,null,null,null,null,null,null,null,null,null,null,null,null,null,null,null,null,null,null,null,null,null,null,null,null,null,null,null,null,null,null,null,null,null,null,null,null,null,null,null,null,null,null,null,null,null,null,null,null,null,null,null,null,null,null,null,null,null,null,null,null,null,null,null,"診断報告書",null,"実施計画書 A/B"]
[null,null,null,null,null,null,null,null,null,null,null,null,null,null,null,null,null,null,null,null,null,null,null,null,null,null,null,null,null,null,null,null,null,null,null,null,null,null,null,null,null,null,null,null,null,null,null,null,null,null,null,null,null,null,null,null,null,null,null,null,null,null,null,null,null,null,null,null,null,null,null,null,null,null,null,null,null,null,null,"実施計画書 A/B",null,"実施計画書 C"]
[null,null,null,null,null,null,null,null,null,null,null,null,null,null,null,null,null,null,null,null,null,null,null,null,null,null,null,null,null,null,null,null,null,null,null,null,null,null,null,null,null,null,null,null,null,null,null,null,null,null,null,null,null,null,null,null,null,null,null,null,null,null,null,null,null,null,null,null,null,null,null,null,null,null,null,null,null,null,null,"実施計画書 C"]
[null,null,null,null,null,null,null,null,null,null,null,null,null,null,null,null,null,null,null,null,null,null,null,null,null,null,null,null,null,null,null,null,null,null,null,null,null,null,null,null,null,null,null,null,null,null,null,null,null,null,null,null,null,null,null,null,null,null,null,null,null,null,null,null,null,null,null,null,null,null,null,null,null,null,null,null,null,null,null,"実施計画書 A/B/C"]
[]
[]
[]
[]
[]
[]
[]
[]
[]
[]
[]
[]
[]
[]
[]
[null,null,null,"事業者\n(目標保有者)",null,null,null,null,null,null,null,{"$f":"IF('1. 基本情報等'!K14=\"\",\"\",'1. 基本情報等'!K14)","v":"ABC工業株式会社"},null,null,null,null,null,null,null,null,null,null,null,null,null,null,null,null,null,null,null,null,null,null,null,null,null,null,null,null,null,null,"事業者",null,null,null,null,null,null,null,"○○株式会社"]
[]
[]
[null,null,null,"工場・事業場",null,null,null,null,null,null,null,{"$f":"IF('1. 基本情報等'!K15=\"\",\"\",'1. 基本情報等'!K15)","v":"ABC工業株式会社SHIFT工場"},null,null,null,null,null,null,null,null,null,null,null,null,null,null,null,null,null,null,null,null,null,null,null,null,null,null,null,null,null,null,"工場・事業場",null,null,null,null,null,null,null,"○○○○工場"]
[]
[null,null,null,null,null,null,null,null,null,null,null,null,null,null,null,null,null,null,null,null,null,null,null,null,null,null,null,null,null,null,null,null,null,null,null,null,null,null,null,null,null,null,null,null,null,null,null,null,null,null,null,null,null,null,null,null,null,null,null,null,null,null,null,null,null,null,null,null,null,null,null,null,null,null,null,null,null,null,null,"業種振り分け"]
[null,null,null,"業種",null,null,null,"中分類",null,null,null,{"$f":"IF(L49=\"\",\"\",VLOOKUP(L49,逆引き業種,3,FALSE))","v":"21 窯業・土石製品製造業"},null,null,null,null,null,null,null,null,null,null,null,null,null,null,null,null,null,null,null,null,null,null,null,null,null,null,null,null,null,null,"業種※",null,null,null,"中分類",null,null,null,"09 食料品製造業",null,null,null,null,null,null,null,null,null,null,null,null,null,null,null,null,null,null,null,null,null,null,null,null,null,null,null,null,{"$f":"VLOOKUP($L$47,中分類振り分け,2,FALSE)","v":"中分類21"}]
[]
[null,null,null,null,null,null,null,"小分類",null,null,null,{"$f":"IF('1. 基本情報等'!K18=\"\",\"\",'1. 基本情報等'!K18)","v":"211 ガラス・同製品製造業"},null,null,null,null,null,null,null,null,null,null,null,null,null,null,null,null,null,null,null,null,null,null,null,null,null,null,null,null,null,null,null,null,null,null,"小分類",null,null,null,"094 調味料製造業"]
[]
[null,null,null,null,null,null,null,null,null,null,null,null,null,null,null,null,null,null,null,null,null,null,null,null,null,null,null,null,null,null,null,null,null,null,null,null,null,null,null,null,null,null,"※","日本産業分類（令和6年4月改定）"]
[]
[]
[]
[null,null,null,"主支援機関",null,null,null,null,null,null,null,null,null,null,null,null,null,null,null,null,null,null,null,null,null,null,null,null,null,null,null,null,null,null,null,null,null,null,null,null,null,null,"主支援機関",null,null,null,null,null,null,null,"株式会社△△"]
[]
[]
[null,null,null,"副支援機関/ 共同支援機関",null,null,null,null,null,null,null,null,null,null,null,null,null,null,null,null,null,null,null,null,null,null,null,null,null,null,null,null,null,null,null,null,null,null,null,null,null,null,"副支援機関／共同支援機関",null,null,null,null,null,null,null,"なし"]

{"sheet":"411工場・事業場概要","index":16,"n_rows":55,"n_cols":84,"rows_kept":55,"cut":false,"hidden":false,"merged":[[7,40,8,43],[7,44,8,63],[9,40,10,43],[27,77,34,79],[27,2,27,5],[27,14,27,16],[27,17,27,23],[27,31,27,36],[30,40,30,75],[32,41,35,74],[27,41,27,44],[27,45,27,52],[27,53,27,55],[27,56,27,62],[27,63,27,69],[27,70,27,75],[13,61,13,63],[16,44,16,54],[16,55,16,60],[16,61,16,63],[8,65,15,75],[9,44,10,63],[14,44,14,54],[3,1,3,9],[9,1,10,4],[7,1,8,4],[7,5,8,23],[9,5,10,23],[3,14,3,23],[4,1,4,23],[31,1,35,36],[11,61,12,63],[19,1,22,36],[16,5,16,15],[16,16,16,21],[30,1,30,36],[13,1,16,4],[13,5,13,15],[14,5,14,15],[15,5,15,15],[11,22,12,23],[13,22,13,23],[16,22,16,23],[14,16,14,23],[15,16,15,23],[20,41,21,73],[11,1,12,4],[11,40,12,43],[11,44,12,60],[11,5,12,21],[15,44,15,54],[13,16,13,21],[13,40,16,43],[13,44,13,54],[13,55,13,60]]}
[]
[]
[]
[null,"4．診断報告書",null,null,null,null,null,null,null,null,null,null,null,null,"41．工場・事業場の現状",null,null,null,null,null,null,null,null,null,null,null,null,null,null,null,null,null,null,null,null,null,null,null,null,null,"記入例及び注記",null,null,null,null,null,null,null,"セル色凡例",null,null,null,null,null,"直接入力",null,null,null,null,"選択",null,null,null,"自動計算",null,null,null,null,null,null,null,null,null,null,null,null,null,null,null,null,null,null,null,"セル色の表示／非表示"]
[null,"411．工場・事業場概要",null,null,null,null,null,null,null,null,null,null,null,null,null,null,null,null,null,null,null,null,null,null,null,null,null,null,null,null,null,null,null,null,null,null,null,null,null,null,"（セルのメモやテキストボックスによる注記は移動できます）",null,null,null,null,null,null,null,null,null,null,null,null,null,null,null,null,null,null,null,null,null,null,null,null,null,null,null,null,null,null,null,null,null,null,null,null,null,null,null,null,null,null,false]
[]
[null,"１．工場・事業場の概要",null,null,null,null,null,null,null,null,null,null,null,null,null,null,null,null,null,null,null,null,null,null,null,null,null,null,null,null,null,null,null,null,null,null,null,null,null,null,"１．工場・事業場の概要"]
[null,"事業者名",null,null,null,{"$f":"IF(表紙!L41=\"\",\"\",表紙!L41)","v":"ABC工業株式会社"},null,null,null,null,null,null,null,null,null,null,null,null,null,null,null,null,null,null,null,null,null,null,null,null,null,null,null,null,null,null,null,null,null,null,"事業者名",null,null,null,"○○株式会社"]
[null,null,null,null,null,null,null,null,null,null,null,null,null,null,null,null,null,null,null,null,null,null,null,null,null,null,"工場・事業場の外観写真",null,null,null,null,null,null,null,null,null,null,null,null,null,null,null,null,null,null,null,null,null,null,null,null,null,null,null,null,null,null,null,null,null,null,null,null,null,null,"工場・事業場の外観写真"]
[null,"工場・\n事業場名",null,null,null,{"$f":"IF(表紙!L44=\"\",\"\",表紙!L44)","v":"ABC工業株式会社SHIFT工場"},null,null,null,null,null,null,null,null,null,null,null,null,null,null,null,null,null,null,null,null,null,null,null,null,null,null,null,null,null,null,null,null,null,null,"工場・\n事業場名",null,null,null,"○○○○工場"]
[]
[null,"業種／部門",null,null,null,{"$f":"IF(表紙!L49=\"\",\"\",表紙!L49)","v":"211 ガラス・同製品製造業"},null,null,null,null,null,null,null,null,null,null,null,null,null,null,null,null,{"$f":"IFERROR(VLOOKUP(F12,部門,2,FALSE),\"\")","v":"産業"},null,null,null,null,null,null,null,null,null,null,null,null,null,null,null,null,null,"業種／部門",null,null,null,"094 調味料製造業",null,null,null,null,null,null,null,null,null,null,null,null,null,null,null,null,"産業"]
[]
[null,"事業規模",null,null,null,{"$f":"IF(W12=\"\",\"\",IF(W12=\"産業\",\"工場・事業場全体の年間出荷額\",\"建物全体の延床面積\"))","v":"工場・事業場全体の年間出荷額"},null,null,null,null,null,null,null,null,null,null,null,null,null,null,null,null,{"$f":"IF($W$12=\"\",\"\",IF($W$12=\"産業\",\"千円\",\"千m2\"))","v":"千円"},null,null,null,null,null,null,null,null,null,null,null,null,null,null,null,null,null,"事業規模",null,null,null,"工場・事業場全体の年間出荷額",null,null,null,null,null,null,null,null,null,null,null,null,null,null,null,null,"千円"]
[null,null,null,null,null,{"$f":"IF($W$12=\"\",\"\",IF($W$12=\"産業\",\"最終製品の名称\",\"建物全体の階数（地上）\"))","v":"最終製品の名称"},null,null,null,null,null,null,null,null,null,null,null,null,null,null,null,null,null,null,null,null,null,null,null,null,null,null,null,null,null,null,null,null,null,null,null,null,null,null,"最終製品の名称"]
[null,null,null,null,null,{"$f":"IF($W$12=\"\",\"\",IF($W$12=\"産業\",\"最終製品の年間生産量及び単位\",\"建物全体の階数（地下）\"))","v":"最終製品の年間生産量及び単位"},null,null,null,null,null,null,null,null,null,null,null,null,null,null,null,null,null,null,null,null,null,null,null,null,null,null,null,null,null,null,null,null,null,null,null,null,null,null,"最終製品の年間生産量"]
[null,null,null,null,null,{"$f":"IF(W12=\"\",\"\",IF(W12=\"産業\",\"---\",\"テナント利用における専用部延床面積\"))","v":"---"},null,null,null,null,null,null,null,null,null,null,null,null,null,null,null,null,{"$f":"IF($W$12=\"\",\"\",IF($W$12=\"産業\",\"\",\"千m2\"))","v":""},null,null,null,null,null,null,null,null,null,null,null,null,null,null,null,null,null,null,null,null,null,"---",null,null,null,null,null,null,null,null,null,null,null,null,null,null,null,null,""]
[]
[null,"２．CO2排出削減の取組状況",null,null,null,null,null,null,null,null,null,null,null,null,null,null,null,null,null,null,null,null,null,null,null,null,null,null,null,null,null,null,null,null,null,null,null,null,null,null,"２．CO2排出削減の取組状況"]
[]
[null,null,null,null,null,null,null,null,null,null,null,null,null,null,null,null,null,null,null,null,null,null,null,null,null,null,null,null,null,null,null,null,null,null,null,null,null,null,null,null,null,"[413対策実施状況]の結果に基づき、工場・事業場のCO2排出削減の取組状況のまとめを記載してください。"]
[]
[]
[]
[null,"３．基準年度の状況",null,null,null,null,null,null,null,null,null,null,null,null,null,null,null,null,null,null,null,null,null,null,null,null,null,null,null,null,null,null,null,null,null,null,null,null,null,null,"３．基準年度の状況"]
[null,"算定報告書で算出された基準年度のエネルギー起源CO2排出状況とエネルギー使用状況です。",null,null,null,null,null,null,null,null,null,null,null,null,null,null,null,null,null,null,null,null,null,null,null,null,null,null,null,null,null,null,null,null,null,null,null,null,null,null,"算定報告書で算出された基準年度のエネルギー起源CO2排出状況とエネルギー使用状況です。"]
[]
[null,null,"CO2排出量",null,null,null,{"$f":"IF('6-4. CO2排出量_総括'!K11=\"\",\"\",'6-4. CO2排出量_総括'!K11)","v":4379.9200666666666},null,null,null,null,null,null,null,"t-CO2/年",null,null,"エネルギー使用量",null,null,null,null,null,null,{"$f":"IF('6-4. CO2排出量_総括'!N11=\"\",\"\",'6-4. CO2排出量_総括'!N11)","v":67161.133333333331},null,null,null,null,null,null,"GJ/年（GJ換算値）",null,null,null,null,null,null,null,null,null,"CO2排出量",null,null,null,1200,null,null,null,null,null,null,null,"t-CO2/年",null,null,"エネルギー使用量",null,null,null,null,null,null,25000,null,null,null,null,null,null,"GJ/年（GJ換算値）",null,null,null,null,null,null,"※基準年度の排出量及びエネルギー\n　 使用量に関する注記\n\n■基準年度のエネルギー起源CO2排出\n 　量及びエネルギー使用量は、\n　 同ファイル内の「算定報告書」の\n  6-4から自動転記されます。\n "]
[]
[]
[null,"■CO2排出状況とエネルギー使用状況のまとめ",null,null,null,null,null,null,null,null,null,null,null,null,null,null,null,null,null,null,null,null,null,null,null,null,null,null,null,null,null,null,null,null,null,null,null,null,null,null,"■CO2排出状況とエネルギー使用状況のまとめ"]
[]
[null,null,null,null,null,null,null,null,null,null,null,null,null,null,null,null,null,null,null,null,null,null,null,null,null,null,null,null,null,null,null,null,null,null,null,null,null,null,null,null,null,"※CO2排出状況とエネルギー使用状況に関する注記\n\n■【算定報告書】、［412主要機器の排出量］等を参考に、基準年度における工場・事業場のCO2排出量やエネルギー\n　 使用状況を、分かりやすく図表で示し、その解説をまとめ欄に簡潔に記載してください。　"]
[]
[]
[null,null,null,null,null,null,null,null,null,null,null,null,null,null,null,null,null,null,null,null,null,null,null,null,null,null,null,null,null,null,null,null,null,null,null,null,null,null,null,null,null,null,null,null,null,null,null,null,null,null,null,null,null,null,null,null,null,null,null,null,null,null,null,null,null,null,null,null,null,null,null,null,null,null,null,null,null,"　\n"]
[]
[null,null,null,null,null,null,null,null,null,null,null,null,null,null,null,null,null,null,null,null,null,null,null,null,null,null,null,null,null,null,null,null,null,null,null,null,null,null,null,null,"（工場・事業場全体）",null,null,null,null,null,null,null,null,null,null,null,null,null,null,null,null,null,null,null,null,null,null,null,null,null,null,null,null,null,null,null,null,null,null,null,null,null,null,null,null,"　"]
[]
[null,null,null,null,null,null,null,null,null,null,null,null,null,null,null,null,null,null,null,null,null,null,null,null,null,null,null,null,null,null,null,null,null,null,null,null,null,null,null,null,null,"・工場・事業場全体のエネルギー使用割合",null,null,null,null,null,null,null,null,null,null,null,null,null,null,null,null,null,"・工場・事業場全体のエネルギー使用量"]
[null,null,null,null,null,null,null,null,null,null,null,null,null,null,null,null,null,null,null,null,null,null,null,null,null,null,null,null,null,null,null,null,null,null,null,null,null,null,null,null,null,null,null,null,null,null,null,null,null,null,null,null,null,null,null,null,null,null,null,"・工場・事業場全体の年間CO2排出量の割合"]
[null,null,null,null,null,null,null,null,null,null,null,null,null,null,null,null,null,null,null,null,null,null,null,null,null,null,null,null,null,null,null,null,null,null,null,null,null,null,null,null,null,null,null,null,null,null,null,null,null,null,null,null,null,null,null,null,null,null,null,"・工場・事業場全体のCO2排出量",null,null,null,null,null,null,null,null,null,"など"]
[]
[]
[]
[]
[]
[]
[]
[]
[]
[]
[null,null,null,null,null,null,null,null,null,null,null,null,null,null,null,null,null,null,null,null,null,null,null,null,null,null,null,null,null,null,null,null,null,null,null,null,null,null,null,null,null,"（主要機器別）"]
[]
[null,null,null,null,null,null,null,null,null,null,null,null,null,null,null,null,null,null,null,null,null,null,null,null,null,null,null,null,null,null,null,null,null,null,null,null,null,null,null,null,null,"・主要機器別エネルギー使用割合　など"]

{"sheet":"主要機器の排出量","index":17,"n_rows":34,"n_cols":62,"rows_kept":34,"cut":false,"hidden":false,"merged":[[3,37,3,41],[9,25,9,27],[23,2,23,4],[7,20,8,20],[14,25,14,27],[7,24,8,24],[16,34,17,41],[10,25,10,27],[11,25,11,27],[12,25,12,27],[3,1,3,4],[3,5,3,6],[4,1,4,6],[7,5,8,5],[4,37,4,41],[3,14,3,18],[28,1,32,20],[34,1,86,20],[29,28,36,41],[7,43,8,43],[7,42,8,42],[7,38,7,39],[7,40,7,41],[7,31,7,32],[7,33,8,33],[7,37,8,37],[7,34,7,36],[7,10,8,10],[7,8,7,9],[7,6,7,7],[7,1,8,1],[7,2,8,4],[4,14,4,18],[5,37,5,41],[22,2,22,4],[13,25,13,27],[7,29,7,30],[7,25,8,27],[11,2,11,4],[10,2,10,4],[7,11,7,13],[7,14,8,14],[7,28,8,28],[7,17,7,18],[7,19,8,19],[7,15,7,16],[5,14,5,18],[16,25,19,32],[19,34,19,41],[12,2,12,4],[9,2,9,4],[24,2,24,4],[13,2,13,4],[14,2,14,4],[15,2,15,4],[16,2,16,4],[17,2,17,4],[18,2,18,4],[19,2,19,4],[20,2,20,4],[21,2,21,4]]}
[]
[]
[]
[null,{"$f":"IF(COUNTIF(表紙!J21,\"*C*\"),\"5．実施計画書\",\"4．診断報告書\")","v":"4．診断報告書"},null,null,null,{"$f":"IF(COUNTIF(表紙!J21,\"*C*\"),\"50．工場・事業場の現状\",\"41．工場・事業場の現状\")","v":"41．工場・事業場の現状"},null,null,null,null,null,null,null,null,"工場・事業場全体の基準年度排出量",null,null,null,null,{"$f":"IF('6-4. CO2排出量_総括'!K11=\"\",\"\",'6-4. CO2排出量_総括'!K11)","v":4379.9200666666666},"t-CO2/年",null,null,null,"記入例及び注記",null,null,null,"セル色凡例",null,"直接入力",null,"選択",null,"自動計算",null,null,"工場・事業場全体の基準年度排出量",null,null,null,null,1200,"t-CO2/年",null,null,null,null,null,null,null,null,null,null,null,null,null,null,null,null,null,"セル色の表示／非表示"]
[null,"主要機器のCO2排出量とエネルギーフロー図",null,null,null,null,null,null,null,null,null,null,null,null,"主要機器のCO2排出量の合計",null,null,null,null,{"$f":"SUM(T10:T25)","v":0},"t-CO2/年",null,null,null,"（セルのメモやテキストボックスによる注記は移動できます）",null,null,null,null,null,null,null,null,null,null,null,null,"主要機器のCO2排出量の合計",null,null,null,null,1102.7239599999998,"t-CO2/年",null,null,null,null,null,null,null,null,null,null,null,null,null,null,null,null,null,false]
[null,null,null,null,null,null,null,null,null,null,null,null,null,null,"工場・事業場全体の基準年度排出量に占める割合",null,null,null,null,{"$f":"IFERROR(T5/T4*100,\"---\")","v":0},"%",null,null,null,null,null,null,null,null,null,null,null,null,null,null,null,null,"工場・事業場全体のCO2排出量に占める割合",null,null,null,null,91.893663333333322,"%"]
[null,"１．主要機器のCO2排出量"]
[null,"範囲区分","システム／\n設備区分",null,null,"工程名","設備・機器",null,"能力",null,"運転状況","稼動時間",null,null,"活動種別","年間活動量",null,"変換係数",null,"CO2排出量\n(t-CO2/年)","設置年月",null,null,null,"範囲区分","システム／\n設備区分",null,null,"工程名","設備・機器",null,"能力",null,"運転状況","稼動時間",null,null,"活動種別","年間活動量",null,"変換係数",null,"CO2排出量\n(t-CO2/年)","設置年月"]
[null,null,null,null,null,null,"名称","台数","数値","単位",null,"h/日","日/年","h/年",null,"数量","単位","数値","単位",null,null,null,null,null,null,null,null,null,null,"名称","台数","数値","単位",null,"h/日","日/年","h/年",null,"数量","単位","数値","単位"]
[{"$f":"IF($O10=\"\",\"\",VLOOKUP($O10,排出係数と単価2,10,FALSE))","v":""},null,null,null,null,null,null,null,null,null,null,null,null,{"$f":"L10*M10","v":0},null,null,{"$f":"IF($O10=\"\",\"\",VLOOKUP($O10,排出係数と単価2,2,FALSE))","v":""},{"$f":"IF($O10=\"\",\"\",IF(A10=1,VLOOKUP($O10,排出係数と単価2,5,FALSE),VLOOKUP($O10,排出係数と単価2,3,FALSE)*VLOOKUP($O10,排出係数と単価2,5,FALSE)))","v":""},{"$f":"IF($O10=\"\",\"\",\"t-CO2/\"&$Q10)","v":""},{"$f":"IF(OR(P10=\"\",R10=\"\"),\"\",P10*R10)","v":""},null,null,null,null,"ﾕｰﾃｨﾘﾃｨ","蒸気システム",null,null,"蒸気","蒸気ボイラー",3,45.5,"m3N/h","連続",16,250,4000,"都市ガス",345.82,"千Nm3",2.2770000000000001,"t-CO2/千Nm3",787.43214,"2017-04-01"]
["",null,null,null,null,null,null,null,null,null,null,null,null,{"$f":"L11*M11","v":0},null,null,{"$f":"IF($O11=\"\",\"\",VLOOKUP($O11,排出係数と単価2,2,FALSE))","v":""},"","",{"$f":"IF(OR(P11=\"\",R11=\"\"),\"\",P11*R11)","v":""},null,null,null,null,"ﾕｰﾃｨﾘﾃｨ","圧空システム",null,null,"圧空","コンプレッサー",4,7.5,"kW","連続",10,250,2500,"系統電力①",18750,"kWh",4.6299999999999998E-4,"t-CO2/kWh",8.6812500000000004,"2007-08-01"]
["",null,null,null,null,null,null,null,null,null,null,null,null,{"$f":"L12*M12","v":0},null,null,"","",{"$f":"IF($O12=\"\",\"\",\"t-CO2/\"&$Q12)","v":""},{"$f":"IF(OR(P12=\"\",R12=\"\"),\"\",P12*R12)","v":""},null,null,null,null,"ﾕｰﾃｨﾘﾃｨ","冷凍・冷蔵設備",null,null,"保管","保冷庫",4,20,"kW","連続",24,365,8760,"系統電力①",743630,"kWh",4.6299999999999998E-4,"t-CO2/kWh",344.30068999999997,"2018-09-01"]
["",null,null,null,null,null,null,null,null,null,null,null,null,0,null,null,"","","","",null,null,null,null,"生産設備 ","その他",null,null,"製品製造","製造機",2,26,"kW","連続",8,250,2000,"系統電力①",24400,"kWh",4.6299999999999998E-4,"t-CO2/kWh",11.2972,"2005-07-01"]
["",null,null,null,null,null,null,null,null,null,null,null,null,0,null,null,"","","","",null,null,null,null,"生産設備 ","その他",null,null,"成形","成形機",1,18.5,"kW","連続",8,250,2000,"系統電力①",23100,"kWh",4.6299999999999998E-4,"t-CO2/kWh",10.6953,"2006-07-01"]
["",null,null,null,null,null,null,null,null,null,null,null,null,0,null,null,"","","","",null,null,null,null,"生産設備 ","電動機・ポンプ・ファン",null,null,"撹拌","撹拌用モーター",20,55,"kW","バッチ",5,250,1250,"系統電力①",635440,"kWh",4.6299999999999998E-4,"t-CO2/kWh",294.20871999999997,"2014-04-01"]
["",null,null,null,null,null,null,null,null,null,null,null,null,0,null,null,"","","",""]
["",null,null,null,null,null,null,null,null,null,null,null,null,0,null,null,"","","","",null,null,null,null,null,"※主要設備機器の選定に関する注記\n\n■工場・事業場全体の状況を把握するため、主要機器のCO2排出量の合計が、工場・事業場全体の\n　 CO2排出量の80％（目標）となるように、工場・事業場担当者と相談した上で、エネルギー使用量や\n　 CO2排出量の多い機器を選定してください。\n\n■燃料を使用する発電設備がある場合、「主要機器のCO2排出量の合計」には、発電設備が使用\n　 した燃料によるCO2排出量と、発電設備が発電した電力を他の設備が消費したことによるCO2\n　 排出量が含まれることになります。\n　 このような場合において、「主要機器のCO2排出量の合計」で8割を把握するためには、「工場・\n　 事業場全体のCO2排出量に占める割合」が100%を超えていなければならない場合があることに\n 　留意してください。",null,null,null,null,null,null,null,null,"※稼働時間、年間活動量に関する注記\n\n■算定報告書で選定した3年度間における平均的な稼働時間、年間活動量を\n　 入力してください。\n\n"]
["",null,null,null,null,null,null,null,null,null,null,null,null,0,null,null,"","","",""]
["",null,null,null,null,null,null,null,null,null,null,null,null,0,null,null,"","","",""]
["",null,null,null,null,null,null,null,null,null,null,null,null,0,null,null,"","","","",null,null,null,null,null,null,null,null,null,null,null,null,null,null,"※入力値に関する注記\n\n■記録がある場合には記録値を基本とし、不明の場合には推計値としてください。"]
["",null,null,null,null,null,null,null,null,null,null,null,null,0,null,null,"","","",""]
["",null,null,null,null,null,null,null,null,null,null,null,null,0,null,null,"","","",""]
["",null,null,null,null,null,null,null,null,null,null,null,null,0,null,null,"","","",""]
["",null,null,null,null,null,null,null,null,null,null,null,null,0,null,null,"","","",""]
["",null,null,null,null,null,null,null,null,null,null,null,null,0,null,null,"","","",{"$f":"IF(OR(P25=\"\",R25=\"\"),\"\",P25*R25)","v":""}]
[]
[null,"２．主要機器のエネルギーフロー図",null,null,null,null,null,null,null,null,null,null,null,null,null,null,null,null,null,null,null,null,null,null,"２．主要機器のエネルギーフロー図"]
[null,"■エネルギーフロー及びエネルギーロスの発生状況のまとめ",null,null,null,null,null,null,null,null,null,null,null,null,null,null,null,null,null,null,null,null,null,null,"■エネルギーフロー及びエネルギーロスの発生状況のまとめ"]
[]
[null,null,null,null,null,null,null,null,null,null,null,null,null,null,null,null,null,null,null,null,null,null,null,null,null,null,null,null,"※エネルギーフロー及びエネルギーロスに関する注記\n\n■工場・事業場のエネルギーフロー図を示してください。可能な場合にはエネルギーロスの発生個所、発生量等を記載してください。\n\n■エネルギーフロー図の数値と「主要機器の排出量」の数値が整合していることを確認してください。\n\n■「413対策実施状況」の「３．CO2排出削減対策の実施状況と対策の提案予定」で記載したシステムおよび設備・機器は\n　必ずエネルギーフロー図に反映させてください。　"]
[]
[]
[]
[null,"■エネルギーフロー図",null,null,null,null,null,null,null,null,null,null,null,null,null,null,null,null,null,null,null,null,null,null,"■エネルギーフロー図"]

{"sheet":"413対策実施状況","index":18,"n_rows":478,"n_cols":85,"rows_kept":478,"cut":false,"hidden":false,"merged":[[57,40,57,54],[57,55,57,59],[57,60,57,63],[57,64,57,66],[57,68,57,75],[52,40,52,54],[52,55,52,59],[52,60,52,63],[52,64,52,66],[52,68,52,75],[53,40,53,54],[53,55,53,59],[53,60,53,63],[53,64,53,66],[53,68,53,75],[54,40,54,54],[54,55,54,59],[54,60,54,63],[54,64,54,66],[54,68,54,75],[55,40,55,54],[55,55,55,59],[55,60,55,63],[55,64,55,66],[55,68,55,75],[49,60,49,63],[49,64,49,66],[49,68,49,75],[50,40,50,54],[50,55,50,59],[50,60,50,63],[50,64,50,66],[50,68,50,75],[51,40,51,54],[51,55,51,59],[51,60,51,63],[51,64,51,66],[51,68,51,75],[56,40,56,54],[56,55,56,59],[56,60,56,63],[56,64,56,66],[56,68,56,75],[76,45,77,54],[76,55,77,61],[76,62,76,75],[77,62,77,75],[75,40,77,40],[76,41,77,41],[76,42,77,42],[8,68,8,75],[9,40,29,40],[9,68,11,75],[10,42,11,67],[12,68,14,75],[13,42,14,67],[15,68,17,75],[16,42,17,67],[18,68,20,75],[19,42,20,67],[21,68,23,75],[22,42,23,67],[24,68,26,75],[25,42,26,67],[27,68,29,75],[28,42,29,67],[30,68,32,75],[34,68,34,75],[35,68,37,75],[48,40,48,54],[48,55,48,59],[48,60,48,67],[48,68,48,75],[49,40,49,54],[49,55,49,59],[41,68,43,75],[42,42,43,67],[432,42,435,42],[459,42,464,42],[449,40,453,40],[450,41,453,41],[450,42,451,42],[452,42,453,42],[378,42,387,42],[361,40,389,40],[362,41,389,41],[362,42,377,42],[388,42,389,42],[390,40,394,40],[391,41,394,41],[391,42,392,42],[398,42,401,42],[393,42,394,42],[395,40,401,40],[396,41,401,41],[396,42,397,42],[310,40,316,40],[65,53,65,54],[311,41,316,41],[72,40,74,42],[72,43,74,44],[315,42,316,42],[72,45,74,54],[72,55,74,61],[72,62,72,75],[73,62,73,75],[74,62,74,75],[465,42,466,42],[454,40,478,40],[455,41,478,41],[8,40,8,67],[63,41,63,52],[63,53,63,64],[64,43,64,52],[64,55,64,64],[65,43,65,52],[65,55,65,64],[66,43,66,52],[66,55,66,64],[67,43,67,52],[67,55,67,64],[68,55,68,64],[64,41,64,42],[64,53,64,54],[66,53,66,54],[339,45,340,75],[341,45,342,75],[343,45,344,75],[345,45,346,75],[347,45,348,75],[349,45,350,75],[359,42,360,42],[351,42,356,42],[30,40,43,40],[31,42,32,67],[33,68,33,75],[36,42,37,67],[38,68,40,75],[39,42,40,67],[311,45,312,75],[315,45,316,75],[318,45,319,75],[320,45,321,75],[322,45,323,75],[324,45,325,75],[326,45,327,75],[328,45,329,75],[332,45,333,75],[334,45,335,75],[336,45,337,75],[328,43,329,44],[334,42,337,42],[324,42,333,42],[332,43,333,44],[334,43,335,44],[336,43,337,44],[315,43,316,44],[318,43,319,44],[320,43,321,44],[322,43,323,44],[324,43,325,44],[326,43,327,44],[330,45,331,75],[283,45,284,75],[285,45,286,75],[287,45,288,75],[289,45,290,75],[292,45,293,75],[294,45,295,75],[296,45,297,75],[298,45,299,75],[300,45,301,75],[302,45,303,75],[283,43,284,44],[285,43,286,44],[304,42,309,42],[296,42,303,42],[304,45,305,75],[308,45,309,75],[245,40,273,40],[246,41,265,41],[246,42,253,42],[246,45,247,75],[248,45,249,75],[252,45,253,75],[254,45,255,75],[256,45,257,75],[258,45,259,75],[246,43,247,44],[248,43,249,44],[252,43,253,44],[260,42,265,42],[254,42,259,42],[254,43,255,44],[256,43,257,44],[258,43,259,44],[222,42,223,42],[214,41,223,41],[214,42,221,42],[214,45,215,75],[216,45,217,75],[218,45,219,75],[220,45,221,75],[222,45,223,75],[235,42,238,42],[214,43,215,44],[216,43,217,44],[218,43,219,44],[220,43,221,44],[222,43,223,44],[228,43,229,44],[228,45,229,75],[231,45,232,75],[233,45,234,75],[235,45,236,75],[237,45,238,75],[231,43,232,44],[233,43,234,44],[235,43,236,44],[237,43,238,44],[239,45,240,75],[241,45,242,75],[243,45,244,75],[239,42,244,42],[231,42,234,42],[226,42,229,42],[226,43,227,44],[173,42,178,42],[157,42,172,42],[180,42,193,42],[184,45,185,75],[239,43,240,44],[241,43,242,44],[243,43,244,44],[186,45,187,75],[192,45,193,75],[194,45,195,75],[196,45,197,75],[198,45,199,75],[202,45,203,75],[204,45,205,75],[206,45,207,75],[210,45,211,75],[184,43,185,44],[186,43,187,44],[192,43,193,44],[194,43,195,44],[206,42,211,42],[204,42,205,42],[194,42,203,42],[198,43,199,44],[202,43,203,44],[204,43,205,44],[206,43,207,44],[210,43,211,44],[200,43,201,44],[200,45,201,75],[208,43,209,44],[208,45,209,75],[125,45,126,75],[127,45,128,75],[129,45,130,75],[125,43,126,44],[127,43,128,44],[129,43,130,44],[145,43,146,44],[147,43,148,44],[149,43,150,44],[151,43,152,44],[155,43,156,44],[157,43,158,44],[159,43,160,44],[161,43,162,44],[196,43,197,44],[133,43,134,44],[137,43,138,44],[141,43,142,44],[143,45,144,75],[145,45,146,75],[147,45,148,75],[149,45,150,75],[151,45,152,75],[155,45,156,75],[157,45,158,75],[159,45,160,75],[161,45,162,75],[143,43,144,44],[188,45,189,75],[190,45,191,75],[67,4,67,13],[67,16,67,25],[68,4,68,13],[68,16,68,25],[69,16,69,25],[70,16,70,25],[64,2,64,13],[64,14,64,25],[65,4,65,13],[65,16,65,25],[66,4,66,13],[66,16,66,25],[81,16,83,22],[81,4,83,5],[91,6,92,15],[109,6,110,15],[111,6,112,15],[101,3,112,3],[101,23,101,36],[102,23,102,36],[101,16,102,22],[103,16,104,22],[105,16,106,22],[109,16,110,22],[111,16,112,22],[70,2,70,13],[85,3,100,3],[95,4,96,5],[97,4,98,5],[99,4,100,5],[95,6,96,15],[97,6,98,15],[467,23,467,36],[468,23,468,36],[477,23,477,36],[478,23,478,36],[463,23,463,36],[464,23,464,36],[465,3,466,3],[465,23,465,36],[466,23,466,36],[455,23,455,36],[456,23,456,36],[459,3,464,3],[396,23,396,36],[397,23,397,36],[398,3,401,3],[398,23,398,36],[399,23,399,36],[433,23,433,36],[434,23,434,36],[435,23,435,36],[452,23,452,36],[453,23,453,36],[469,23,469,36],[470,23,470,36],[471,23,471,36],[472,23,472,36],[428,3,431,3],[430,16,431,22],[430,23,430,36],[431,23,431,36],[473,23,473,36],[474,23,474,36],[382,16,383,22],[386,16,387,22],[382,6,383,15],[425,23,425,36],[425,16,426,22],[425,6,426,15],[425,4,426,5],[403,6,404,15],[407,4,408,5],[409,4,410,5],[413,3,416,3],[415,4,416,5],[415,6,416,15],[415,16,416,22],[415,23,415,36],[416,23,416,36],[393,3,394,3],[393,23,393,36],[423,4,424,5],[423,6,424,15],[423,16,424,22],[423,23,423,36],[424,23,424,36],[409,3,412,3],[419,23,419,36],[420,23,420,36],[454,1,478,1],[455,2,478,2],[455,16,456,22],[459,16,460,22],[463,16,464,22],[455,6,456,15],[459,6,460,15],[463,6,464,15],[465,16,466,22],[467,16,468,22],[477,16,478,22],[465,6,466,15],[467,6,468,15],[477,6,478,15],[465,4,466,5],[467,4,468,5],[477,4,478,5],[463,4,464,5],[455,3,458,3],[467,3,470,3],[471,3,474,3],[475,3,478,3],[457,4,458,5],[457,6,458,15],[457,16,458,22],[473,4,474,5],[473,6,474,15],[473,16,474,22],[469,16,470,22],[471,4,472,5],[471,6,472,15],[471,16,472,22],[436,1,448,1],[437,2,448,2],[432,23,432,36],[449,1,453,1],[450,2,453,2],[450,3,451,3],[443,23,443,36],[444,23,444,36],[447,23,447,36],[448,23,448,36],[450,16,451,22],[452,16,453,22],[443,6,444,15],[447,6,448,15],[450,6,451,15],[452,6,453,15],[427,1,435,1],[428,2,435,2],[428,23,428,36],[429,23,429,36],[432,3,435,3],[428,16,429,22],[432,16,433,22],[434,16,435,22],[428,6,429,15],[432,6,433,15],[434,6,435,15],[437,6,438,15],[437,16,438,22],[450,23,450,36],[451,23,451,36],[452,3,453,3],[402,1,426,1],[403,2,426,2],[403,3,408,3],[403,23,403,36],[404,23,404,36],[428,4,429,5],[432,4,433,5],[434,4,435,5],[426,23,426,36],[396,2,401,2],[396,3,397,3],[396,16,397,22],[398,16,399,22],[400,16,401,22],[403,16,404,22],[396,6,397,15],[410,23,410,36],[413,23,413,36],[414,23,414,36],[407,23,407,36],[408,23,408,36],[409,23,409,36],[407,16,408,22],[409,16,410,22],[413,16,414,22],[407,6,408,15],[409,6,410,15],[413,6,414,15],[398,6,399,15],[400,6,401,15],[417,3,422,3],[423,3,426,3],[390,1,394,1],[391,2,394,2],[391,3,392,3],[388,3,389,3],[388,23,388,36],[389,23,389,36],[388,16,389,22],[391,16,392,22],[393,16,394,22],[388,6,389,15],[391,6,392,15],[393,6,394,15],[400,23,400,36],[401,23,401,36],[361,1,389,1],[362,2,389,2],[362,3,377,3],[378,3,387,3],[378,16,379,22],[380,16,381,22],[362,6,363,15],[364,6,365,15],[366,6,367,15],[376,6,377,15],[378,6,379,15],[380,6,381,15],[382,23,382,36],[383,23,383,36],[386,23,386,36],[387,23,387,36],[378,23,378,36],[395,1,401,1],[359,3,360,3],[359,23,359,36],[360,23,360,36],[354,23,354,36],[386,6,387,15],[351,3,356,3],[351,23,351,36],[352,23,352,36],[353,23,353,36],[351,6,352,15],[353,6,354,15],[355,6,356,15],[359,6,360,15],[351,4,352,5],[353,4,354,5],[355,4,356,5],[359,4,360,5],[366,23,366,36],[367,23,367,36],[376,23,376,36],[377,23,377,36],[362,23,362,36],[363,23,363,36],[364,23,364,36],[365,23,365,36],[362,4,363,5],[364,4,365,5],[366,4,367,5],[376,4,377,5],[378,4,379,5],[380,4,381,5],[353,16,354,22],[339,6,340,15],[341,6,342,15],[339,4,340,5],[341,4,342,5],[382,4,383,5],[324,3,333,3],[324,23,324,36],[325,23,325,36],[332,6,333,15],[334,6,335,15],[338,1,360,1],[339,2,360,2],[339,3,350,3],[335,23,335,36],[336,23,336,36],[337,23,337,36],[332,23,332,36],[333,23,333,36],[334,3,337,3],[334,23,334,36],[339,16,340,22],[341,16,342,22],[343,16,344,22],[345,16,346,22],[347,16,348,22],[349,16,350,22],[347,23,347,36],[348,23,348,36],[349,23,349,36],[350,23,350,36],[343,23,343,36],[344,23,344,36],[318,4,319,5],[320,4,321,5],[322,4,323,5],[324,4,325,5],[326,4,327,5],[328,16,329,22],[332,16,333,22],[334,16,335,22],[336,16,337,22],[328,6,329,15],[326,23,326,36],[327,23,327,36],[328,23,328,36],[329,23,329,36],[322,23,322,36],[323,23,323,36],[336,6,337,15],[328,4,329,5],[332,4,333,5],[334,4,335,5],[336,4,337,5],[330,4,331,5],[330,6,331,15],[330,16,331,22],[330,23,330,36],[331,23,331,36],[315,3,316,3],[315,23,315,36],[316,23,316,36],[310,1,316,1],[311,2,316,2],[305,23,305,36],[308,23,308,36],[309,23,309,36],[311,6,312,15],[315,6,316,15],[304,4,305,5],[308,4,309,5],[311,4,312,5],[315,4,316,5],[318,23,318,36],[291,1,309,1],[292,2,309,2],[292,3,295,3],[292,16,293,22],[294,16,295,22],[292,6,293,15],[294,6,295,15],[292,4,293,5],[294,4,295,5],[317,1,337,1],[318,2,337,2],[318,3,323,3],[318,6,319,15],[320,6,321,15],[322,6,323,15],[324,6,325,15],[326,6,327,15],[304,3,309,3],[304,23,304,36],[299,23,299,36],[300,23,300,36],[301,23,301,36],[296,3,303,3],[296,23,296,36],[297,23,297,36],[298,23,298,36],[296,4,297,5],[298,4,299,5],[300,4,301,5],[302,4,303,5],[304,6,305,15],[308,6,309,15],[311,23,311,36],[296,16,297,22],[298,16,299,22],[300,16,301,22],[302,16,303,22],[296,6,297,15],[298,6,299,15],[300,6,301,15],[302,6,303,15],[304,16,305,22],[308,16,309,22],[311,16,312,22],[311,3,314,3],[274,1,290,1],[275,2,290,2],[275,3,278,3],[279,3,284,3],[283,16,284,22],[285,16,286,22],[287,16,288,22],[289,16,290,22],[283,6,284,15],[285,6,286,15],[287,6,288,15],[289,6,290,15],[283,4,284,5],[285,4,286,5],[287,4,288,5],[289,4,290,5],[286,23,286,36],[287,23,287,36],[288,23,288,36],[283,23,283,36],[284,23,284,36],[285,3,290,3],[285,23,285,36],[279,23,279,36],[280,23,280,36],[281,23,281,36],[282,23,282,36],[289,23,289,36],[275,16,276,22],[277,16,278,22],[279,16,280,22],[281,16,282,22],[272,23,272,36],[273,23,273,36],[268,23,268,36],[269,23,269,36],[270,23,270,36],[271,23,271,36],[265,23,265,36],[266,2,271,2],[266,3,267,3],[266,23,266,36],[267,23,267,36],[268,3,271,3],[260,3,265,3],[260,23,260,36],[261,23,261,36],[266,4,267,5],[268,4,269,5],[270,4,271,5],[272,4,273,5],[260,6,261,15],[262,4,263,5],[262,6,263,15],[262,16,263,22],[272,16,273,22],[264,6,265,15],[262,23,262,36],[264,23,264,36],[256,23,256,36],[257,23,257,36],[258,23,258,36],[259,23,259,36],[252,23,252,36],[253,23,253,36],[254,3,259,3],[254,23,254,36],[255,23,255,36],[254,4,255,5],[256,4,257,5],[258,4,259,5],[260,16,261,22],[264,16,265,22],[260,4,261,5],[264,4,265,5],[245,1,273,1],[246,2,265,2],[246,3,253,3],[246,16,247,22],[248,16,249,22],[252,16,253,22],[254,16,255,22],[256,16,257,22],[258,16,259,22],[246,6,247,15],[248,6,249,15],[252,6,253,15],[254,6,255,15],[256,6,257,15],[258,6,259,15],[246,4,247,5],[248,4,249,5],[252,4,253,5],[272,2,273,2],[272,3,273,3],[230,1,244,1],[231,2,244,2],[231,3,234,3],[235,3,238,3],[231,4,232,5],[233,4,234,5],[235,4,236,5],[237,4,238,5],[239,16,240,22],[241,16,242,22],[243,16,244,22],[239,6,240,15],[241,6,242,15],[243,6,244,15],[239,4,240,5],[241,4,242,5],[243,4,244,5],[239,3,244,3],[231,6,232,15],[233,6,234,15],[235,6,236,15],[237,6,238,15],[231,16,232,22],[233,16,234,22],[235,16,236,22],[237,16,238,22],[214,3,221,3],[214,23,214,36],[215,23,215,36],[214,4,215,5],[216,4,217,5],[218,4,219,5],[220,4,221,5],[222,4,223,5],[223,23,223,36],[228,23,228,36],[229,23,229,36],[220,23,220,36],[221,23,221,36],[222,3,223,3],[222,23,222,36],[228,4,229,5],[218,6,219,15],[220,6,221,15],[222,6,223,15],[228,6,229,15],[214,6,215,15],[216,6,217,15],[219,23,219,36],[220,16,221,22],[222,16,223,22],[228,16,229,22],[218,23,218,36],[179,1,229,1],[180,3,193,3],[180,6,181,15],[182,6,183,15],[184,16,185,22],[186,16,187,22],[192,16,193,22],[194,16,195,22],[196,16,197,22],[198,16,199,22],[196,23,196,36],[197,23,197,36],[198,23,198,36],[199,23,199,36],[192,23,192,36],[193,23,193,36],[194,3,203,3],[194,23,194,36],[195,23,195,36],[202,16,203,22],[205,23,205,36],[206,3,211,3],[206,23,206,36],[207,23,207,36],[202,23,202,36],[203,23,203,36],[204,3,205,3],[204,23,204,36],[204,16,205,22],[206,16,207,22],[210,16,211,22],[214,2,223,2],[163,6,164,15],[165,6,166,15],[167,6,168,15],[174,23,174,36],[177,23,177,36],[178,23,178,36],[171,23,171,36],[172,23,172,36],[173,3,178,3],[173,23,173,36],[167,23,167,36],[168,23,168,36],[169,23,169,36],[170,23,170,36],[169,6,170,15],[171,6,172,15],[173,6,174,15],[177,6,178,15],[163,16,164,22],[165,16,166,22],[167,16,168,22],[169,16,170,22],[171,16,172,22],[173,16,174,22],[177,16,178,22],[175,6,176,15],[175,16,176,22],[175,23,175,36],[144,23,144,36],[145,23,145,36],[146,23,146,36],[143,2,178,2],[143,3,156,3],[143,23,143,36],[137,23,137,36],[138,23,138,36],[141,23,141,36],[142,23,142,36],[143,16,144,22],[145,16,146,22],[147,16,148,22],[149,16,150,22],[151,16,152,22],[155,16,156,22],[151,23,151,36],[152,23,152,36],[155,23,155,36],[156,23,156,36],[147,23,147,36],[148,23,148,36],[149,23,149,36],[150,23,150,36],[163,23,163,36],[164,23,164,36],[165,23,165,36],[157,3,172,3],[159,23,159,36],[157,16,158,22],[159,16,160,22],[161,16,162,22],[131,2,142,2],[131,3,132,3],[133,3,138,3],[133,23,133,36],[134,23,134,36],[129,23,129,36],[130,23,130,36],[125,16,126,22],[127,16,128,22],[129,16,130,22],[126,23,126,36],[127,23,127,36],[128,23,128,36],[123,23,123,36],[124,23,124,36],[125,23,125,36],[113,3,124,3],[113,23,113,36],[141,4,142,5],[139,3,142,3],[139,4,140,5],[139,6,140,15],[139,16,140,22],[139,23,139,36],[140,23,140,36],[119,23,119,36],[120,23,120,36],[121,23,121,36],[122,23,122,36],[116,23,116,36],[113,4,114,5],[115,4,116,5],[125,4,126,5],[127,4,128,5],[91,16,92,22],[93,16,94,22],[89,6,90,15],[131,16,132,22],[131,23,131,36],[132,23,132,36],[87,4,88,5],[87,16,88,22],[129,4,130,5],[81,6,83,15],[81,1,83,3],[71,16,71,25],[72,16,72,25],[73,16,73,25],[74,16,74,25],[75,16,75,25],[76,16,76,25],[131,4,132,5],[84,1,178,1],[85,2,130,2],[85,6,86,15],[87,6,88,15],[85,16,86,22],[103,23,103,36],[133,4,134,5],[137,4,138,5],[117,4,118,5],[119,4,120,5],[121,4,122,5],[123,4,124,5],[3,1,3,9],[3,10,3,21],[4,1,4,21],[33,29,33,36],[34,29,34,36],[27,29,29,36],[30,29,32,36],[35,29,37,36],[38,29,40,36],[41,29,43,36],[12,29,14,36],[15,29,17,36],[18,29,20,36],[9,29,11,36],[8,29,8,36],[10,3,11,28],[13,3,14,28],[16,3,17,28],[19,3,20,28],[8,1,8,28],[42,3,43,28],[30,1,43,1],[21,29,23,36],[24,29,26,36],[9,1,29,1],[22,3,23,28],[25,3,26,28],[28,3,29,28],[31,3,32,28],[36,3,37,28],[39,3,40,28],[85,45,86,75],[87,45,88,75],[89,45,90,75],[91,45,92,75],[93,45,94,75],[101,45,102,75],[103,45,104,75],[105,45,106,75]],"merged_total":1777,"flags":["merged_cut"]}
[]
[]
[]
[null,"4．診断報告書",null,null,null,null,null,null,null,null,"41．工場・事業場の現状",null,null,null,null,null,null,null,null,null,null,null,null,null,null,null,null,null,null,null,null,null,null,null,null,null,null,null,null,null,"記入例及び注記",null,null,null,null,null,null,null,"セル色凡例",null,null,null,null,null,"直接入力",null,null,null,null,"選択",null,null,null,"自動計算",null,null,null,null,null,null,null,null,null,null,null,null,null,null,null,null,null,null,null,"セル色の表示／非表示"]
[null,"413．対策実施状況",null,null,null,null,null,null,null,null,null,null,null,null,null,null,null,null,null,null,null,null,null,null,null,null,null,null,null,null,null,null,null,null,null,null,null,null,null,null,"（セルのメモやテキストボックスによる注記は移動できます）",null,null,null,null,null,null,null,null,null,null,null,null,null,null,null,null,null,null,null,null,null,null,null,null,null,null,null,null,null,null,null,null,null,null,null,null,null,null,null,null,null,null,false]
[]
[null,"１．エネルギー管理状況",null,null,null,null,null,null,null,null,null,null,null,null,null,null,null,null,null,null,null,null,null,null,null,null,null,null,null,null,null,null,null,null,null,null,null,null,null,null,"１．エネルギー管理状況"]
[null,null,null,null,null,null,null,null,null,null,null,null,null,null,null,null,null,null,null,null,null,null,null,null,null,null,null,null,null,null,null,null,null,null,null,null,null,null,null,null,null,null,null,null,null,null,null,null,null,null,null,null,null,null,null,null,null,null,null,null,null,null,null,null,null,null,null,null,null,null,null,null,null,null,null,null,null,null,null,null,null,null,null,"1.実施している"]
[null,"項目",null,null,null,null,null,null,null,null,null,null,null,null,null,null,null,null,null,null,null,null,null,null,null,null,null,null,null,"実施状況",null,null,null,null,null,null,null,null,null,null,"項目",null,null,null,null,null,null,null,null,null,null,null,null,null,null,null,null,null,null,null,null,null,null,null,null,null,null,null,"実施状況",null,null,null,null,null,null,null,null,null,null,null,null,null,null,"2.部分的に実施している"]
[null,"エネルギー管理体制",1,"推進体制の整備",null,null,null,null,null,null,null,null,null,null,null,null,null,null,null,null,null,null,null,null,null,null,null,null,null,null,null,null,null,null,null,null,null,null,null,null,"エネルギー管理体制",1,"推進体制の整備",null,null,null,null,null,null,null,null,null,null,null,null,null,null,null,null,null,null,null,null,null,null,null,null,null,"1.実施している",null,null,null,null,null,null,null,null,null,null,null,null,null,null,"3.実施していない"]
[null,null,null,"関連部門が参加するCO2排出削減に向けての推進体制がある。",null,null,null,null,null,null,null,null,null,null,null,null,null,null,null,null,null,null,null,null,null,null,null,null,null,null,null,null,null,null,null,null,null,null,null,null,null,null,"関連部門が参加するCO2排出削減に向けての推進体制がある。"]
[]
[null,null,2,"検討会の開催",null,null,null,null,null,null,null,null,null,null,null,null,null,null,null,null,null,null,null,null,null,null,null,null,null,null,null,null,null,null,null,null,null,null,null,null,null,2,"検討会の開催",null,null,null,null,null,null,null,null,null,null,null,null,null,null,null,null,null,null,null,null,null,null,null,null,null,"2.部分的に実施している"]
[null,null,null,"関連部門が参加するエネルギー使用状況及びCO2排出量推移等の検討会を実施している。",null,null,null,null,null,null,null,null,null,null,null,null,null,null,null,null,null,null,null,null,null,null,null,null,null,null,null,null,null,null,null,null,null,null,null,null,null,null,"関連部門が参加するエネルギー使用状況及びCO2排出量推移等の検討会を実施している。"]
[]
[null,null,3,"CO2排出削減目標の設定",null,null,null,null,null,null,null,null,null,null,null,null,null,null,null,null,null,null,null,null,null,null,null,null,null,null,null,null,null,null,null,null,null,null,null,null,null,3,"CO2排出削減目標の設定",null,null,null,null,null,null,null,null,null,null,null,null,null,null,null,null,null,null,null,null,null,null,null,null,null,"3.実施していない"]
[null,null,null,"CO2排出削減目標が定められており、工場・事業場全体で改善活動を実施している。",null,null,null,null,null,null,null,null,null,null,null,null,null,null,null,null,null,null,null,null,null,null,null,null,null,null,null,null,null,null,null,null,null,null,null,null,null,null,"CO2排出削減目標が定められており、工場・事業場全体で改善活動を実施している。"]
[]
[null,null,4,"小集団活動の実施",null,null,null,null,null,null,null,null,null,null,null,null,null,null,null,null,null,null,null,null,null,null,null,null,null,null,null,null,null,null,null,null,null,null,null,null,null,4,"小集団活動の実施",null,null,null,null,null,null,null,null,null,null,null,null,null,null,null,null,null,null,null,null,null,null,null,null,null,"2.部分的に実施している"]
[null,null,null,"CO2削減に向けて、小集団活動等(例：QC活動)の改善活動を実施している。",null,null,null,null,null,null,null,null,null,null,null,null,null,null,null,null,null,null,null,null,null,null,null,null,null,null,null,null,null,null,null,null,null,null,null,null,null,null,"CO2削減に向けて、小集団活動等(例：QC活動)の改善活動を実施している。"]
[]
[null,null,5,"評価・表彰制度の制定",null,null,null,null,null,null,null,null,null,null,null,null,null,null,null,null,null,null,null,null,null,null,null,null,null,null,null,null,null,null,null,null,null,null,null,null,null,5,"評価・表彰制度の制定",null,null,null,null,null,null,null,null,null,null,null,null,null,null,null,null,null,null,null,null,null,null,null,null,null,"3.実施していない"]
[null,null,null,"CO2削減に関して、改善提案制度等の従業者に対する評価・表彰制度がある。",null,null,null,null,null,null,null,null,null,null,null,null,null,null,null,null,null,null,null,null,null,null,null,null,null,null,null,null,null,null,null,null,null,null,null,null,null,null,"CO2削減に関して、改善提案制度等の従業者に対する評価・表彰制度がある。"]
[]
[null,null,6,"経営層の関与",null,null,null,null,null,null,null,null,null,null,null,null,null,null,null,null,null,null,null,null,null,null,null,null,null,null,null,null,null,null,null,null,null,null,null,null,null,6,"経営層の関与",null,null,null,null,null,null,null,null,null,null,null,null,null,null,null,null,null,null,null,null,null,null,null,null,null,"1.実施している"]
[null,null,null,"トップのCO2削減に向けての強い意識、指導がある。",null,null,null,null,null,null,null,null,null,null,null,null,null,null,null,null,null,null,null,null,null,null,null,null,null,null,null,null,null,null,null,null,null,null,null,null,null,null,"トップのCO2削減に向けての強い意識、指導がある。"]
[]
[null,null,7,"教育の実施",null,null,null,null,null,null,null,null,null,null,null,null,null,null,null,null,null,null,null,null,null,null,null,null,null,null,null,null,null,null,null,null,null,null,null,null,null,7,"教育の実施",null,null,null,null,null,null,null,null,null,null,null,null,null,null,null,null,null,null,null,null,null,null,null,null,null,"3.実施していない"]
[null,null,null,"CO2削減に関する研修会等への参加やOJTでの教育等を実施している。",null,null,null,null,null,null,null,null,null,null,null,null,null,null,null,null,null,null,null,null,null,null,null,null,null,null,null,null,null,null,null,null,null,null,null,null,null,null,"CO2削減に関する研修会等への参加やOJTでの教育等を実施している。"]
[]
[null,"エネルギー把握(見える化)",8,"エネルギー使用の把握",null,null,null,null,null,null,null,null,null,null,null,null,null,null,null,null,null,null,null,null,null,null,null,null,null,null,null,null,null,null,null,null,null,null,null,null,"エネルギー把握(見える化)",8,"エネルギー使用の把握",null,null,null,null,null,null,null,null,null,null,null,null,null,null,null,null,null,null,null,null,null,null,null,null,null,"2.部分的に実施している"]
[null,null,null,"エネルギー種類別に、使用量を定量的に把握している。",null,null,null,null,null,null,null,null,null,null,null,null,null,null,null,null,null,null,null,null,null,null,null,null,null,null,null,null,null,null,null,null,null,null,null,null,null,null,"エネルギー種類別に、使用量を定量的に把握している。"]
[null,null,null,null,null,null,null,null,null,null,null,null,null,null,null,null,null,null,null,null,null,null,null,null,null,null,null,null,null,null,null,null,null,null,null,null,null,null,null,null,null,null,null,null,null,null,null,null,null,null,null,null,null,null,null,null,null,null,null,null,null,null,null,null,null,null,null,null,null,null,null,null,null,null,null,null,null,null,null,null,null,null,null,"---","---"]
[null,null,null,"8-1",null,"把握の頻度　",null,null,null,null,null,null,null,null,null,null,null,null,null,null,null,null,null,null,null,null,null,null,null,null,null,null,null,null,null,null,null,null,null,null,null,null,"8-1",null,"把握の頻度　",null,null,null,null,null,null,null,null,null,null,null,null,null,null,null,null,null,null,null,null,null,null,null,"c.月ごと",null,null,null,null,null,null,null,null,null,null,null,null,null,null,"a.年度ごと","a.工場・事業場全体"]
[null,null,null,"8-2",null,"把握の最小範囲\n",null,null,null,null,null,null,null,null,null,null,null,null,null,null,null,null,null,null,null,null,null,null,null,null,null,null,null,null,null,null,null,null,null,null,null,null,"8-2",null,"把握の最小範囲\n",null,null,null,null,null,null,null,null,null,null,null,null,null,null,null,null,null,null,null,null,null,null,null,"a.工場・事業場全体",null,null,null,null,null,null,null,null,null,null,null,null,null,null,"b.数か月ごと","b.建屋ごと"]
[null,null,9,"データの収集と分析",null,null,null,null,null,null,null,null,null,null,null,null,null,null,null,null,null,null,null,null,null,null,null,null,null,null,null,null,null,null,null,null,null,null,null,null,null,9,"データの収集と分析",null,null,null,null,null,null,null,null,null,null,null,null,null,null,null,null,null,null,null,null,null,null,null,null,null,"3.実施していない",null,null,null,null,null,null,null,null,null,null,null,null,null,null,"c.月ごと","c.ライン又は工程ごと"]
[null,null,null,"エネルギー使用データは、関連する設備の操業条件、気象条件、稼働率等のデータと併せて使用実績の分析を行っている。",null,null,null,null,null,null,null,null,null,null,null,null,null,null,null,null,null,null,null,null,null,null,null,null,null,null,null,null,null,null,null,null,null,null,null,null,null,null,"エネルギー使用データは、関連する設備の操業条件、気象条件、稼働率等のデータと併せて使用実績の分析を行っている。",null,null,null,null,null,null,null,null,null,null,null,null,null,null,null,null,null,null,null,null,null,null,null,null,null,null,null,null,null,null,null,null,null,null,null,null,null,null,null,null,"d.日ごと　　","d.設備ごと"]
[null,null,null,null,null,null,null,null,null,null,null,null,null,null,null,null,null,null,null,null,null,null,null,null,null,null,null,null,null,null,null,null,null,null,null,null,null,null,null,null,null,null,null,null,null,null,null,null,null,null,null,null,null,null,null,null,null,null,null,null,null,null,null,null,null,null,null,null,null,null,null,null,null,null,null,null,null,null,null,null,null,null,null,"e.時間ごと又はそれ以上"]
[null,null,10,"データの見える化と共有化",null,null,null,null,null,null,null,null,null,null,null,null,null,null,null,null,null,null,null,null,null,null,null,null,null,null,null,null,null,null,null,null,null,null,null,null,null,10,"データの見える化と共有化",null,null,null,null,null,null,null,null,null,null,null,null,null,null,null,null,null,null,null,null,null,null,null,null,null,"2.部分的に実施している"]
[null,null,null,"データの見える化を進め、関係者間でのエネルギー使用状況の共有化を行っている。",null,null,null,null,null,null,null,null,null,null,null,null,null,null,null,null,null,null,null,null,null,null,null,null,null,null,null,null,null,null,null,null,null,null,null,null,null,null,"データの見える化を進め、関係者間でのエネルギー使用状況の共有化を行っている。"]
[]
[null,null,11,"CO2排出量の管理",null,null,null,null,null,null,null,null,null,null,null,null,null,null,null,null,null,null,null,null,null,null,null,null,null,null,null,null,null,null,null,null,null,null,null,null,null,11,"CO2排出量の管理",null,null,null,null,null,null,null,null,null,null,null,null,null,null,null,null,null,null,null,null,null,null,null,null,null,"2.部分的に実施している"]
[null,null,null,"エネルギー使用量やCO2排出量を算出し、目標に対する達成状況の評価を行っている。",null,null,null,null,null,null,null,null,null,null,null,null,null,null,null,null,null,null,null,null,null,null,null,null,null,null,null,null,null,null,null,null,null,null,null,null,null,null,"エネルギー使用量やCO2排出量を算出し、目標に対する達成状況の評価を行っている。"]
[]
[]
[]
[null,"２．認証等取得状況",null,null,null,null,null,null,null,null,null,null,null,null,null,null,null,null,null,null,null,null,null,null,null,null,null,null,null,null,null,null,null,null,null,null,null,null,null,null,"２．認証等取得状況"]
[]
[null,"認証等の名称",null,null,null,null,null,null,null,null,null,null,null,null,null,null,"取得状況",null,null,null,null,"取得年・取得予定年（西暦）",null,null,null,null,null,null,null,"備考",null,null,null,null,null,null,null,null,null,null,"認証等の名称",null,null,null,null,null,null,null,null,null,null,null,null,null,null,"取得状況",null,null,null,null,"取得年・取得予定年（西暦）",null,null,null,null,null,null,null,"備考"]
[null,"エコアクション２１",null,null,null,null,null,null,null,null,null,null,null,null,null,null,null,null,null,null,null,{"$f":"IF(Q50=\"\",\"\",IF(Q50=\"取得済み\",\"取得年\",IF(Q50=\"取得予定\",\"取得予定年\",\"---\")))","v":""},null,null,null,null,null,null,"年",null,null,null,null,null,null,null,null,null,null,null,"エコアクション２１",null,null,null,null,null,null,null,null,null,null,null,null,null,null,"取得済み",null,null,null,null,"取得年",null,null,null,2020,null,null,"年",null,null,null,null,null,null,null,null,null,null,null,null,null,null,null,"取得済み"]
[null,"ISO14001",null,null,null,null,null,null,null,null,null,null,null,null,null,null,null,null,null,null,null,{"$f":"IF(Q51=\"\",\"\",IF(Q51=\"取得済み\",\"取得年\",IF(Q51=\"取得予定\",\"取得予定年\",\"---\")))","v":""},null,null,null,null,null,null,"年",null,null,null,null,null,null,null,null,null,null,null,"ISO14001",null,null,null,null,null,null,null,null,null,null,null,null,null,null,"取得予定なし",null,null,null,null,"---",null,null,null,null,null,null,"年",null,null,null,null,null,null,null,null,null,null,null,null,null,null,null,"取得予定"]
[null,"SBT／中小企業SBT",null,null,null,null,null,null,null,null,null,null,null,null,null,null,null,null,null,null,null,"",null,null,null,null,null,null,"年",null,null,null,null,null,null,null,null,null,null,null,"SBT／中小企業SBT",null,null,null,null,null,null,null,null,null,null,null,null,null,null,"検討中",null,null,null,null,"---",null,null,null,null,null,null,"年",null,null,null,null,null,null,null,null,null,null,null,null,null,null,null,"検討中"]
[null,"TCFD（気候関連財務情報開示タスクフォース）",null,null,null,null,null,null,null,null,null,null,null,null,null,null,null,null,null,null,null,"",null,null,null,null,null,null,"年",null,null,null,null,null,null,null,null,null,null,null,"TCFD（気候関連財務情報開示タスクフォース）",null,null,null,null,null,null,null,null,null,null,null,null,null,null,"取得予定なし",null,null,null,null,"---",null,null,null,null,null,null,"年",null,null,null,null,null,null,null,null,null,null,null,null,null,null,null,"取得予定なし"]
[null,"RE Action",null,null,null,null,null,null,null,null,null,null,null,null,null,null,null,null,null,null,null,"",null,null,null,null,null,null,"年",null,null,null,null,null,null,null,null,null,null,null,"RE Action",null,null,null,null,null,null,null,null,null,null,null,null,null,null,"取得予定なし",null,null,null,null,"---",null,null,null,null,null,null,"年"]
[null,"RE100",null,null,null,null,null,null,null,null,null,null,null,null,null,null,null,null,null,null,null,"",null,null,null,null,null,null,"年",null,null,null,null,null,null,null,null,null,null,null,"RE100",null,null,null,null,null,null,null,null,null,null,null,null,null,null,"取得予定",null,null,null,null,"取得予定年",null,null,null,2022,null,null,"年"]
[null,"エコファースト",null,null,null,null,null,null,null,null,null,null,null,null,null,null,null,null,null,null,null,"",null,null,null,null,null,null,"年",null,null,null,null,null,null,null,null,null,null,null,"エコファースト",null,null,null,null,null,null,null,null,null,null,null,null,null,null,"検討中",null,null,null,null,"---",null,null,null,null,null,null,"年"]
[null,null,null,null,null,null,null,null,null,null,null,null,null,null,null,null,null,null,null,null,null,{"$f":"IF(Q57=\"\",\"\",IF(Q57=\"取得済み\",\"取得年\",IF(Q57=\"取得予定\",\"取得予定年\",\"---\")))","v":""},null,null,null,null,null,null,"年",null,null,null,null,null,null,null,null,null,null,null,null,null,null,null,null,null,null,null,null,null,null,null,null,null,null,null,null,null,null,null,null,null,null,null,null,null,null,"年"]
[null,null,null,null,null,null,null,null,null,null,null,null,null,null,null,null,null,null,null,null,null,"",null,null,null,null,null,null,"年",null,null,null,null,null,null,null,null,null,null,null,null,null,null,null,null,null,null,null,null,null,null,null,null,null,null,null,null,null,null,null,null,null,null,null,null,null,null,"年"]
[]
[]
[null,"３．CO2排出削減対策の実施状況と対策の提案予定",null,null,null,null,null,null,null,null,null,null,null,null,null,null,null,null,null,null,null,null,null,null,null,null,null,null,null,null,null,null,null,null,null,null,null,null,null,null,"３．CO2排出削減対策の実施状況と対策の提案予定"]
[]
[null,null,null,null,null,null,null,null,null,null,null,null,null,null,null,null,null,null,null,null,null,null,null,null,null,null,null,null,null,null,null,null,null,null,null,null,null,null,null,null,"■","システム及び設備の大区分"]
[null,"■","システム及び設備の大区分",null,null,null,null,null,null,null,null,null,null,null,null,null,null,null,null,null,null,null,null,null,null,null,null,null,null,null,null,null,null,null,null,null,null,null,null,null,null,"システム",null,null,null,null,null,null,null,null,null,null,null,"設備・機器"]
[null,null,"システム",null,null,null,null,null,null,null,null,null,null,null,"設備・機器",null,null,null,null,null,null,null,null,null,null,null,null,null,null,null,null,null,null,null,null,null,null,null,null,null,null,null,null,"空調システム",null,null,null,null,null,null,null,null,null,null,null,"照明設備",null,null,null,null,null,null,null,null,null,null,null,null,null,null,null,null,null,null,null,null,null,null,null,null,null,null,null,"システム","設備・機器"]
[null,null,null,null,"空調システム",null,null,null,null,null,null,null,null,null,null,null,"照明設備",null,null,null,null,null,null,null,null,null,null,null,null,null,null,null,null,null,null,null,null,null,null,null,null,null,null,"蒸気システム",null,null,null,null,null,null,null,null,null,null,null,"受変電・配電設備",null,null,null,null,null,null,null,null,null,null,null,null,null,null,null,null,null,null,null,null,null,null,null,null,null,null,null,false,false]
[null,null,null,null,"蒸気システム",null,null,null,null,null,null,null,null,null,null,null,"受変電・配電設備",null,null,null,null,null,null,null,null,null,null,null,null,null,null,null,null,null,null,null,null,null,null,null,null,null,null,"冷却水システム",null,null,null,null,null,null,null,null,null,null,null,"OA機器",null,null,null,null,null,null,null,null,null,null,null,null,null,null,null,null,null,null,null,null,null,null,null,null,null,null,null,false,false]
[null,null,null,null,"冷却水システム",null,null,null,null,null,null,null,null,null,null,null,"OA機器",null,null,null,null,null,null,null,null,null,null,null,null,null,null,null,null,null,null,null,null,null,null,null,null,null,null,"圧空システム",null,null,null,null,null,null,null,null,null,null,null,"電動機・ポンプ・ファン",null,null,null,null,null,null,null,null,null,null,null,null,null,null,null,null,null,null,null,null,null,null,null,null,null,null,null,false,false]
[null,null,null,null,"圧空システム",null,null,null,null,null,null,null,null,null,null,null,"電動機・ポンプ・ファン",null,null,null,null,null,null,null,null,null,null,null,null,null,null,null,null,null,null,null,null,null,null,null,null,null,null,null,null,null,null,null,null,null,null,null,null,null,null,"工業炉",null,null,null,null,null,null,null,null,null,null,null,null,null,null,null,null,null,null,null,null,null,null,null,null,null,null,null,false,false]
[null,null,null,null,null,null,null,null,null,null,null,null,null,null,null,null,"工業炉",null,null,null,null,null,null,null,null,null,null,null,null,null,null,null,null,null,null,null,null,null,null,null,null,null,null,null,null,null,null,null,null,null,null,null,null,null,null,null,null,null,null,null,null,null,null,null,null,null,null,null,null,null,null,null,null,null,null,null,null,null,null,null,null,null,null,null,false]
[null,null,"その他",null,null,null,null,null,null,null,null,null,null,null,null,null,"冷凍・冷蔵設備",null,null,null,null,null,null,null,null,null,null,null,null,null,null,null,null,null,null,null,null,null,null,null,"■","システム及び設備・機器別の対策実施状況と提案予定",null,null,null,null,null,null,null,null,null,null,null,null,null,null,null,null,null,null,null,null,null,null,null,null,null,null,null,null,null,null,null,null,null,null,null,null,null,null,null,null,null,null,false]
[null,null,null,null,"その他のシステム、設備機器",null,null,null,null,null,null,null,null,null,null,null,"排水処理設備",null,null,null,null,null,null,null,null,null,null,null,null,null,null,null,null,null,null,null,null,null,null,null,null,null,null,null,null,null,null,null,null,null,null,null,null,null,null,null,null,null,null,null,null,null,null,null,null,null,null,null,null,null,null,null,null,null,null,null,null,null,null,null,null,null,null,null,false]
[null,null,null,null,null,null,null,null,null,null,null,null,null,null,null,null,"昇降設備",null,null,null,null,null,null,null,null,null,null,null,null,null,null,null,null,null,null,null,null,null,null,null,"分類",null,null,"対策\nメニュー番号",null,"対策メニュー名",null,null,null,null,null,null,null,null,null,"実施・導入状況",null,null,null,null,null,null,"提案予定",null,null,null,null,null,null,null,null,null,null,null,null,null,null,null,null,null,null,null,null,null,false]
[null,null,null,null,null,null,null,null,null,null,null,null,null,null,null,null,"給湯・温水利用設備",null,null,null,null,null,null,null,null,null,null,null,null,null,null,null,null,null,null,null,null,null,null,null,null,null,null,null,null,null,null,null,null,null,null,null,null,null,null,null,null,null,null,null,null,null,"提案予定・提案検討／提案予定なし",null,null,null,null,null,null,null,null,null,null,null,null,null,null,null,null,null,null,null,null,null,false]
[null,null,null,null,null,null,null,null,null,null,null,null,null,null,null,null,"発電設備",null,null,null,null,null,null,null,null,null,null,null,null,null,null,null,null,null,null,null,null,null,null,null,null,null,null,null,null,null,null,null,null,null,null,null,null,null,null,null,null,null,null,null,null,null,"提案予定なしとした理由（最も当てはまるもの）",null,null,null,null,null,null,null,null,null,null,null,null,null,null,null,null,null,null,null,null,null,false]
[null,null,null,null,null,null,null,null,null,null,null,null,null,null,null,null,"水利用設備",null,null,null,null,null,null,null,null,null,null,null,null,null,null,null,null,null,null,null,null,null,null,null,"空調システム",null,null,null,null,null,null,null,null,null,null,null,null,null,null,null,null,null,null,null,null,null,null,null,null,null,null,null,null,null,null,null,null,null,null,null,null,null,null,null,null,null,null,null,false]
[null,null,null,null,null,null,null,null,null,null,null,null,null,null,null,null,"エネルギー管理設備",null,null,null,null,null,null,null,null,null,null,null,null,null,null,null,null,null,null,null,null,null,null,null,null,"発生","運用改善",11111,null,"空調熱源機の不要時停止",null,null,null,null,null,null,null,null,null,"3.実施・導入して\n  いない",null,null,null,null,null,null,"提案予定なし",null,null,null,null,null,null,null,null,null,null,null,null,null,null,null,null,null,null,null,null,null,false]
[null,null,null,null,null,null,null,null,null,null,null,null,null,null,null,null,null,null,null,null,null,null,null,null,null,null,null,null,null,null,null,null,null,null,null,null,null,null,null,null,null,null,null,null,null,null,null,null,null,null,null,null,null,null,null,null,null,null,null,null,null,null,"1.工場・事業場の現況から提案不要と判断したため",null,null,null,null,null,null,null,null,null,null,null,null,null,null,null,null,null,null,null,null,null,false]
[]
[]
[null,"■","システム及び設備・機器別の対策実施状況と提案予定"]
[null,"分類",null,null,"対策\nメニュー番号",null,"対策メニュー名",null,null,null,null,null,null,null,null,null,"実施・導入状況",null,null,null,null,null,null,"提案予定",null,null,null,null,null,null,null,null,null,null,null,null,null,null,null,null,"分類",null,null,"対策\nメニュー番号",null,"対策メニューの説明"]
[null,null,null,null,null,null,null,null,null,null,null,null,null,null,null,null,null,null,null,null,null,null,null,"提案予定・提案検討／提案予定なし"]
[null,null,null,null,null,null,null,null,null,null,null,null,null,null,null,null,null,null,null,null,null,null,null,"提案予定なしとした理由（最も当てはまるもの）"]
[null,"空調システム",null,null,null,null,null,null,null,null,null,null,null,null,null,null,null,null,null,null,null,null,null,null,null,null,null,null,null,null,null,null,null,null,null,null,null,"戻る",null,null,"空調システム"]
[null,null,"発生","運用改善",11111,null,"熱源機(ボイラーを除く)の不要時停止",null,null,null,null,null,null,null,null,null,null,null,null,null,null,null,null,null,null,null,null,null,null,null,null,null,null,null,null,null,null,null,null,null,null,"発生","運用改善",11111,null,"運転停止が可能な時間帯に、チラー、吸収式冷凍機、冷却塔等の熱源機を停止することにより、運転時間を短縮し、エネルギー効率改善とCO2削減を図る。"]
[]
[null,null,null,null,11112,null,"吸収式冷温水機の燃焼空気比低減",null,null,null,null,null,null,null,null,null,null,null,null,null,null,null,null,null,null,null,null,null,null,null,null,null,null,null,null,null,null,null,null,null,null,null,null,11112,null,"ガス吸収式冷温水機等に燃焼用空気を必要以上に供給すると、排ガス量が増えエネルギー損失が増大する。空気比を適正値に下げることでCO2削減を図る。"]
[]
[null,null,null,null,11113,null,"冷却水設定温度・流量の適正化",null,null,null,null,null,null,null,null,null,null,null,null,null,null,null,null,null,null,null,null,null,null,null,null,null,null,null,null,null,null,null,null,null,null,null,null,11113,null,"冷却水入口温度を下げると、チラーの効率が向上する。冷却水設定温度を、冷房負荷に合わせてきめ細かく調整し、チラーの機器効率を向上させる。あるいは、冷却水量を冷房負荷に合わせて減量し、ポンプ動力を削減する。これによりCO2削減を図る。"]
[]
[null,null,null,null,11114,null,"冷水・温水出口温度の調整",null,null,null,null,null,null,null,null,null,null,null,null,null,null,null,null,null,null,null,null,null,null,null,null,null,null,null,null,null,null,null,null,null,null,null,null,11114,null,"ヒートポンプチラーは、冷水出口温度の上昇・温水出口温度の低下により性能が向上 する。冷房負荷が減る中間期・冬期に負荷に合わせて冷水出口温度を上げたり、暖房負荷が減る中間期に需要に合わせて温水出口温度を下げたりすることで、圧縮機の電力消費を低減し、CO2削減に繋げる。"]
[]
[null,null,null,null,11115,null,"蓄熱システム運転スケジュールの調整",null,null,null,null,null,null,null,null,null,null,null,null,null,null,null,null,null,null,null,null,null,null,null,null,null,null,null,null,null,null,null,null,null,null,null,null,11115,null,"夜間電力を活用して冷水、氷、温水の形で蓄えた熱エネルギーを日中の空調に利用することで、昼間の空調電力をできるだけ低減するように運転スケジュールを調整する。"]
[null,null,null,null,null,null,null,null,null,null,null,null,null,null,null,null,null,null,null,null,null,null,null,null,null,null,null,null,null,null,null,null,null,null,null,null,null,null,null,null,null,null,null,"冷水・温水出口温度の調整 ()"]
[null,null,null,null,11116,null,"密閉式冷却塔熱交換器のスケール除去",null,null,null,null,null,null,null,null,null,null,null,null,null,null,null,null,null,null,null,null,null,null,null,null,null,null,null,null,null,null,null,null,null,null,null,null,11116,null,"密閉式冷却塔などは、運転時間の経過とともに熱交換器銅管の外面や内面にスケールが付着して冷却能力を大幅に低下させる。定期的に熱交換器のスケール除去を行って、熱交換効率の改善と、それに伴う冷却塔ファンや冷却水ポンプの電力消費を低減し、CO2削減に繋げる。"]
[]
[null,null,null,null,11117,null,"冷却塔充てん材の清掃",null,null,null,null,null,null,null,null,null,null,null,null,null,null,null,null,null,null,null,null,null,null,null,null,null,null,null,null,null,null,null,null,null,null,null,null,11117,null,"冷却塔充てん材にスケールやスライムが堆積すると、熱交換効率が低下し、それに伴い電力使用量が増加する。定期的（概ね１回/3カ月）に目視でスケールやスライム等の付着状況を確認し、これらが堆積している場合は、清掃・除去することにより、エネルギー効率改善とCO2削減に繋げる。"]
[]
[null,null,null,null,11118,null,"室外機フィンの清掃・洗浄",null,null,null,null,null,null,null,null,null,null,null,null,null,null,null,null,null,null,null,null,null,null,null,null,null,null,null,null,null,null,null,null,null,null,null,null,11118,null,"室外機のフィンを洗浄・清掃して、放熱効率を高めることにより、エネルギー効率改善とCO2削減を図る。"]
[]
[null,null,null,"部分更新・機能付加",11121,null,"室外機の放熱環境改善（遮熱、散水等）",null,null,null,null,null,null,null,null,null,null,null,null,null,null,null,null,null,null,null,null,null,null,null,null,null,null,null,null,null,null,null,null,null,null,null,"部分更新・機能付加",11121,null,"室外機の遮熱、室外機熱交換器フィンへの散水や、周囲のスペースが十分に確保できない室外機の設置方法の見直しによるショートサーキットの解消など、放熱環境を改善することにより、室外機の冷却能力を高め、エネルギー効率改善とCO2削減を図る。"]
[]
[null,null,null,null,11122,null,"フリークーリング制御機能の追加",null,null,null,null,null,null,null,null,null,null,null,null,null,null,null,null,null,null,null,null,null,null,null,null,null,null,null,null,null,null,null,null,null,null,null,null,11122,null,"外気温度の低い中間期や冬期などで一時的な冷房需要期に、冷凍機を運転せず外気を利用して冷水を製造することにより、熱源エネルギーの使用量やCO2の削減を図る。"]
[]
[null,null,null,null,11123,null,"熱交換器温度制御の導入",null,null,null,null,null,null,null,null,null,null,null,null,null,null,null,null,null,null,null,null,null,null,null,null,null,null,null,null,null,null,null,null,null,null,null,null,11123,null,"熱交換器出入口温度差が一定となるようにインバータ等で熱媒の流量を制御して、搬送動力を削減することにより、エネルギー効率改善とCO2削減を図る。"]
[]
[null,null,null,null,24022,null,"ポンプ・ファン等の回転数・流量・圧力調整（インバータ制御等）\n[冷却塔ファン]",null,null,null,null,null,null,null,null,null,null,null,null,null,null,null,null,null,null,null,null,null,null,null,null,null,null,null,null,null,null,null,null,null,null,null,null,24022,null,"ポンプのバルブを絞った流量調整、あるいはファン・ブロワーのダンパーを絞った風量調整を、インバータによるモーター回転数制御による流量・風量調整に変更することで、電力消費低減とCO2削減を図る。"]
[]
[null,null,null,null,11125,null,"冷水蓄熱槽の放熱ロス改善",null,null,null,null,null,null,null,null,null,null,null,null,null,null,null,null,null,null,null,null,null,null,null,null,null,null,null,null,null,null,null,null,null,null,null,null,11125,null,"夜間電力等を使用する冷水蓄熱槽に関し、その断熱を強化して蓄熱ロスを低減する。これにより、昼間の空調電力使用量を更に削減し、CO2削減に繋げる。"]
[]
[null,null,null,null,11126,null,"遠隔監視・管理サービスの導入",null,null,null,null,null,null,null,null,null,null,null,null,null,null,null,null,null,null,null,null,null,null,null,null,null,null,null,null,null,null,null,null,null,null,null,null,11126,null,"遠隔監視サービスにより、冷媒温度制御や圧縮機の容量制御などを自動制御することで、空調の電力消費を削減しCO2削減に繋げる。"]
[]
[null,null,null,"設備導入",11131,null,"高効率ターボ冷凍機の導入",null,null,null,null,null,null,null,null,null,null,null,null,null,null,null,null,null,null,null,null,null,null,null,null,null,null,null,null,null,null,null,null,null,null,null,"設備導入",11131,null,"定格運転時の成績係数（COP）が6程度以上である超省エネ型冷凍機を導入する。高効率インペラ、高効率伝熱管、高効率フロート弁、低損失・長寿命軸受、低損失増速ギア等の採用により、従来機種より20%以上の効率向上が可能であり、エネルギー効率改善とCO2削減を図れる。"]
[]
[null,null,null,null,11132,null,"熱回収ヒートポンプの導入",null,null,null,null,null,null,null,null,null,null,null,null,null,null,null,null,null,null,null,null,null,null,null,null,null,null,null,null,null,null,null,null,null,null,null,null,11132,null,"冬期や夏期に冷房需要と暖房需要が同時に発生するビル等に、高効率の熱回収ヒートポンプを導入して排熱を有効活用することにより、空調エネルギーの低減とCO2削減を図る。"]
[]
[null,null,null,null,11133,null,"デシカント空調システムの導入",null,null,null,null,null,null,null,null,null,null,null,null,null,null,null,null,null,null,null,null,null,null,null,null,null,null,null,null,null,null,null,null,null,null,null,null,11133,null,"デシカント空調システムは、空気中の湿分を乾燥剤により直接除去することで、従来方式の過冷却再生分のエネルギーが不要となる。乾燥剤の再生に排熱等を利用すると更に省エネとなる。このシステムの導入によりCO2削減を図る。"]
[]
[null,null,null,null,11134,null,"高効率ヒートポンプチラーの導入（老朽化更新を含む）",null,null,null,null,null,null,null,null,null,null,null,null,null,null,null,null,null,null,null,null,null,null,null,null,null,null,null,null,null,null,null,null,null,null,null,null,11134,null,"更新時期を迎え、効率が低下したヒートポンプチラーを高効率型に更新することで、空調エネルギーの低減とCO2削減を図る。"]
[]
[null,null,null,null,11135,null,"高効率パッケージエアコンの導入（老朽化更新を含む）",null,null,null,null,null,null,null,null,null,null,null,null,null,null,null,null,null,null,null,null,null,null,null,null,null,null,null,null,null,null,null,null,null,null,null,null,11135,null,"更新時期を迎え、効率が低下したパッケージ型空調機を高効率型に更新することで、空調エネルギーの低減とCO2削減を図る。"]
[]
[null,null,null,null,11136,null,"その他の高効率熱源機(ボイラーを除く)の導入(セントラル空調方式)",null,null,null,null,null,null,null,null,null,null,null,null,null,null,null,null,null,null,null,null,null,null,null,null,null,null,null,null,null,null,null,null,null,null,null,null,11136,null,"次のような高効率熱源機を導入し、CO2削減を図る。1)定格運転時のCOPが1.1程度以上の吸収式冷温水機または定格COPが1.2程度以上の吸収式冷凍機、2)廃熱投入型吸収式冷凍機(ジェネリンク)、3)ヒートポンプ用の圧縮機をガスエンジンで駆動する熱源機のうち、冷房定格運転時のCOPが1.1程度以上の機器、4)省エネ型冷却塔"]
[]
[null,null,null,"燃料低炭素化",11141,null,"再生可能エネルギー（地中熱、太陽熱等）利用空調設備の導入",null,null,null,null,null,null,null,null,null,null,null,null,null,null,null,null,null,null,null,null,null,null,null,null,null,null,null,null,null,null,null,null,null,null,null,"燃料低炭素化",11141,null,"地中熱を熱源とするヒートポンプや、太陽熱を熱源とする機器を用いて生産した温熱・冷熱を冷暖房に利用することにより、空調エネルギーやCO2排出量の削減を図る。"]
[]
[null,null,null,"電化",11151,null,"高効率ヒートポンプチラーの導入",null,null,null,null,null,null,null,null,null,null,null,null,null,null,null,null,null,null,null,null,null,null,null,null,null,null,null,null,null,null,null,null,null,null,null,"電化",11151,null,"老朽化したガス焚き冷温水発生機を高効率電気式ヒートポンプチラーへと更新し、CO2削減を図る。"]
[]
[null,null,null,null,11152,null,"高効率パッケージエアコンの導入",null,null,null,null,null,null,null,null,null,null,null,null,null,null,null,null,null,null,null,null,null,null,null,null,null,null,null,null,null,null,null,null,null,null,null,null,11152,null,"ガス焚き冷温水発生機を用いたセントラル空調方式やガスヒートポンプを用いた個別空調方式を、高効率電気式パッケージエアコンを用いる個別空調方式に更新し、CO2削減を図る。"]
[]
[null,null,"移送","運用改善",11211,null,"空調室内機のフィルター、コイル等の清掃",null,null,null,null,null,null,null,null,null,null,null,null,null,null,null,null,null,null,null,null,null,null,null,null,null,null,null,null,null,null,null,null,null,null,"移送","運用改善",11211,null,"空調機室内機のコイルやフィルターの汚れ・目詰まりにより、伝熱特性の悪化や風量の減少が生じ、熱交換器の性能が低下する。こまめな清掃等により性能低下を防ぐことで、空調エネルギーの低減とCO2削減を図る。"]
[]
[null,null,null,"部分更新・機能付加",11221,null,"移送配管等の漏れ防止、断熱補修",null,null,null,null,null,null,null,null,null,null,null,null,null,null,null,null,null,null,null,null,null,null,null,null,null,null,null,null,null,null,null,null,null,null,null,"部分更新・機能付加",11221,null,"点検・整備を定期的に実施して、冷媒循環用の配管等からの冷媒漏洩を防止するとともに、保温が不十分な個所の断熱を強化する。これにより、熱源機のエネルギー使用量やCO2の削減を図る。"]
[]
[null,null,null,null,24023,null,"省エネファンベルトの導入\n[空調機・換気ファン]",null,null,null,null,null,null,null,null,null,null,null,null,null,null,null,null,null,null,null,null,null,null,null,null,null,null,null,null,null,null,null,null,null,null,null,null,24023,null,"動力伝達損失を低減する省エネ型のファンベルトに交換することで、動力損失を削減し、エネルギー効率改善とCO2削減を図る。"]
[]
[null,null,null,null,11223,null,"可変風量（VAV）制御方式の導入",null,null,null,null,null,null,null,null,null,null,null,null,null,null,null,null,null,null,null,null,null,null,null,null,null,null,null,null,null,null,null,null,null,null,null,null,11223,null,"負荷に合わせてファンの風量を制御する可変風量制御方式を導入し、中間期や冬期などの軽負荷時には、負荷にあった風量に調整することで、搬送エネルギー使用量やCO2 排出量の低減を図る。"]
[]
[null,null,null,"設備導入",11231,null,"大温度差送風・送水システムの導入",null,null,null,null,null,null,null,null,null,null,null,null,null,null,null,null,null,null,null,null,null,null,null,null,null,null,null,null,null,null,null,null,null,null,null,"設備導入",11231,null,"大温度差送風・送水システムは、熱媒である水や空気の往環温度差を大きく取り、その分、水や空気の流量を減らして、ファンや循環ポンプの動力を低減するものである。このシステムの導入により、水や空気の搬送動力を削減し、CO2削減を図る。"]
[]
[null,null,null,null,24031,null,"適正容量の高効率ポンプ・ファン・ブロワーの導入\n[高効率ファン(プラグファン等)]",null,null,null,null,null,null,null,null,null,null,null,null,null,null,null,null,null,null,null,null,null,null,null,null,null,null,null,null,null,null,null,null,null,null,null,null,24031,null,"ポンプ・ファン・ブロワー等の運転状況を確認して、負荷に応じた適正な容量に見直すとともに、導入機器として高効率機器を選定することで、動力損失を減らし、電力消費低減とCO2削減を図る。"]
[]
[null,null,"消費","運用改善",11311,null,"空調・換気不要時の空調・換気停止、運転時間短縮",null,null,null,null,null,null,null,null,null,null,null,null,null,null,null,null,null,null,null,null,null,null,null,null,null,null,null,null,null,null,null,null,null,null,"消費","運用改善",11311,null,"使用されていない部屋などの空調停止、車の出入りが少ない時間帯の駐車場の換気停止、あるいは中間期の予冷・予熱運転時間の短縮など、必要性や季節に応じて、空調や換気の運転管理をこまめに行うことで、CO2削減を図る。"]
[]
[null,null,null,null,11312,null,"外気取り入れ量の縮小・停止",null,null,null,null,null,null,null,null,null,null,null,null,null,null,null,null,null,null,null,null,null,null,null,null,null,null,null,null,null,null,null,null,null,null,null,null,11312,null,"過剰な換気による外気の冷却または再加熱を防ぐため、CO2濃度やCO濃度が空気環境基準を超えない範囲で外気導入量を制限する。あるいは、就業前の予冷・予熱運転時の外気取り入れを停止し、ファン動力や熱源設備のエネルギー使用量を削減することにより、CO2削減を図る。"]
[]
[null,null,null,null,11313,null,"冷房時の再熱運転の停止",null,null,null,null,null,null,null,null,null,null,null,null,null,null,null,null,null,null,null,null,null,null,null,null,null,null,null,null,null,null,null,null,null,null,null,null,11313,null,"通年にわたって給気の冷却除湿や過冷却空気の再加熱運転を実施するのではなく、温度・湿度条件が厳しくない期間に停止することで、CO2削減を図る。"]
[]
[null,null,null,null,11314,null,"夜間等の冷気取入れ（ナイトパージ）",null,null,null,null,null,null,null,null,null,null,null,null,null,null,null,null,null,null,null,null,null,null,null,null,null,null,null,null,null,null,null,null,null,null,null,null,11314,null,"外気温度の低い夜間（空調時間外）に、ビルコンクリート躯体や居室に蓄熱された熱を夜の冷気で冷却することで、冷房立上げ時の冷房負荷を低減し、CO2削減を図る。"]
[]
[null,null,null,null,11315,null,"冷暖房ミキシングロスの防止",null,null,null,null,null,null,null,null,null,null,null,null,null,null,null,null,null,null,null,null,null,null,null,null,null,null,null,null,null,null,null,null,null,null,null,null,11315,null,"冬場もインテリア系統などで冷房運転を実施している場合、ペリメータ（窓際スペース）系統が暖房運転になっていると、冷風と温風の混合が発生して、その相殺により損失が発生する。インテリア等の設定温度や運転方法を見直し、混合損失を防ぐ。"]
[]
[null,null,null,null,11316,null,"冷暖房設定温度・湿度の緩和",null,null,null,null,null,null,null,null,null,null,null,null,null,null,null,null,null,null,null,null,null,null,null,null,null,null,null,null,null,null,null,null,null,null,null,null,11316,null,"夏期/冬期に室内温度が過剰に低く/高く設定されている場合、快適性を損なわない範囲内で冷暖房の室内温度・湿度を緩和することで、熱源設備のエネルギー使用量やCO2の削減を図る。"]
[]
[null,null,null,null,11317,null,"全熱交換器の有効利用",null,null,null,null,null,null,null,null,null,null,null,null,null,null,null,null,null,null,null,null,null,null,null,null,null,null,null,null,null,null,null,null,null,null,null,null,11317,null,"有効利用されていない全熱交換器を適正に使用することで、外気負荷を低減し、空調エネルギーの低減とCO2削減を図る。"]
[]
[null,null,null,"部分更新・機能付加",11321,null,"空調・換気のスケジュール運転・断続運転制御の導入",null,null,null,null,null,null,null,null,null,null,null,null,null,null,null,null,null,null,null,null,null,null,null,null,null,null,null,null,null,null,null,null,null,null,null,"部分更新・機能付加",11321,null,"利用状況に応じた部屋や駐車場等の空調、換気の発停など、スケジュール運転や断続運転等を実施することで、空調や換気のエネルギー使用量を節減し、CO2削減を図る。"]
[]
[null,null,null,null,11322,null,"センサーを利用した外気量自動制御システムの導入",null,null,null,null,null,null,null,null,null,null,null,null,null,null,null,null,null,null,null,null,null,null,null,null,null,null,null,null,null,null,null,null,null,null,null,null,11322,null,"室内のCO2濃度計測値によって過剰に設定された外気導入量を制御する。例えば、室内の人員密度に応じた外気導入量の制御、空調立ち上げ時の外気導入カットなどにより、空調のエネルギー使用量を削減する。"]
[]
[null,null,null,null,11323,null,"外気冷房空調システムの導入（中間期に送風のみ）",null,null,null,null,null,null,null,null,null,null,null,null,null,null,null,null,null,null,null,null,null,null,null,null,null,null,null,null,null,null,null,null,null,null,null,null,11323,null,"中間期、冬期に冷房需要があるビルで、外気温度が室温より低い時には、冷凍機を運転せずに送風運転のみを行う外気冷房機能を導入し、空調エネルギーの低減とCO2削減を図る。"]
[]
[null,null,null,null,11324,null,"直接噴霧加湿による加湿蒸気量の低減",null,null,null,null,null,null,null,null,null,null,null,null,null,null,null,null,null,null,null,null,null,null,null,null,null,null,null,null,null,null,null,null,null,null,null,null,11324,null,"加熱式のスチーム加湿器を、圧縮空気等を用いて水を霧状にする直接噴霧加湿方式に切り替えることで、蒸気の生成エネルギーを削減し、CO2削減を図る。"]
[]
[null,null,null,null,11325,null,"空調ゾーニング細分化、発熱源の断熱強化",null,null,null,null,null,null,null,null,null,null,null,null,null,null,null,null,null,null,null,null,null,null,null,null,null,null,null,null,null,null,null,null,null,null,null,null,11325,null,"同一区画の空調エリアで室内利用状況が違う場合には、区画の細分化、空調機ゾーンまたは制御ゾーンの細分化を行う。細分されたゾーンごとに、過冷/過熱の防止、利用時間差に対応した空調運転を行い、空調のエネルギー効率を高めてCO2削減を図る。"]
[]
[null,null,null,null,11326,null,"屋根の断熱性・遮熱性向上（遮熱塗料、散水等）",null,null,null,null,null,null,null,null,null,null,null,null,null,null,null,null,null,null,null,null,null,null,null,null,null,null,null,null,null,null,null,null,null,null,null,null,11326,null,"建物の屋根に、遮熱塗料や断熱材を施工したり、散水等による冷却をおこなうことで、屋根からの熱侵入を抑制する。それにより空調負荷を低減し、空調エネルギーの低減とCO2削減を図る。"]
[]
[null,null,null,null,11327,null,"窓の断熱性・遮熱性向上(フィルム、塗料、ガラス、ブラインド等)",null,null,null,null,null,null,null,null,null,null,null,null,null,null,null,null,null,null,null,null,null,null,null,null,null,null,null,null,null,null,null,null,null,null,null,null,11327,null,"窓ガラスへの断熱・日照調整用の塗料やフィルムの付設、ガラスの複層化、ブラインドや庇等の設置により、窓からの熱侵入を抑制し、空調負荷の低減とCO2削減を図る。"]
[]
[null,null,null,null,11328,null,"その他の建物断熱性・遮熱性の向上",null,null,null,null,null,null,null,null,null,null,null,null,null,null,null,null,null,null,null,null,null,null,null,null,null,null,null,null,null,null,null,null,null,null,null,null,11328,null,"建物の外壁への断熱材・遮熱塗料等の施工、あるいは窓枠の断熱サッシへの交換などにより、建物内外間の熱漏洩量を低減する。これにより空調負荷を低減し、空調エネルギーの低減とCO2削減を図る。"]
[]
[null,null,null,"設備導入",11331,null,"全熱交換器の導入",null,null,null,null,null,null,null,null,null,null,null,null,null,null,null,null,null,null,null,null,null,null,null,null,null,null,null,null,null,null,null,null,null,null,null,"設備導入",11331,null,"空調室内は空気の入れ替えが必要であり、換気によって冷暖房した熱が逃げてエネルギーロスとなる。全熱交換器は、温度、湿度を合せた空気中のエネルギーを逃がさずに換気を行う設備であり、この導入により空調エネルギーの低減とCO2削減を図る。"]
[]
[null,null,null,null,11332,null,"置換空調・成層空調システムの導入",null,null,null,null,null,null,null,null,null,null,null,null,null,null,null,null,null,null,null,null,null,null,null,null,null,null,null,null,null,null,null,null,null,null,null,null,11332,null,"天井が比較的高い空間を空調（冷房）する際、低い位置から冷気をゆっくり吹き出すことで作業者/執務者がいる低層部のみに冷空間を作る。空間全体の空調（対流空調）よりも冷房負荷を低減できることから、エネルギー効率改善とCO2削減に繋がる。"]
[]
[null,null,null,null,11333,null,"高性能窓システム（エアフローウィンドー等）の導入",null,null,null,null,null,null,null,null,null,null,null,null,null,null,null,null,null,null,null,null,null,null,null,null,null,null,null,null,null,null,null,null,null,null,null,null,11333,null,"エアフローウィンドー、ダブルスキン等の高性能窓システム（窓廻り空調システム）を採用して建物の断熱性を高めることにより、空調エネルギーの低減とCO2削減を図る。"]
[]
[null,"蒸気システム",null,null,null,null,null,null,null,null,null,null,null,null,null,null,null,null,null,null,null,null,null,null,null,null,null,null,null,null,null,null,null,null,null,null,null,"戻る",null,null,"蒸気システム"]
[null,null,"発生","運用改善",12111,null,"ボイラーの不要時停止",null,null,null,null,null,null,null,null,null,null,null,null,null,null,null,null,null,null,null,null,null,null,null,null,null,null,null,null,null,null,null,null,null,null,"発生","運用改善",12111,null,"蒸気利用設備の起動時刻を考慮したボイラー運転、あるいは蒸気利用設備の暖気運転時間の見直しなどにより、ボイラー運転時間の短縮を図り、エネルギー使用量の低減とCO2削減につなげる。"]
[]
[null,null,null,null,12112,null,"高効率ボイラーの優先運転（運転台数の削減）",null,null,null,null,null,null,null,null,null,null,null,null,null,null,null,null,null,null,null,null,null,null,null,null,null,null,null,null,null,null,null,null,null,null,null,null,12112,null,"効率のよいボイラーを優先的に運転して稼働率を上げることで、燃料使用量を削減し、CO2の削減を図る。"]
[]
[null,null,null,null,12113,null,"ボイラーの運転圧力調整",null,null,null,null,null,null,null,null,null,null,null,null,null,null,null,null,null,null,null,null,null,null,null,null,null,null,null,null,null,null,null,null,null,null,null,null,12113,null,"蒸気利用設備の必要圧力と配管の圧力損失等を考慮したボイラー運転圧力とし、過大な運転圧力を避ける。圧力を下げることで、ボイラーの過剰加熱を防止するとともに、より大きな蒸気潜熱を得ることができ、多大なCO2削減効果が期待できる。"]
[]
[null,null,null,null,12114,null,"ボイラーの燃焼空気比改善",null,null,null,null,null,null,null,null,null,null,null,null,null,null,null,null,null,null,null,null,null,null,null,null,null,null,null,null,null,null,null,null,null,null,null,null,12114,null,"燃焼装置（バーナー）の空気比（＝実空気量/理論空気量）が大きくなると、燃焼に寄与しない空気が増え、燃焼温度や燃焼効率の低下につながる。不完全燃焼を生じさせない範囲で実空気量を減らすことで、エネルギー使用量の低減とCO2削減を図る。"]
[]
[null,null,null,null,12115,null,"バーナーチップの清掃・交換",null,null,null,null,null,null,null,null,null,null,null,null,null,null,null,null,null,null,null,null,null,null,null,null,null,null,null,null,null,null,null,null,null,null,null,null,12115,null,"手入れが悪い液体燃料用バーナーでは、バーナーチップ先端部の付着カーボンにより燃料液滴径の増大や不均一が生じ、不完全燃焼を引き起こす。また、バーナー容量が過大で稼働と停止を繰り返す場合、燃焼停止時の放熱ロスが効率低下の原因となる。適正バーナーを選定することにより、エネルギー効率改善とCO2削減を図る。"]
[]
[null,null,null,null,12116,null,"ボイラーのブロー量の適正化",null,null,null,null,null,null,null,null,null,null,null,null,null,null,null,null,null,null,null,null,null,null,null,null,null,null,null,null,null,null,null,null,null,null,null,null,12116,null,"水質を確保するために排出されるブロー水の量と水質管理を行い、ブローによる熱損失や無駄な給水を防ぐことにより、エネルギー効率改善とCO2削減を図る。"]
[]
[null,null,null,null,12117,null,"ボイラーの停止時間の電源遮断",null,null,null,null,null,null,null,null,null,null,null,null,null,null,null,null,null,null,null,null,null,null,null,null,null,null,null,null,null,null,null,null,null,null,null,null,12117,null,"ボイラー等の熱設備のエネルギー利用効率の向上を図るために設置する燃焼制御装置は、ボイラー等が停止し、使用していない時でも常に待機電力を消費している。このため、ボイラー等の停止時間中の電源を遮断し、燃焼制御装置の待機電力の低減とCO2削減を図る。"]
[]
[null,null,null,"部分更新・機能付加",12121,null,"給水タンク等の保温",null,null,null,null,null,null,null,null,null,null,null,null,null,null,null,null,null,null,null,null,null,null,null,null,null,null,null,null,null,null,null,null,null,null,null,"部分更新・機能付加",12121,null,"給水タンクの表面温度は 90℃近くまで上昇する場合があり、放熱損失の原因となる。給水タンク類の保温を確実に実施することで放熱損失を低減させ、ボイラーの燃料使用量の低減とCO2削減を図る。"]
[]
[null,null,null,null,12122,null,"ボイラー排ガス利用による高効率化（給水予熱、燃焼空気予熱等）",null,null,null,null,null,null,null,null,null,null,null,null,null,null,null,null,null,null,null,null,null,null,null,null,null,null,null,null,null,null,null,null,null,null,null,null,12122,null,"エコノマイザーや空気予熱器を利用し、排ガスによってボイラーの給水または燃焼用空気を予熱する。ボイラーの排熱を回収することで、燃料使用量の低減、CO2の削減を図る。"]
[]
[null,null,null,null,12123,null,"ブロー水の顕熱回収（給水予熱装置の導入）",null,null,null,null,null,null,null,null,null,null,null,null,null,null,null,null,null,null,null,null,null,null,null,null,null,null,null,null,null,null,null,null,null,null,null,null,12123,null,"水質を確保するために排出されるブロー水の熱量を給水の予熱に利用することで、ブローによる損失熱量および燃料使用量の低減とCO2削減を図る。"]
[]
[null,null,null,null,12124,null,"中小型ボイラーの省エネ燃焼システムの導入",null,null,null,null,null,null,null,null,null,null,null,null,null,null,null,null,null,null,null,null,null,null,null,null,null,null,null,null,null,null,null,null,null,null,null,null,12124,null,"中小規模ボイラー燃焼制御の機構を、最適酸素（O2）制御・最適押込風量制御する機構に変換することにより、燃焼空気の過剰吹込みを防止してボイラーのエネルギー効率を高めてCO2削減を図る。"]
[]
[null,null,null,null,12125,null,"ボイラー本体の断熱保温",null,null,null,null,null,null,null,null,null,null,null,null,null,null,null,null,null,null,null,null,null,null,null,null,null,null,null,null,null,null,null,null,null,null,null,null,12125,null,"ボイラー本体の放熱量が高いと思われる高温部に保温材を施工し保温強化を図ることにより、放熱損失を低減させ、ボイラーの燃料使用量の低減とCO2削減を図る。"]
[]
[null,null,null,"設備導入",12131,null,"高効率ボイラーの導入（潜熱回収型等）",null,null,null,null,null,null,null,null,null,null,null,null,null,null,null,null,null,null,null,null,null,null,null,null,null,null,null,null,null,null,null,null,null,null,null,"設備導入",12131,null,"排ガスの顕熱以外に排ガス中水蒸気の潜熱も回収するエコノマイザー等を導入し、回収した排熱を空気予熱や給水予熱に利用する（潜熱回収型）効率90%以上の高効率ボイラーを導入し、エネルギー効率改善とCO2削減を図る。"]
[]
[null,null,null,"燃料低炭素化",12142,null,"燃料転換（重油焚きからガス焚きボイラー）",null,null,null,null,null,null,null,null,null,null,null,null,null,null,null,null,null,null,null,null,null,null,null,null,null,null,null,null,null,null,null,null,null,null,null,"燃料低炭素化",12142,null,"硫黄分を含むA重油は、排ガス温度が酸露点を下回ると硫酸腐食を生じるため、排ガス熱回収に制限がある。硫黄等をほとんど含まない都市ガスやLPGに転換することで、酸露点を気にせずに十分な排ガス熱回収が可能となる。併せて、CO2排出係数の違いによりCO2の削減もできる。"]
[]
[null,null,null,null,12143,null,"燃料転換（重油焚きからガス焚きボイラー以外）",null,null,null,null,null,null,null,null,null,null,null,null,null,null,null,null,null,null,null,null,null,null,null,null,null,null,null,null,null,null,null,null,null,null,null,null,12143,null,"灯油からLPG・都市ガスへの燃料転換、LPGから都市ガスへの燃料転換等、ボイラー燃料をよりCO2排出係数が小さいものに変更することによりCO2の削減を図る。"]
[]
[null,null,null,null,12144,null,"バイオマスボイラーの導入（給湯用を除く）",null,null,null,null,null,null,null,null,null,null,null,null,null,null,null,null,null,null,null,null,null,null,null,null,null,null,null,null,null,null,null,null,null,null,null,null,12144,null,"木質系バイオマス等を燃料とするボイラーを設置し、A重油、灯油等の燃料使用量を削減することにより、CO2削減を図る。"]
[]
[null,null,null,"電化",12151,null,"高温ヒートポンプの導入",null,null,null,null,null,null,null,null,null,null,null,null,null,null,null,null,null,null,null,null,null,null,null,null,null,null,null,null,null,null,null,null,null,null,null,"電化",12151,null,"加温・乾燥プロセスにおいて、加熱・乾燥用の熱の供給設備をボイラーから高効率ヒートポンプ（廃熱回収型を含む）に変更することで、大幅なCO2削減を実現する。"]
[]
[null,null,"移送","部分更新・機能付加",12221,null,"蒸気配管経路の見直し",null,null,null,null,null,null,null,null,null,null,null,null,null,null,null,null,null,null,null,null,null,null,null,null,null,null,null,null,null,null,null,null,null,null,"移送","部分更新・機能付加",12221,null,"温熱の搬送中は常に配管からの放熱によってロスが発生する。このため、蒸気の配管経路を見直すことで熱損失を低減し、CO2削減を図る。"]
[]
[null,null,null,null,12222,null,"蒸気配管・蒸気バルブ・フランジ等の断熱強化",null,null,null,null,null,null,null,null,null,null,null,null,null,null,null,null,null,null,null,null,null,null,null,null,null,null,null,null,null,null,null,null,null,null,null,null,12222,null,"蒸気用配管、弁、フランジ等に保温カバー等を追加することで放熱損失を減らし、燃料使用量低減とCO2削減に繋げる。"]
[]
[null,null,null,null,12223,null,"蒸気漏れの配管・継手・バルブ類の管理・更新",null,null,null,null,null,null,null,null,null,null,null,null,null,null,null,null,null,null,null,null,null,null,null,null,null,null,null,null,null,null,null,null,null,null,null,null,12223,null,"蒸気漏れによる熱損失を防ぐため、定期的に蒸気漏れの点検を実施するとともに、蒸気漏れがある配管・バルブ類または継手類や老朽配管、不良配管などを取り替えることにより、エネルギー効率を改善しCO2削減を図る。"]
[]
[null,null,null,null,12224,null,"スチームトラップとドレン回収装置の管理・更新",null,null,null,null,null,null,null,null,null,null,null,null,null,null,null,null,null,null,null,null,null,null,null,null,null,null,null,null,null,null,null,null,null,null,null,null,12224,null,"ウォーターハンマーの発生や蒸気使用機器の効率低下を防ぐために取付けられたスチームトラップ、ドレン回収装置の正常な動作を維持するために保守点検、更新を確実に実施する。これにより蒸気ドレンの適切な排出を確保し、無駄な蒸気流出を防止することにより、エネルギー効率を改善しCO2削減を図る。"]
[]
[null,null,null,"設備導入",12231,null,"蒸気減圧ラインへのタービン設置による動力回収",null,null,null,null,null,null,null,null,null,null,null,null,null,null,null,null,null,null,null,null,null,null,null,null,null,null,null,null,null,null,null,null,null,null,null,"設備導入",12231,null,"ボイラーの高圧蒸気を減圧して使用する場合に、蒸気減圧弁の代わりに蒸気タービンを設置する。蒸気タービンで回収したエネルギーを冷凍機他に活用することで、総合的なエネルギー効率改善とCO2削減を図る。"]
[]
[null,null,"消費","運用改善",12311,null,"利用蒸気の温度・蒸気圧の低減",null,null,null,null,null,null,null,null,null,null,null,null,null,null,null,null,null,null,null,null,null,null,null,null,null,null,null,null,null,null,null,null,null,null,"消費","運用改善",12311,null,"必要以上に高い圧力の蒸気では加熱ムラが起こりやすく、また、圧力が上昇すると蒸発潜熱が小さくなり加熱に必要な蒸気使用量が増加する。利用機器の使用条件を考慮しつつ、利用蒸気の温度・圧力を低減することにより蒸気使用量を低減しCO2削減を図る。"]
[]
[null,null,null,"部分更新・機能付加",12321,null,"ドレン水回収設備・フラッシュ蒸気利用設備の導入",null,null,null,null,null,null,null,null,null,null,null,null,null,null,null,null,null,null,null,null,null,null,null,null,null,null,null,null,null,null,null,null,null,null,null,"部分更新・機能付加",12321,null,"蒸気利用設備のスチームトラップから排出される蒸気ドレンの顕熱を回収する。また、ドレン回収装置で回収した高圧ドレン水を、低圧条件下で再度蒸発させ（フラッシュ蒸気）、蒸気加熱機器、蒸気利用圧縮機、タービン等（フラッシュ蒸気利用設備）に使用する。これにより、ドレン排熱の回収量を高めて、エネルギー効率改善とCO2 削減を図る。"]
[]
[null,null,null,null,12322,null,"蒸気使用機器の断熱保温",null,null,null,null,null,null,null,null,null,null,null,null,null,null,null,null,null,null,null,null,null,null,null,null,null,null,null,null,null,null,null,null,null,null,null,null,12322,null,"蒸気使用機器の放熱量が高いと思われる高温部に保温材を施工し断熱を強化することにより、エネルギー効率改善とCO2削減を図る。"]
[]
[null,"冷却水システム",null,null,null,null,null,null,null,null,null,null,null,null,null,null,null,null,null,null,null,null,null,null,null,null,null,null,null,null,null,null,null,null,null,null,null,"戻る",null,null,"冷却水システム"]
[null,null,"発生","運用改善",11113,null,"冷却水設定温度・流量の適正化",null,null,null,null,null,null,null,null,null,null,null,null,null,null,null,null,null,null,null,null,null,null,null,null,null,null,null,null,null,null,null,null,null,null,"発生","運用改善",11113,null,"冷却水入口温度を下げると、チラーの効率が向上する。冷却水設定温度を、冷房負荷（冷却負荷）に合わせてきめ細かく調整し、チラーの機器効率を向上させる。あるいは、冷却水量を冷房負荷（冷却負荷）に合わせて減量し、ポンプ動力を削減する。これによりCO2削減を図る。"]
[]
[null,null,null,null,11112,null,"吸収式冷温水機の燃焼空気比低減",null,null,null,null,null,null,null,null,null,null,null,null,null,null,null,null,null,null,null,null,null,null,null,null,null,null,null,null,null,null,null,null,null,null,null,null,11112,null,"ガス吸収式冷温水機等に燃焼用空気を必要以上に供給すると、排ガス量が増えエネルギー損失が増大する。空気比を適正値に下げることでCO2削減を図る。"]
[]
[null,null,null,"部分更新・機能付加",24022,null,"ポンプ・ファン等の回転数・流量・圧力調整（インバータ制御等）\n[冷却塔ファン]",null,null,null,null,null,null,null,null,null,null,null,null,null,null,null,null,null,null,null,null,null,null,null,null,null,null,null,null,null,null,null,null,null,null,null,"部分更新・機能付加",24022,null,"ポンプのバルブを絞った流量調整、あるいはファン・ブロワーのダンパーを絞った風量調整を、インバータによるモーター回転数制御による流量・風量調整に変更することで、電力消費低減とCO2削減を図る。"]
[]
[null,null,null,null,11122,null,"フリークーリング制御機能の追加",null,null,null,null,null,null,null,null,null,null,null,null,null,null,null,null,null,null,null,null,null,null,null,null,null,null,null,null,null,null,null,null,null,null,null,null,11122,null,"外気温度の低い中間期や冬期などで一時的な冷房需要期に、冷凍機を運転せず外気を利用して冷水を製造することにより、熱源エネルギーの使用量やCO2の削減を図る。"]
[]
[null,null,null,"設備導入",11136,null,"その他の高効率熱源機(ボイラーを除く)の導入(セントラル空調方式)\n[冷却塔]",null,null,null,null,null,null,null,null,null,null,null,null,null,null,null,null,null,null,null,null,null,null,null,null,null,null,null,null,null,null,null,null,null,null,null,"設備導入",11136,null,"次のような高効率熱源機を導入し、CO2削減を図る。1)定格運転時のCOPが1.1程度以上の吸収式冷温水機または定格COPが1.2程度以上の吸収式冷凍機、2)廃熱投入型吸収式冷凍機(ジェネリンク)、3)ヒートポンプ用の圧縮機をガスエンジンで駆動する熱源機のうち、冷房定格運転時のCOPが1.1程度以上の機器、4)省エネ型冷却塔"]
[]
[null,null,null,null,29052,null,"産業用温水ヒートポンプの導入\n[冷温同時取出ヒートポンプ等]",null,null,null,null,null,null,null,null,null,null,null,null,null,null,null,null,null,null,null,null,null,null,null,null,null,null,null,null,null,null,null,null,null,null,null,null,29052,null,"低温廃熱を回収して高温水に再生する廃熱回収ヒートポンプや、1台で冷水と温水を同時に供給できる冷温水同時取出式ヒートポンプ等を導入することにより、エネルギー効率改善とCO2削減を図る。"]
[]
[null,null,null,null,11134,null,"高効率ヒートポンプチラーの導入（老朽化更新を含む）",null,null,null,null,null,null,null,null,null,null,null,null,null,null,null,null,null,null,null,null,null,null,null,null,null,null,null,null,null,null,null,null,null,null,null,null,11134,null,"更新時期を迎え、効率が低下したヒートポンプチラーを高効率型に更新することで、空調（冷却）エネルギーの低減とCO2削減を図る。"]
[]
[null,"圧空システム",null,null,null,null,null,null,null,null,null,null,null,null,null,null,null,null,null,null,null,null,null,null,null,null,null,null,null,null,null,null,null,null,null,null,null,"戻る",null,null,"圧空システム"]
[null,null,"発生","運用改善",14111,null,"コンプレッサーの吐出圧の低減",null,null,null,null,null,null,null,null,null,null,null,null,null,null,null,null,null,null,null,null,null,null,null,null,null,null,null,null,null,null,null,null,null,null,"発生","運用改善",14111,null,"コンプレッサーの吐出圧力は必要以上に高く設定されている場合が多い。コンプレッ サーは吐出圧力が高いほど動力が大きくなるため、圧縮空気使用設備の必要圧力を確認し、必要十分な吐出圧力に低減することにより、エネルギー効率改善とCO2削減を図る。"]
[]
[null,null,null,null,14112,null,"コンプレッサーの運転時間短縮、不要時停止",null,null,null,null,null,null,null,null,null,null,null,null,null,null,null,null,null,null,null,null,null,null,null,null,null,null,null,null,null,null,null,null,null,null,null,null,14112,null,"コンプレッサーの必要稼動条件のチェックを行い、不要時には運転を停止することに より、電力消費低減とCO2削減を図る。"]
[]
[null,null,null,null,14113,null,"コンプレッサーの台数制御装置のパラメータ設定変更",null,null,null,null,null,null,null,null,null,null,null,null,null,null,null,null,null,null,null,null,null,null,null,null,null,null,null,null,null,null,null,null,null,null,null,null,14113,null,"台数制御による稼働台数調整パラメータについて、コンプレッサーがアンロード状態に移行後、すぐにOFFするように設定を変更することにより、エネルギー効率を改善しCO2削減を図る。"]
[]
[null,null,null,null,14114,null,"コンプレッサーのフィルター等の清掃",null,null,null,null,null,null,null,null,null,null,null,null,null,null,null,null,null,null,null,null,null,null,null,null,null,null,null,null,null,null,null,null,null,null,null,null,14114,null,"フィルターやミストセパレーター等付属機器や配管の定期清掃を徹底し、コンプレッ サー動力の低減とCO2削減を図る。"]
[]
[null,null,null,"部分更新・機能付加",14121,null,"コンプレッサーの吸気温度の低温化",null,null,null,null,null,null,null,null,null,null,null,null,null,null,null,null,null,null,null,null,null,null,null,null,null,null,null,null,null,null,null,null,null,null,null,"部分更新・機能付加",14121,null,"コンプレッサーの吸気温度を低下させると空気密度が上がり、より多くの空気を圧縮処理できる。その結果、アンロード時間が増加して電力消費が減少し、CO2削減に繋がる。"]
[]
[null,null,null,null,14122,null,"コンプレッサー排熱の有効利用",null,null,null,null,null,null,null,null,null,null,null,null,null,null,null,null,null,null,null,null,null,null,null,null,null,null,null,null,null,null,null,null,null,null,null,null,14122,null,"コンプレッサーの排熱を暖房期の室内暖房用等に利用することにより、エネルギー効率改善とCO2削減を図る。"]
[]
[null,null,null,null,14123,null,"コンプレッサーの台数制御システムの導入",null,null,null,null,null,null,null,null,null,null,null,null,null,null,null,null,null,null,null,null,null,null,null,null,null,null,null,null,null,null,null,null,null,null,null,null,14123,null,"コンプレッサーは低負荷で稼動すると効率が低下する。多数のコンプレッサーが同時に稼動している場合、各々が低負荷運転となり効率が低下する。負荷に応じて必要台数のコンプレッサーのみを運転することで効率を高め、CO2削減を図る。"]
[]
[null,null,null,"設備導入",14131,null,"適正容量の高効率コンプレッサー（インバータ等）の導入",null,null,null,null,null,null,null,null,null,null,null,null,null,null,null,null,null,null,null,null,null,null,null,null,null,null,null,null,null,null,null,null,null,null,null,"設備導入",14131,null,"インバータ制御型圧縮機は、吐出圧を一定に保つように流量に応じて回転数を制御 するので、消費動力が流量に相応して減少し、従来型（吸込み弁絞り方式）に比べ省エネ型である。インバータ制御型の採用でエネルギー効率改善とCO2の削減を図る。"]
[]
[null,null,null,null,14132,null,"コンプレッサーからブロワーへの更新",null,null,null,null,null,null,null,null,null,null,null,null,null,null,null,null,null,null,null,null,null,null,null,null,null,null,null,null,null,null,null,null,null,null,null,null,14132,null,"水切りや槽内撹拌など、高い吐出圧空気を必要としない作業で、圧縮空気を減圧弁や バルブで減圧して使用している場合、コンプレッサーをブロワーに変更することで動力を減らし、CO2の削減を図る。"]
[]
[null,null,null,null,14133,null,"熱回収式コンプレッサーの導入",null,null,null,null,null,null,null,null,null,null,null,null,null,null,null,null,null,null,null,null,null,null,null,null,null,null,null,null,null,null,null,null,null,null,null,null,14133,null,"熱回収式のコンプレッサーを導入し、圧縮熱を回収してボイラー給水や燃焼空気の予熱に利用することにより、エネルギー効率改善とCO2削減を図る。"]
[]
[null,null,"移送","運用改善",14211,null,"配管の空気漏れ対策",null,null,null,null,null,null,null,null,null,null,null,null,null,null,null,null,null,null,null,null,null,null,null,null,null,null,null,null,null,null,null,null,null,null,"移送","運用改善",14211,null,"圧空配管からの空気漏れの有無を確認し、漏れ対策を行うことで、コンプレッサーの電力消費を低減し、CO2削減を図る。"]
[]
[null,null,null,"部分更新・機能付加",14221,null,"配管ルートのループ化",null,null,null,null,null,null,null,null,null,null,null,null,null,null,null,null,null,null,null,null,null,null,null,null,null,null,null,null,null,null,null,null,null,null,null,"部分更新・機能付加",14221,null,"圧縮空気の配管をループ化することで、末端設備での圧力低下を防止できる。これにより、コンプレッサーの吐出圧力の過剰な昇圧が不要となり、エネルギー効率の改善とCO2削減が図れる。"]
[]
[null,null,null,null,14222,null,"レシーバータンクの設置",null,null,null,null,null,null,null,null,null,null,null,null,null,null,null,null,null,null,null,null,null,null,null,null,null,null,null,null,null,null,null,null,null,null,null,null,14222,null,"圧空システムに適切なレシーバータンクを設けると、吐出圧の脈動の抑制と、それに 伴う吐出圧設定値の低減が可能となり、エネルギー効率改善とCO2削減に繋がる。また、コンプレッサーのロード・アンロードが減少し、故障の防止にもなる。"]
[]
[null,null,"消費","部分更新・機能付加",14321,null,"エアーブローのパルス化やノズルサイズ変更",null,null,null,null,null,null,null,null,null,null,null,null,null,null,null,null,null,null,null,null,null,null,null,null,null,null,null,null,null,null,null,null,null,null,"消費","部分更新・機能付加",14321,null,"加工工場では圧縮空気の 5～7割がエアーブローに使用される。パルスブローを作る専用機器を付けたり、ノズルを必要十分なサイズに小さくすることで、エアーブロー用の空気消費量を減らしてエネルギー効率を改善しCO2削減を図る。"]
[]
[null,"照明設備",null,null,null,null,null,null,null,null,null,null,null,null,null,null,null,null,null,null,null,null,null,null,null,null,null,null,null,null,null,null,null,null,null,null,null,"戻る",null,null,"照明設備"]
[null,null,null,"運用改善",21011,null,"不要箇所・不要時間帯の消灯",null,null,null,null,null,null,null,null,null,null,null,null,null,null,null,null,null,null,null,null,null,null,null,null,null,null,null,null,null,null,null,null,null,null,null,"運用改善",21011,null,"「常時は執務者や作業者が居ない」、「作業や運転がない」、「自動運転中」、「外光が十 分」、「昼休み中」などの理由で消灯が可能なエリアで、基準を設けて消灯することによ り、電力消費の低減とCO2削減を図る。"]
[]
[null,null,null,null,21012,null,"照明器具の清掃",null,null,null,null,null,null,null,null,null,null,null,null,null,null,null,null,null,null,null,null,null,null,null,null,null,null,null,null,null,null,null,null,null,null,null,null,21012,null,"照明器具の反射部やランプの汚れによっても照度が低下する。定期的な清掃を実施することにより、照度の低下を最小限に抑え、照明交換時期の延長、作業効率向上につなげるとともに、エネルギー効率改善とCO2削減を図る。"]
[]
[null,null,null,"部分更新・機能付加",21021,null,"照明スイッチの細分化（配線回路の分割）",null,null,null,null,null,null,null,null,null,null,null,null,null,null,null,null,null,null,null,null,null,null,null,null,null,null,null,null,null,null,null,null,null,null,null,"部分更新・機能付加",21021,null,"大空間の作業場や事務室などで、照明回路を分けてスイッチを細分化することにより、必要な場所のみを点灯できるようにする。これにより、電力消費の低減とCO2削減を図る。"]
[]
[null,null,null,null,21022,null,"照明制御機能（タイマー、センサー等）の追加",null,null,null,null,null,null,null,null,null,null,null,null,null,null,null,null,null,null,null,null,null,null,null,null,null,null,null,null,null,null,null,null,null,null,null,null,21022,null,"調光式照明器具と調光用センサーを用いた自動調光制御方式を導入し、昼光を積極的に利用する。あるいは、使用時間の少ない廊下、便所等の点消灯を人感センサーやタイマーなどを導入して自動化することで、電力消費の低減とCO2削減を図る。"]
[]
[null,null,null,null,21023,null,"タスクアンビエント方式の導入",null,null,null,null,null,null,null,null,null,null,null,null,null,null,null,null,null,null,null,null,null,null,null,null,null,null,null,null,null,null,null,null,null,null,null,null,21023,null,"視作業域のみタスク（作業）照明によって必要な照度を確保し、視作業域以外はアンビ エント（周囲）照明によって、タスク照明より低照度で照明することで電力消費を低減し、CO2削減を図る。"]
[]
[null,null,null,"設備導入",21031,null,"LED照明の導入",null,null,null,null,null,null,null,null,null,null,null,null,null,null,null,null,null,null,null,null,null,null,null,null,null,null,null,null,null,null,null,null,null,null,null,"設備導入",21031,null,"現行の照明として広く使用される蛍光灯照明などをLEDタイプの高効率照明に置き換 えることにより電力消費を低減し、CO2削減を図る。"]
[]
[null,null,null,null,21032,null,"高効率照明（LED以外）の導入",null,null,null,null,null,null,null,null,null,null,null,null,null,null,null,null,null,null,null,null,null,null,null,null,null,null,null,null,null,null,null,null,null,null,null,null,21032,null,"Hf型照明器具（高周波専用ランプ、高周波インバータ安定器）、HIDランプ（高輝度放電灯）、有機EL照明などの導入によって電力消費を低減し、CO2削減を図る。"]
[]
[null,null,null,null,21033,null,"高効率誘導灯（LED等）の導入",null,null,null,null,null,null,null,null,null,null,null,null,null,null,null,null,null,null,null,null,null,null,null,null,null,null,null,null,null,null,null,null,null,null,null,null,21033,null,"建物の避難通路等には、消防法により定められた所定の誘導灯や通路誘導灯が設置され、常時点灯している。この誘導灯を高効率LED灯に変更することで電力消費を低減し、CO2削減を図る。"]
[]
[null,"受変電・配電設備",null,null,null,null,null,null,null,null,null,null,null,null,null,null,null,null,null,null,null,null,null,null,null,null,null,null,null,null,null,null,null,null,null,null,null,"戻る",null,null,"受変電・配電設備"]
[null,null,null,"運用改善",22011,null,"変圧器の統合（既存設備利用）",null,null,null,null,null,null,null,null,null,null,null,null,null,null,null,null,null,null,null,null,null,null,null,null,null,null,null,null,null,null,null,null,null,null,null,"運用改善",22011,null,"長年稼動しているビルは、ビル内の各種機器の増減等で、各フィーダーの需要率や負荷率、不等率が変化している。そのため、配線抵抗と変圧器の変換エネルギー損失が最小となるように、軽負荷の変圧器を統合して電力消費を低減し、CO2削減に繋げる。"]
[]
[null,null,null,null,22012,null,"受変電室の換気ファン動作設定温度の見直し",null,null,null,null,null,null,null,null,null,null,null,null,null,null,null,null,null,null,null,null,null,null,null,null,null,null,null,null,null,null,null,null,null,null,null,null,22012,null,"受変電設備の冷却用換気ファンは、その起動・停止の設定温度が過度に低く設定されている場合が多い。設定温度の見直しにより換気ファンの稼働時間を短縮し、電力消費の低減とCO2削減を図る。"]
[]
[null,null,null,"部分更新・機能付加",22021,null,"変圧器の無負荷時遮断",null,null,null,null,null,null,null,null,null,null,null,null,null,null,null,null,null,null,null,null,null,null,null,null,null,null,null,null,null,null,null,null,null,null,null,"部分更新・機能付加",22021,null,"変圧器には、夜間・昼間のみあるいは夏期のみなど稼動時間帯・時期が限られる負荷が繋がっている。変圧器は負荷に関わらず電圧が印加されている限り損失が発生するので、負荷がない時間帯・時期に、変圧器用開閉器を遮断することにより、損失低減とCO2削減を図る。"]
[]
[null,null,null,null,22022,null,"力率改善制御（自動力率調整装置）の導入",null,null,null,null,null,null,null,null,null,null,null,null,null,null,null,null,null,null,null,null,null,null,null,null,null,null,null,null,null,null,null,null,null,null,null,null,22022,null,"力率が100%に近いほど無駄が少なく、電力が有効に使用される。負荷力率の変化に追従した最適容量のコンデンサの自動投入・遮断等、力率を100%に近づける力率改善制御装置を導入することで、電力損失の低減とCO2削減を図る。"]
[]
[null,null,null,null,22023,null,"デマンド制御の導入",null,null,null,null,null,null,null,null,null,null,null,null,null,null,null,null,null,null,null,null,null,null,null,null,null,null,null,null,null,null,null,null,null,null,null,null,22023,null,"契約電力値の超過による違約料金支払いを防止するために、負荷の調整を瞬時または予測的に行うデマンド制御を導入する。"]
[]
[null,null,null,null,22024,null,"負荷平準化用蓄電池の導入",null,null,null,null,null,null,null,null,null,null,null,null,null,null,null,null,null,null,null,null,null,null,null,null,null,null,null,null,null,null,null,null,null,null,null,null,22024,null,"高効率で大容量の定置用蓄電池等を導入して、夜間や電力余剰時に蓄電池に蓄えたエネルギーを昼間の消費電力上昇時に放電することで、電力ピークを抑える。"]
[]
[null,null,null,"設備導入",22031,null,"高効率変圧器の導入",null,null,null,null,null,null,null,null,null,null,null,null,null,null,null,null,null,null,null,null,null,null,null,null,null,null,null,null,null,null,null,null,null,null,null,"設備導入",22031,null,"変圧器は常に運転（通電）状態にあることが多いため、その損失低減は重要である。従来品に比べて大幅な低損失化を図った高効率変圧器を導入することにより、電力消費の低減とCO2削減を図る。"]
[]
[null,null,null,null,22032,null,"変圧器の統合（設備導入）",null,null,null,null,null,null,null,null,null,null,null,null,null,null,null,null,null,null,null,null,null,null,null,null,null,null,null,null,null,null,null,null,null,null,null,null,22032,null,"長年稼動しているビルでは、各種機器の増減等で、各フィーダーの需要率や負荷率、不等率が変化している。そのため、配線抵抗と変圧器の変換エネルギー損失が最小となるようにし、消費電力量の削減を行う。更新する受変電設備は高効率型とし、電力消費をいっそう削減することによりCO2削減を図る。"]
[]
[null,null,null,null,22033,null,"エネルギー損失の少ないコンデンサへの更新",null,null,null,null,null,null,null,null,null,null,null,null,null,null,null,null,null,null,null,null,null,null,null,null,null,null,null,null,null,null,null,null,null,null,null,null,22033,null,"一般に高圧コンデンサの耐用年数は20年～30年程度である。最新コンデンサ機器は従来機器の1/2～1/5も大幅に消費電力を低減していることから、更新計画の際には、低損失コンデンサを採用し、電力消費の低減とCO2削減を図る。"]
[]
[null,"OA機器",null,null,null,null,null,null,null,null,null,null,null,null,null,null,null,null,null,null,null,null,null,null,null,null,null,null,null,null,null,null,null,null,null,null,null,"戻る",null,null,"OA機器"]
[null,null,null,"運用改善",23011,null,"OA機器の待機電力削減",null,null,null,null,null,null,null,null,null,null,null,null,null,null,null,null,null,null,null,null,null,null,null,null,null,null,null,null,null,null,null,null,null,null,null,"運用改善",23011,null,"パソコンやプリンター等のOA機器に関して、不使用時に省エネモード等に設定するなどの管理を徹底し、待機電力の削減とCO2削減を図る。"]
[]
[null,null,null,null,23012,null,"パソコンモニターの輝度調整",null,null,null,null,null,null,null,null,null,null,null,null,null,null,null,null,null,null,null,null,null,null,null,null,null,null,null,null,null,null,null,null,null,null,null,null,23012,null,"ディスプレイの輝度を調整し、出荷時の設定よりも輝度を下げることで電力消費を低減し、CO2削減を図る。"]
[]
[null,null,null,"設備導入",23031,null,"高効率OA機器の導入",null,null,null,null,null,null,null,null,null,null,null,null,null,null,null,null,null,null,null,null,null,null,null,null,null,null,null,null,null,null,null,null,null,null,null,"設備導入",23031,null,"事務所等に設置されているパソコンやプリンター等のOA機器を高効率タイプに更新する。機器本体の電力消費の低減に加えて、空調負荷も低減することにより、エネルギー効率改善とCO2削減を図る。"]
[]
[null,"電動機・ポンプ・ファン",null,null,null,null,null,null,null,null,null,null,null,null,null,null,null,null,null,null,null,null,null,null,null,null,null,null,null,null,null,null,null,null,null,null,null,"戻る",null,null,"電動機・ポンプ・ファン"]
[null,null,null,"運用改善",24011,null,"ポンプ・ファン・ブロワーの不要時停止",null,null,null,null,null,null,null,null,null,null,null,null,null,null,null,null,null,null,null,null,null,null,null,null,null,null,null,null,null,null,null,null,null,null,null,"運用改善",24011,null,"操業状況と、ポンプ･ファン・ブロワー等の稼動状況を比較することで、不要な稼動期間・時間帯を確認して稼働を停止し、電力消費の低減とCO2削減を図る。"]
[]
[null,null,null,null,24012,null,"ポンプ・ファン・ブロワーの流体洩れ対策の実施",null,null,null,null,null,null,null,null,null,null,null,null,null,null,null,null,null,null,null,null,null,null,null,null,null,null,null,null,null,null,null,null,null,null,null,null,24012,null,"流体漏れは直接、電力損失につながる。ポンプ、ファン、ブロワーの漏れも含め、徹底した漏洩発見と処置を図ることにより、電力消費低減とCO2削減を図る。"]
[]
[null,null,null,null,24013,null,"インバータ設定値の見直し",null,null,null,null,null,null,null,null,null,null,null,null,null,null,null,null,null,null,null,null,null,null,null,null,null,null,null,null,null,null,null,null,null,null,null,null,24013,null,"各種回転機器に使用されるインバータの設定値を見直すことにより、過剰な回転動力を適正化し、エネルギー効率改善とCO2削減を図る。"]
[]
[null,null,null,"部分更新・機能付加",24021,null,"ポンプ・ファン・ブロワーの台数制御機能の追加",null,null,null,null,null,null,null,null,null,null,null,null,null,null,null,null,null,null,null,null,null,null,null,null,null,null,null,null,null,null,null,null,null,null,null,"部分更新・機能付加",24021,null,"ポンプ・ファン・ブロワー等を、負荷に合わせて最適な台数だけ運転する台数制御を導入することで、エネルギー効率改善とCO2削減を図る。"]
[]
[null,null,null,null,24022,null,"ポンプ・ファン等の回転数・流量・圧力調整（インバータ制御等）",null,null,null,null,null,null,null,null,null,null,null,null,null,null,null,null,null,null,null,null,null,null,null,null,null,null,null,null,null,null,null,null,null,null,null,null,24022,null,"ポンプのバルブを絞った流量調整、あるいはファン・ブロワーのダンパーを絞った風量調整を、インバータによるモーター回転数制御による流量・風量調整に変更することで、電力消費低減とCO2削減を図る。"]
[]
[null,null,null,null,24023,null,"省エネファンベルトの導入",null,null,null,null,null,null,null,null,null,null,null,null,null,null,null,null,null,null,null,null,null,null,null,null,null,null,null,null,null,null,null,null,null,null,null,null,24023,null,"動力伝達損失を低減する省エネ型のファンベルトに交換することで、動力損失を削減し、エネルギー効率改善とCO2削減を図る。"]
[]
[null,null,null,null,24024,null,"ファン吸込みダンパー制御の導入",null,null,null,null,null,null,null,null,null,null,null,null,null,null,null,null,null,null,null,null,null,null,null,null,null,null,null,null,null,null,null,null,null,null,null,null,24024,null,"送風機の風量制御をダンパー制御で行う場合、吐出側ダンパー制御に比べて吸込み側ダンパー制御の方が省エネ効果が大きい。ファン風量が過剰になっている場合、ファンの吸込みダンパーを絞ることで、エネルギー効率改善とCO2削減を図る。"]
[]
[null,null,null,null,24025,null,"ファンのプーリーサイズの適正化",null,null,null,null,null,null,null,null,null,null,null,null,null,null,null,null,null,null,null,null,null,null,null,null,null,null,null,null,null,null,null,null,null,null,null,null,24025,null,"モーターやプーリー、ファンベルトなどの電動システムの調整が不足すると、モーターとプーリーとの摩擦損失が増加し、動力伝達に損失が生じている場合が少なからずある。このため、ファンのプーリーを適正なサイズに変更し、動力損失を軽減することで、電力消費低減とCO2削減を図る。"]
[]
[null,null,null,"設備導入",24031,null,"適正容量の高効率ポンプ・ファン・ブロワーの導入",null,null,null,null,null,null,null,null,null,null,null,null,null,null,null,null,null,null,null,null,null,null,null,null,null,null,null,null,null,null,null,null,null,null,null,"設備導入",24031,null,"ポンプ・ファン・ブロワー等の運転状況を確認して、負荷に応じた適正な容量に見直すとともに、導入機器として高効率機器を選定することで、動力損失を減らし、電力消費低減とCO2削減を図る。"]
[]
[null,null,null,null,24032,null,"プレミアム効率モーター（IE3）等の導入",null,null,null,null,null,null,null,null,null,null,null,null,null,null,null,null,null,null,null,null,null,null,null,null,null,null,null,null,null,null,null,null,null,null,null,null,24032,null,"プレミアム効率モーター（IE3）、PMモーター、ダイレクトドライブモーター等の高効率モーターに更新することで、効率が向上しCO2削減に繋がる。"]
[]
[null,"工業炉",null,null,null,null,null,null,null,null,null,null,null,null,null,null,null,null,null,null,null,null,null,null,null,null,null,null,null,null,null,null,null,null,null,null,null,"戻る",null,null,"工業炉"]
[null,null,null,"運用改善",25011,null,"バーナーの管理による効率改善",null,null,null,null,null,null,null,null,null,null,null,null,null,null,null,null,null,null,null,null,null,null,null,null,null,null,null,null,null,null,null,null,null,null,null,"運用改善",25011,null,"手入れが悪い液体燃料用バーナーでは、バーナーチップ先端部の付着カーボンにより燃料液滴径の増大や不均一が生じ、不完全燃焼を引き起こす。また、バーナー容量が大き過ぎて稼働と停止を繰り返す場合、燃焼停止時の放熱ロスが効率低下の原因となる。適正バーナーを選定することにより、エネルギー効率改善とCO2削減を図る。"]
[]
[null,null,null,null,25012,null,"燃焼炉の空気比改善",null,null,null,null,null,null,null,null,null,null,null,null,null,null,null,null,null,null,null,null,null,null,null,null,null,null,null,null,null,null,null,null,null,null,null,null,25012,null,"工業炉の燃焼装置では、空気比（＝実空気量／理論空気量）が大きくなると、燃焼に寄与しない余剰空気の昇温や排気熱量の増大などの無駄なエネルギー消費が増える。不完全燃焼を起こさない程度に空気比を適正値に下げることにより、エネルギー効率改善とCO2削減を図る。"]
[]
[null,null,null,null,25013,null,"燃焼炉開口部からのリーク防止",null,null,null,null,null,null,null,null,null,null,null,null,null,null,null,null,null,null,null,null,null,null,null,null,null,null,null,null,null,null,null,null,null,null,null,null,25013,null,"炉内圧力が外圧より高い場合、炉内の燃焼ガスが炉壁開口部から吹き出して損失となる。逆に炉内圧力が低い場合、外気が開口部から流入し、炉内温度を保つために余分の熱量が必要となる。開口部の面積を極力小さくしてリーク量を減らすことで、エネルギー効率改善とCO2削減を図る。"]
[]
[null,null,null,null,25014,null,"燃焼炉内圧力の適正化",null,null,null,null,null,null,null,null,null,null,null,null,null,null,null,null,null,null,null,null,null,null,null,null,null,null,null,null,null,null,null,null,null,null,null,null,25014,null,"炉内圧力が外部より高い場合、炉内の燃焼ガスが吹き出して損失となる。逆に炉内圧 力が低い場合、外気が炉内に流入し、炉内温度を保つために余分の熱量が必要となる。 炉内圧力は極力小さな負圧にすることにより、危険な熱風吹き出しを防止とともに、熱損失の抑制とCO2削減を図る。"]
[]
[null,null,null,null,25015,null,"工業炉の待機時間短縮",null,null,null,null,null,null,null,null,null,null,null,null,null,null,null,null,null,null,null,null,null,null,null,null,null,null,null,null,null,null,null,null,null,null,null,null,25015,null,"作業を集約して炉の起動／停止回数を減らし、炉壁の蓄熱損失を低減する。あるいは、 種類の異なる材料を処理する場合、設定温度の変更に要する待ち時間を極力減らすように作業順序を見直すなど、待機時間短縮に留意する。また、管理基準の作成/徹底等により、運転管理を強化する。これらにより損失を低減しCO2削減を図る。"]
[]
[null,null,null,null,25016,null,"工業炉の作業休止時における付帯設備の停止",null,null,null,null,null,null,null,null,null,null,null,null,null,null,null,null,null,null,null,null,null,null,null,null,null,null,null,null,null,null,null,null,null,null,null,null,25016,null,"作業休止時、燃焼炉の給気ブロワーや排気ブロワー他の付帯設備や補機を、手順にしたがって確実に停止し、エネルギー効率改善とCO2削減を図る。"]
[]
[null,null,null,"部分更新・機能付加",25021,null,"燃焼炉の排ガスの熱回収",null,null,null,null,null,null,null,null,null,null,null,null,null,null,null,null,null,null,null,null,null,null,null,null,null,null,null,null,null,null,null,null,null,null,null,"部分更新・機能付加",25021,null,"燃焼炉では排ガスの熱損失が最も大きい。排ガスの熱回収が行われていない炉では、排ガスの熱回収設備（レキュペレーター）を導入し、燃焼空気の予熱等に活用する。熱回収設備が導入済みの場合でも、熱回収率が十分であるか否かを確認する。"]
[]
[null,null,null,null,25022,null,"工業炉の断熱・保温の強化",null,null,null,null,null,null,null,null,null,null,null,null,null,null,null,null,null,null,null,null,null,null,null,null,null,null,null,null,null,null,null,null,null,null,null,null,25022,null,"加熱炉や熱処理炉等の工業炉では、炉壁の断熱を十分に行い、放散熱量を極力低減することが重要である。熱伝導率の低い材料で断熱補強し、エネルギー効率改善とCO2削減を図る。"]
[]
[null,null,null,null,25023,null,"リジェネレイティブバーナーへの更新",null,null,null,null,null,null,null,null,null,null,null,null,null,null,null,null,null,null,null,null,null,null,null,null,null,null,null,null,null,null,null,null,null,null,null,null,25023,null,"蓄熱体を有する２つのバーナーA、Bを1セットとし、Aが燃焼中には、Bのバーナーの蓄熱体を排ガスが通過することにより熱が蓄熱され、逆にBバーナーが燃焼中には、Aバーナーの蓄熱体に排ガス熱が蓄熱される。これにより8 割以上の排ガス熱を回収し、燃焼空気を予熱することによりエネルギー効率を高め、CO2削減を図る。"]
[]
[null,null,null,"燃料低炭素化",25041,null,"工業炉の燃料低炭素化",null,null,null,null,null,null,null,null,null,null,null,null,null,null,null,null,null,null,null,null,null,null,null,null,null,null,null,null,null,null,null,null,null,null,null,"燃料低炭素化",25041,null,"硫黄分を含むA重油は、排ガス温度が酸露点を下回ると硫酸腐食を生じるため、排ガス熱回収に制限がある。硫黄等を含まない気体燃料に転換することで、酸露点を気にせずに十分な排ガス熱回収が可能となる。併せて、CO2排出係数の違いによりCO2も削減できる。"]
[]
[null,null,null,"電化",25051,null,"燃焼加熱式設備から遠赤外線加熱式設備への更新",null,null,null,null,null,null,null,null,null,null,null,null,null,null,null,null,null,null,null,null,null,null,null,null,null,null,null,null,null,null,null,null,null,null,null,"電化",25051,null,"乾燥・焼成・金型加熱等の工程で用いられる燃焼加熱式設備を、遠赤外線乾燥装置等エネルギー消費効率の高い遠赤外線加熱式設備へ更新することによりエネルギー効率改善とCO2削減を図る。"]
[]
[null,"冷凍・冷蔵設備",null,null,null,null,null,null,null,null,null,null,null,null,null,null,null,null,null,null,null,null,null,null,null,null,null,null,null,null,null,null,null,null,null,null,null,"戻る",null,null,"冷凍・冷蔵設備"]
[null,null,null,"運用改善",26011,null,"冷凍・冷蔵設備の設定温度の変更",null,null,null,null,null,null,null,null,null,null,null,null,null,null,null,null,null,null,null,null,null,null,null,null,null,null,null,null,null,null,null,null,null,null,null,"運用改善",26011,null,"被冷却物の搬入・搬出量や種類、外気温度等により、管理基準内で温度設定値を変更することで過冷却を防止し、冷凍・冷蔵設備のエネルギー効率改善とCO2削減を図る。"]
[]
[null,null,null,null,26012,null,"冷凍設備低負荷時のファンの停止",null,null,null,null,null,null,null,null,null,null,null,null,null,null,null,null,null,null,null,null,null,null,null,null,null,null,null,null,null,null,null,null,null,null,null,null,26012,null,"クーラーファン（ファンモーター含む）の発熱量が冷却負荷に占める割合は低くない。被冷却物量の少ない（低負荷）場合には、ファンモーターの停止により、冷却負荷の低減に努め、冷凍設備のエネルギー効率改善とCO2削減を図る。"]
[]
[null,null,null,null,26013,null,"デフロスト間隔の延長",null,null,null,null,null,null,null,null,null,null,null,null,null,null,null,null,null,null,null,null,null,null,null,null,null,null,null,null,null,null,null,null,null,null,null,null,26013,null,"外気湿度の低い中間期や冬期、扉の開閉が少なく冷凍機の稼働時間が少ない期間、デ マンド制御で冷凍機を停止している昼間の時間帯などに、冷凍・冷蔵設備のデフロスト間隔を長めに設定し、ヒーターの電力使用量を削減し、CO2削減を図る。"]
[]
[null,null,null,null,26014,null,"冷凍・冷蔵設備の冷凍機の負荷低減",null,null,null,null,null,null,null,null,null,null,null,null,null,null,null,null,null,null,null,null,null,null,null,null,null,null,null,null,null,null,null,null,null,null,null,null,26014,null,"被冷却物の搬入・搬出量や庫内作業（作業員発熱、照明発熱等）や外気温度の変化等に起因する冷却負荷の変化に対応するため、冷凍・冷蔵設備の負荷を低減し運転条件を調整することで、冷凍・冷蔵設備のエネルギー効率改善とCO2削減を図る。"]
[]
[null,null,null,null,26015,null,"冷凍・冷蔵設備の不要時停止",null,null,null,null,null,null,null,null,null,null,null,null,null,null,null,null,null,null,null,null,null,null,null,null,null,null,null,null,null,null,null,null,null,null,null,null,26015,null,"飲料ショーケース、客室の小型冷蔵庫等の電源を不要時に切ることにより、電力消費低減とCO2削減を図る。"]
[]
[null,null,null,null,26016,null,"冷凍・冷蔵設備の防露ヒーター通電制御",null,null,null,null,null,null,null,null,null,null,null,null,null,null,null,null,null,null,null,null,null,null,null,null,null,null,null,null,null,null,null,null,null,null,null,null,26016,null,"ショーケースの結露防止用ヒーターの稼働を抑制、停止させることによりエネルギー効率改善とCO2削減を図る。"]
[]
[null,null,null,null,26017,null,"コンデンシングユニット（室外機）のフィンの清掃・洗浄",null,null,null,null,null,null,null,null,null,null,null,null,null,null,null,null,null,null,null,null,null,null,null,null,null,null,null,null,null,null,null,null,null,null,null,null,26017,null,"コンデンシングユニット（冷凍機室外機）の冷却フィンを清掃、洗浄することにより冷凍機効率を高めて、電力消費低減とCO2削減を図る。"]
[]
[null,null,null,null,26018,null,"冷凍・冷蔵設備の冷却能力の回復",null,null,null,null,null,null,null,null,null,null,null,null,null,null,null,null,null,null,null,null,null,null,null,null,null,null,null,null,null,null,null,null,null,null,null,null,26018,null,"冷媒漏洩等の冷却機能を低下させる原因を取り除き、機能回復することで、低下した冷凍・冷蔵設備のエネルギー効率を改善しCO2削減を図る。"]
[]
[null,null,null,"部分更新・機能付加",26021,null,"ショーケースナイトカバーの設置",null,null,null,null,null,null,null,null,null,null,null,null,null,null,null,null,null,null,null,null,null,null,null,null,null,null,null,null,null,null,null,null,null,null,null,"部分更新・機能付加",26021,null,"オープン型の冷凍冷蔵ショーケースにおいて、閉店から翌朝までの営業時間外に、冷気保持のためナイトカバーを設置して冷気の庫外流失を防止し、エネルギー効率改善とCO2削減を図る。"]
[]
[null,null,null,null,26022,null,"冷凍・冷蔵設備におけるエアーカーテンの設置",null,null,null,null,null,null,null,null,null,null,null,null,null,null,null,null,null,null,null,null,null,null,null,null,null,null,null,null,null,null,null,null,null,null,null,null,26022,null,"冷凍・冷蔵設備の扉等の開口部にエアーカーテンを設置することにより、熱の流出入量を低減し、冷凍・冷蔵負荷の軽減とCO2削減を図る。"]
[]
[null,null,null,null,26023,null,"冷凍・冷蔵設備の照明のLED化",null,null,null,null,null,null,null,null,null,null,null,null,null,null,null,null,null,null,null,null,null,null,null,null,null,null,null,null,null,null,null,null,null,null,null,null,26023,null,"冷凍・冷蔵設備の熱負荷として、照明の発熱量はかなりの量を占める。LED照明の導入により照明発熱量を削減することで、冷凍・冷蔵負荷の低減とCO2削減を図る。"]
[]
[null,null,null,null,26024,null,"冷凍・冷蔵設備の断熱強化",null,null,null,null,null,null,null,null,null,null,null,null,null,null,null,null,null,null,null,null,null,null,null,null,null,null,null,null,null,null,null,null,null,null,null,null,26024,null,"冷凍・冷蔵設備の庫壁からの侵入熱を低減するために、庫壁の断熱を強化し、冷凍・冷蔵負荷を削減することにより、電力消費低減とCO2削減を図る。"]
[]
[null,null,null,null,26025,null,"ショーケース用キャノピー照明の設置（棚照明の消灯）",null,null,null,null,null,null,null,null,null,null,null,null,null,null,null,null,null,null,null,null,null,null,null,null,null,null,null,null,null,null,null,null,null,null,null,null,26025,null,"多段型ショーケースにオーバーキャノピー照明を設置し、棚照明を消灯することによりエネルギー効率改善とCO2削減を図る。"]
[]
[null,null,null,"設備導入",26031,null,"高効率冷凍・冷蔵設備の導入",null,null,null,null,null,null,null,null,null,null,null,null,null,null,null,null,null,null,null,null,null,null,null,null,null,null,null,null,null,null,null,null,null,null,null,"設備導入",26031,null,"高効率インバータ圧縮機、高効率ファンモーターなどを採用した高効率冷凍・冷蔵設備を導入することで、エネルギー効率改善とCO2削減を図る。"]
[]
[null,"排水処理設備",null,null,null,null,null,null,null,null,null,null,null,null,null,null,null,null,null,null,null,null,null,null,null,null,null,null,null,null,null,null,null,null,null,null,null,"戻る",null,null,"排水処理設備"]
[null,null,null,"運用改善",27011,null,"曝気用ブロワーの操業に応じた運転停止",null,null,null,null,null,null,null,null,null,null,null,null,null,null,null,null,null,null,null,null,null,null,null,null,null,null,null,null,null,null,null,null,null,null,null,"運用改善",27011,null,"排水処理設備では、夜間や休日に操業が停止することで、負荷（BOD、COD等）が無くなる場合がある。曝気用ブロワーに、夜間や休日を設定できるカレンダータイマー 等を設置して、不要時にブロワーを確実に停止することにより、電力消費低減とCO2 削減を図る。"]
[]
[null,null,null,"部分更新・機能付加",24022,null,"ポンプ・ファン等の回転数・流量・圧力調整（インバータ制御等）\n[曝気用ルーツブロワ]",null,null,null,null,null,null,null,null,null,null,null,null,null,null,null,null,null,null,null,null,null,null,null,null,null,null,null,null,null,null,null,null,null,null,null,"部分更新・機能付加",24022,null,"ポンプのバルブを絞った流量調整、あるいはファン・ブロワーのダンパーを絞った風量調整を、インバータによるモーター回転数制御による流量・風量調整に変更することで、電力消費低減とCO2削減を図る。"]
[]
[null,"昇降設備",null,null,null,null,null,null,null,null,null,null,null,null,null,null,null,null,null,null,null,null,null,null,null,null,null,null,null,null,null,null,null,null,null,null,null,"戻る",null,null,"昇降設備"]
[null,null,null,"運用改善",28011,null,"閑散期の昇降機・エスカレーター等の一部停止",null,null,null,null,null,null,null,null,null,null,null,null,null,null,null,null,null,null,null,null,null,null,null,null,null,null,null,null,null,null,null,null,null,null,null,"運用改善",28011,null,"通勤/退勤などの時間帯を外した、ビル内の人移動量が少ない時間帯に、同一系統のエレベーター（複数台）の一部を停止することで、搬送用電力消費の低減とCO2削減を図る。"]
[]
[null,null,null,"部分更新・機能付加",28021,null,"昇降機へのインバータ制御の導入",null,null,null,null,null,null,null,null,null,null,null,null,null,null,null,null,null,null,null,null,null,null,null,null,null,null,null,null,null,null,null,null,null,null,null,"部分更新・機能付加",28021,null,"既設エレベーター等の制御装置を主体とする更新時に、インバータ制御方式や電力回生制御を導入して、電力消費低減とCO2削減を図る。"]
[]
[null,null,null,null,28022,null,"エスカレーターへの人感センサー導入",null,null,null,null,null,null,null,null,null,null,null,null,null,null,null,null,null,null,null,null,null,null,null,null,null,null,null,null,null,null,null,null,null,null,null,null,28022,null,"人感センサーにより利用者を感知して自動的に運転を開始・停止する自動運転制御装置を導入し、電力消費低減とCO2削減を図る。"]
[]
[null,"給湯・温水利用設備",null,null,null,null,null,null,null,null,null,null,null,null,null,null,null,null,null,null,null,null,null,null,null,null,null,null,null,null,null,null,null,null,null,null,null,"戻る",null,null,"給湯設備"]
[null,null,null,"運用改善",29011,null,"給湯温度・循環水量の調整",null,null,null,null,null,null,null,null,null,null,null,null,null,null,null,null,null,null,null,null,null,null,null,null,null,null,null,null,null,null,null,null,null,null,null,"運用改善",29011,null,"貯湯槽は高温ほど放熱量が大きい。このため衛生上許容される範囲で設定温度を下げ、貯湯槽や配管からの放熱量を減らすことにより、電気や燃料の使用量を削減する。循環水量は必要十分な量に調整し、循環ポンプの電力消費削減に努める。これらによりCO2削減を図る。"]
[]
[null,null,null,null,29012,null,"給湯利用期間の短縮",null,null,null,null,null,null,null,null,null,null,null,null,null,null,null,null,null,null,null,null,null,null,null,null,null,null,null,null,null,null,null,null,null,null,null,null,29012,null,"給湯の必要性が必ずしも高くない中間期や夏期には、給湯を停止することで給湯期間を短縮する。これにより燃料や電力の使用量を低減し、CO2削減を図る。"]
[]
[null,null,null,null,29013,null,"温水ボイラーの燃焼空気比改善",null,null,null,null,null,null,null,null,null,null,null,null,null,null,null,null,null,null,null,null,null,null,null,null,null,null,null,null,null,null,null,null,null,null,null,null,29013,null,"燃焼装置の空気比（＝実空気量/理論空気量）が大きくなると、燃焼に寄与しない空気が増え、燃焼温度や燃焼効率の低下につながる。不完全燃焼を生じさせない範囲で実空気量を減らすことで、エネルギー効率改善とCO2削減を図る。"]
[]
[null,null,null,"部分更新・機能付加",29021,null,"給湯配管類の断熱強化・保温",null,null,null,null,null,null,null,null,null,null,null,null,null,null,null,null,null,null,null,null,null,null,null,null,null,null,null,null,null,null,null,null,null,null,null,"部分更新・機能付加",29021,null,"給湯配管の断熱補強により配管からの放熱量を低減し、燃料や電力の使用量およびCO2の削減を図る。"]
[]
[null,null,null,null,29022,null,"浴槽保温カバー導入による放熱防止",null,null,null,null,null,null,null,null,null,null,null,null,null,null,null,null,null,null,null,null,null,null,null,null,null,null,null,null,null,null,null,null,null,null,null,null,29022,null,"常時湯が張ってある状態の浴槽の場合、不使用時に浴槽蓋やシートを使用して湯面からの放熱を防止することにより、エネルギー効率改善とCO2削減を図る。"]
[]
[null,null,null,"設備導入",29031,null,"高効率給湯器・温水ボイラー（ガス式・灯油式等）の導入",null,null,null,null,null,null,null,null,null,null,null,null,null,null,null,null,null,null,null,null,null,null,null,null,null,null,null,null,null,null,null,null,null,null,null,"設備導入",29031,null,"低効率の給湯器や温水ボイラーを省エネルギー性能の優れた高効率タイプに更新し、燃料使用量およびCO2の削減を図る。"]
[]
[null,null,null,null,29032,null,"真空蒸気による加熱システムの導入",null,null,null,null,null,null,null,null,null,null,null,null,null,null,null,null,null,null,null,null,null,null,null,null,null,null,null,null,null,null,null,null,null,null,null,null,29032,null,"一般的に温水が使用されている100℃以下の加熱工程で、真空蒸気（大気圧以下の蒸気）を利用することにより、エネルギー効率改善とCO2削減を図る。"]
[]
[null,null,null,"燃料低炭素化",29042,null,"太陽熱利用設備の導入",null,null,null,null,null,null,null,null,null,null,null,null,null,null,null,null,null,null,null,null,null,null,null,null,null,null,null,null,null,null,null,null,null,null,null,"燃料低炭素化",29042,null,"太陽熱を利用して40～60℃の温水を製造する太陽熱給湯システムの導入により、従来型給湯器や温水ボイラーの燃料使用量を削減し、CO2の低減を図る。"]
[]
[null,null,null,null,29043,null,"温水ボイラーの燃料低炭素化（バイオマスを除く）",null,null,null,null,null,null,null,null,null,null,null,null,null,null,null,null,null,null,null,null,null,null,null,null,null,null,null,null,null,null,null,null,null,null,null,null,29043,null,"灯油、A重油等CO2排出係数の大きい燃料を使用する温水ボイラーの燃料を、都市ガ ス、LPG等よりCO2排出係数の小さい燃料（バイオマスを除く）に変更する。"]
[]
[null,null,null,null,29044,null,"バイオマス焚き温水ボイラーの導入",null,null,null,null,null,null,null,null,null,null,null,null,null,null,null,null,null,null,null,null,null,null,null,null,null,null,null,null,null,null,null,null,null,null,null,null,29044,null,"木質系バイオマス等を燃料とする温水ボイラーを設置し、温水供給に使用されているA重油、灯油、LPG等の燃料の使用量とCO2を削減する。"]
[]
[null,null,null,"電化",29051,null,"高効率ヒートポンプ給湯機の導入",null,null,null,null,null,null,null,null,null,null,null,null,null,null,null,null,null,null,null,null,null,null,null,null,null,null,null,null,null,null,null,null,null,null,null,"電化",29051,null,"旧型の給湯器や温水ボイラーを省エネルギー性能の優れた高効率ヒートポンプ給湯機に更新し、エネルギー効率改善とCO2削減を図る。"]
[]
[null,null,null,null,29052,null,"産業用温水ヒートポンプの導入",null,null,null,null,null,null,null,null,null,null,null,null,null,null,null,null,null,null,null,null,null,null,null,null,null,null,null,null,null,null,null,null,null,null,null,null,29052,null,"低温廃熱を回収して高温水に再生する廃熱回収ヒートポンプや、1 台で冷水と温水を同時に供給できる冷温水同時取出式ヒートポンプ等を導入することにより、エネルギー効率改善とCO2削減を図る。"]
[]
[null,"発電設備",null,null,null,null,null,null,null,null,null,null,null,null,null,null,null,null,null,null,null,null,null,null,null,null,null,null,null,null,null,null,null,null,null,null,null,"戻る",null,null,"発電設備"]
[null,null,null,"設備導入",30031,null,"高効率ガスコージェネレーションシステムの導入",null,null,null,null,null,null,null,null,null,null,null,null,null,null,null,null,null,null,null,null,null,null,null,null,null,null,null,null,null,null,null,null,null,null,null,"設備導入",30031,null,"発電の際に捨てられていた熱機関からの排熱を回収し、冷暖房や給湯等に利用するコージェネレーションシステムを導入することで、総合エネルギー利用率を80%程度に高め、エネルギー効率改善とCO2削減を図る。"]
[]
[null,null,null,null,30032,null,"燃料電池コージェネレーションシステムの導入",null,null,null,null,null,null,null,null,null,null,null,null,null,null,null,null,null,null,null,null,null,null,null,null,null,null,null,null,null,null,null,null,null,null,null,null,30032,null,"燃料電池は、酸素と都市ガスやLPGを改質した水素から電気化学反応によって直接、電気エネルギーに変換するため、発電効率が約40～60%と高く、CO2排出量も少ない。コージェネレーションシステムとして利用した場合は、発電と同時に発生する熱も有効活用することができる。"]
[]
[null,null,null,"電力低炭素化",30061,null,"太陽光発電設備の導入",null,null,null,null,null,null,null,null,null,null,null,null,null,null,null,null,null,null,null,null,null,null,null,null,null,null,null,null,null,null,null,null,null,null,null,"電力低炭素化",30061,null,"太陽光発電は太陽光のエネルギーを直接電気に変換するので、発電に伴いCO2を排出することがない。電気事業者から購入する電気の一部を太陽光発電に置き換えることで、電気のCO2排出係数が小さくなり、CO2の削減が可能となる。"]
[]
[null,null,null,null,30062,null,"バイオマス燃料を利用する発電設備の導入",null,null,null,null,null,null,null,null,null,null,null,null,null,null,null,null,null,null,null,null,null,null,null,null,null,null,null,null,null,null,null,null,null,null,null,null,30062,null,"木質系バイオマスを原料とするバイオマス固形燃料（木質ペレット、木質チップまたは薪等）を使用する自家発電設備またはコージェネレーション等を導入して、従来の系統電力を代替することにより、CO2の削減を図る。"]
[]
[null,"水利用設備",null,null,null,null,null,null,null,null,null,null,null,null,null,null,null,null,null,null,null,null,null,null,null,null,null,null,null,null,null,null,null,null,null,null,null,"戻る",null,null,"水利用設備"]
[null,null,null,"運用改善",31011,null,"トイレ設備の節電機能の有効利用",null,null,null,null,null,null,null,null,null,null,null,null,null,null,null,null,null,null,null,null,null,null,null,null,null,null,null,null,null,null,null,null,null,null,null,"運用改善",31011,null,"設置されているトイレ設備の節電モードを有効活用し、便座ヒーターと洗浄用温水を夜間休止することで電力消費を低減し、CO2削減を図る。"]
[]
[null,null,null,"部分更新・機能付加",31021,null,"節水機能（節水コマ、節水型シャワーヘッド等）の導入",null,null,null,null,null,null,null,null,null,null,null,null,null,null,null,null,null,null,null,null,null,null,null,null,null,null,null,null,null,null,null,null,null,null,null,"部分更新・機能付加",31021,null,"蛇口への節水コマの取付け、節水型シャワーヘッドへの更新等により、利便性や快適性を損なわずに節水を実現する。これにより、給排水動力や給湯用燃料使用量を低減し、CO2削減を図る。"]
[]
[null,null,null,null,31022,null,"自動水栓・自動洗浄装置の導入",null,null,null,null,null,null,null,null,null,null,null,null,null,null,null,null,null,null,null,null,null,null,null,null,null,null,null,null,null,null,null,null,null,null,null,null,31022,null,"手洗いの自動水栓化や自動洗浄装置を利用することで、水の出し放しを防止して使用水量を節減する。これにより、給排水動力を節減し、CO2削減を図る。"]
[]
[null,null,null,null,31023,null,"水道直結給水方式の導入",null,null,null,null,null,null,null,null,null,null,null,null,null,null,null,null,null,null,null,null,null,null,null,null,null,null,null,null,null,null,null,null,null,null,null,null,31023,null,"高置水槽給水方式等の給水設備を、水道管との直結給水方式に更新することで、水道本管の水圧を有効に利用して水の搬送動力を低減する。電力消費を低減し、CO2削減を図る。"]
[]
[null,null,null,"設備導入",31031,null,"節水便器・省エネ便座等の導入",null,null,null,null,null,null,null,null,null,null,null,null,null,null,null,null,null,null,null,null,null,null,null,null,null,null,null,null,null,null,null,null,null,null,null,"設備導入",31031,null,"節水型の便座や待機電力を削減する省エネ型の温水洗浄便座に更新することで、給排水動力や暖房に使用される電力使用量を節減し、CO2削減を図る。"]
[]
[null,null,null,null,31032,null,"中水道設備の導入",null,null,null,null,null,null,null,null,null,null,null,null,null,null,null,null,null,null,null,null,null,null,null,null,null,null,null,null,null,null,null,null,null,null,null,null,31032,null,"建物内の洗面・流しなどからの排水や雨水排水を浄化処理し、トイレ洗浄水や植栽の散水などの雑用水として再利用する、中水道設備を導入する。上水道料金の低減や断水時等の水の確保とともに、地域の公共上水道・雨水排水インフラへの負荷の軽減、地域レベルでの給排水動力の節減を図り、CO2削減に繋げる。"]
[]
[null,"エネルギー管理設備",null,null,null,null,null,null,null,null,null,null,null,null,null,null,null,null,null,null,null,null,null,null,null,null,null,null,null,null,null,null,null,null,null,null,null,"戻る",null,null,"エネルギー管理設備"]
[null,null,null,"運用改善",32011,null,"エネルギー管理体制の構築",null,null,null,null,null,null,null,null,null,null,null,null,null,null,null,null,null,null,null,null,null,null,null,null,null,null,null,null,null,null,null,null,null,null,null,"運用改善",32011,null,"省エネ法に基づき、エネルギー管理統括者、エネルギー管理企画推進者、エネルギー管 理者・管理員を選任し、エネルギー使用の合理化を総合的な観点から推進する。エネルギー効率改善とCO2削減を図る。"]
[]
[null,null,null,"設備導入",32031,null,"BEMS/FEMSの導入",null,null,null,null,null,null,null,null,null,null,null,null,null,null,null,null,null,null,null,null,null,null,null,null,null,null,null,null,null,null,null,null,null,null,null,"設備導入",32031,null,"EMS（エネルギーマネジメントシステム）を導入して、ビルや工場等のエネルギー使用状況の「見える化」や、エネルギー使用機器の管理と運用の最適化を行う。省エネルギーや負荷の平準化等に留意しながら、エネルギーの合理的使用を図り、CO2 削減につなげる。"]
[]
[null,"その他のシステム、設備機器",null,null,null,null,null,null,null,null,null,null,null,null,null,null,null,null,null,null,null,null,null,null,null,null,null,null,null,null,null,null,null,null,null,null,null,"戻る",null,null,"その他"]
[null,null,null,"運用改善",33011,null,"その他の設備機器等の停止",null,null,null,null,null,null,null,null,null,null,null,null,null,null,null,null,null,null,null,null,null,null,null,null,null,null,null,null,null,null,null,null,null,null,null,"運用改善",33011,null,"夏期・冬期等の一斉休暇の際、自動販売機やその他設備を、支障のない範囲で停止することで、電力消費の低減とCO2削減を図る。"]
[]
[null,null,null,null,33012,null,"その他の設備機器等の待機電力削減",null,null,null,null,null,null,null,null,null,null,null,null,null,null,null,null,null,null,null,null,null,null,null,null,null,null,null,null,null,null,null,null,null,null,null,null,33012,null,"非稼働日等に生産設備や付帯機器のブレーカーを落としたり、生産設備の稼働状況に合わせて付属機器の電源のON/OFFを調整したりすることで、待機電力の低減とCO2削減を図る。"]
[]
[null,null,null,"部分更新・機能付加",33021,null,"その他の設備機器等の保温",null,null,null,null,null,null,null,null,null,null,null,null,null,null,null,null,null,null,null,null,null,null,null,null,null,null,null,null,null,null,null,null,null,null,null,"部分更新・機能付加",33021,null,"射出成形機のシリンダー部、その他製造設備等の高温部等を断熱強化することで放熱量を低減し、加熱に要する燃料・電力量の低減とCO2削減を図る。"]
[]
[null,null,null,null,33022,null,"廃冷温水からの熱回収",null,null,null,null,null,null,null,null,null,null,null,null,null,null,null,null,null,null,null,null,null,null,null,null,null,null,null,null,null,null,null,null,null,null,null,null,33022,null,"食品加工、化学、パルプ・紙加工など、大量の冷温水を使用する分野において、熱交換器を使用して廃棄される温水や冷水の熱を回収し、給水予熱/冷却や給湯等に再利用す ることにより、エネルギー効率改善とCO2削減を図る。"]
[]
[null,null,null,null,33023,null,"生産設備の高温排気からの熱回収",null,null,null,null,null,null,null,null,null,null,null,null,null,null,null,null,null,null,null,null,null,null,null,null,null,null,null,null,null,null,null,null,null,null,null,null,33023,null,"生産設備の高温排気から廃熱を回収して有効利用することにより、エネルギー効率改善とCO2削減を図る。"]
[]
[null,null,null,"設備導入",33031,null,"その他の高効率設備機器等の導入",null,null,null,null,null,null,null,null,null,null,null,null,null,null,null,null,null,null,null,null,null,null,null,null,null,null,null,null,null,null,null,null,null,null,null,"設備導入",33031,null,"利用者が少ない時間帯の照明の消灯や運転の停止などの機能の付いた省エネ型自動販売機、ファイバーレーザー加工機、LED-UV印刷システム、すすぎ水再利用型食洗機など、「その他」以外の項目に分類されない高効率設備機器へ更新することにより、エネルギー効率改善とCO2削減を図る。"]
[]
[null,null,null,"燃料低炭素化",33041,null,"バイオマス液体燃料の利用",null,null,null,null,null,null,null,null,null,null,null,null,null,null,null,null,null,null,null,null,null,null,null,null,null,null,null,null,null,null,null,null,null,null,null,"燃料低炭素化",33041,null,"バイオマス液体燃料（バイオディーゼル燃料）を車両等に使用することで、それまで使用していた化石燃料の使用量を削減し、CO2の低減を図る。"]
[]
[null,null,null,null,33042,null,"グリーン熱証書の購入",null,null,null,null,null,null,null,null,null,null,null,null,null,null,null,null,null,null,null,null,null,null,null,null,null,null,null,null,null,null,null,null,null,null,null,null,33042,null,"グリーン熱証書を購入し、グリーンエネルギーCO2削減相当量の認証を受けることにより、CO2削減が可能になる。"]
[]
[null,null,null,"電化",33051,null,"油圧駆動生産設備の電動化",null,null,null,null,null,null,null,null,null,null,null,null,null,null,null,null,null,null,null,null,null,null,null,null,null,null,null,null,null,null,null,null,null,null,null,"電化",33051,null,"油圧成形機、油圧プレス機械などをサーボ駆動機に更新することにより、エネルギー効率改善とCO2削減を図る。"]
[]
[null,null,null,null,33052,null,"構内車両（フォークリフト等）の電動化",null,null,null,null,null,null,null,null,null,null,null,null,null,null,null,null,null,null,null,null,null,null,null,null,null,null,null,null,null,null,null,null,null,null,null,null,33052,null,"ガソリン式、ディーゼル式、LPG式のフォークリフトからバッテリー式フォークリフトに転換することにより、エネルギー効率改善とCO2 削減を図る。"]
[]
[null,null,null,"電力低炭素化",33061,null,"再エネ100%電力への変更",null,null,null,null,null,null,null,null,null,null,null,null,null,null,null,null,null,null,null,null,null,null,null,null,null,null,null,null,null,null,null,null,null,null,null,"電力低炭素化",33061,null,"小売電気事業者から自然エネルギー100%の電力を購入することにより、CO2の削減が可能となる。"]
[]
[null,null,null,null,33062,null,"グリーン電力証書の購入",null,null,null,null,null,null,null,null,null,null,null,null,null,null,null,null,null,null,null,null,null,null,null,null,null,null,null,null,null,null,null,null,null,null,null,null,33062,null,"グリーン電力証書を購入し、グリーンエネルギーCO2削減相当量の認証を受けること により、CO2削減が可能になる。"]

{"sheet":"414計測実施記録","index":19,"n_rows":28,"n_cols":85,"rows_kept":28,"cut":false,"hidden":false,"merged":[[24,1,24,2],[25,1,25,2],[26,1,26,2],[27,1,27,2],[7,40,7,41],[9,40,9,41],[10,40,10,41],[11,40,11,41],[12,40,12,41],[13,40,13,41],[14,40,14,41],[15,40,15,41],[16,40,16,41],[17,40,17,41],[18,40,18,41],[19,40,19,41],[20,40,20,41],[21,40,21,41],[23,40,23,41],[24,40,24,41],[25,40,25,41],[26,40,26,41],[27,40,27,41],[14,1,14,2],[19,1,19,2],[20,1,20,2],[21,1,21,2],[23,1,23,2],[7,1,7,2],[9,1,9,2],[10,1,10,2],[11,1,11,2],[12,1,12,2],[13,1,13,2],[9,3,9,8],[10,3,10,8],[3,1,3,10],[3,11,3,22],[4,1,4,22],[18,3,18,8],[7,3,7,8],[11,3,11,8],[12,3,12,8],[15,1,15,2],[16,1,16,2],[17,1,17,2],[18,1,18,2],[16,3,16,8],[17,3,17,8],[27,3,27,8],[25,3,25,8],[26,3,26,8],[21,3,21,8],[24,3,24,8],[20,3,20,8],[21,9,21,14],[21,15,21,34],[21,35,21,36],[23,3,23,8],[7,42,7,47],[15,42,15,47],[16,42,16,47],[17,42,17,47],[18,42,18,47],[19,42,19,47],[20,42,20,47],[21,42,21,47],[23,42,23,47],[9,42,9,47],[10,42,10,47],[11,42,11,47],[12,42,12,47],[13,42,13,47],[14,42,14,47],[19,3,19,8],[13,3,13,8],[14,3,14,8],[15,3,15,8],[12,9,12,14],[12,15,12,34],[12,35,12,36],[13,9,13,14],[13,15,13,34],[13,35,13,36],[14,9,14,14],[14,15,14,34],[14,35,14,36],[15,9,15,14],[15,15,15,34],[15,35,15,36],[16,9,16,14],[16,15,16,34],[16,35,16,36],[17,9,17,14],[17,15,17,34],[17,35,17,36],[18,9,18,14],[18,15,18,34],[24,48,24,53],[24,54,24,73],[23,48,23,53],[23,54,23,73],[24,42,24,47],[21,48,21,53],[21,54,21,73],[14,48,14,53],[14,54,14,73],[18,54,18,73],[18,74,18,75],[19,48,19,53],[19,54,19,73],[19,74,19,75],[20,48,20,53],[20,54,20,73],[20,74,20,75],[14,74,14,75],[15,48,15,53],[15,54,15,73],[15,74,15,75],[16,48,16,53],[16,54,16,73],[16,74,16,75],[17,48,17,53],[17,54,17,73],[17,74,17,75],[7,35,7,36],[9,35,9,36],[10,35,10,36],[11,35,11,36],[7,9,7,14],[7,15,7,34],[9,9,9,14],[9,15,9,34],[10,9,10,14],[10,15,10,34],[11,9,11,14],[11,15,11,34],[13,48,13,53],[13,54,13,73],[13,74,13,75],[23,74,23,75],[24,74,24,75],[25,48,25,53],[24,9,24,14],[24,15,24,34],[24,35,24,36],[25,9,25,14],[25,15,25,34],[25,35,25,36],[18,35,18,36],[19,9,19,14],[19,15,19,34],[19,35,19,36],[20,9,20,14],[20,15,20,34],[20,35,20,36],[23,9,23,14],[23,15,23,34],[23,35,23,36],[21,74,21,75],[18,48,18,53],[7,48,7,53],[7,54,7,73],[7,74,7,75],[9,48,9,53],[10,48,10,53],[11,48,11,53],[12,48,12,53],[9,54,9,73],[10,54,10,73],[11,54,11,73],[12,54,12,73],[9,74,9,75],[10,74,10,75],[11,74,11,75],[12,74,12,75],[25,54,25,73],[25,74,25,75],[26,48,26,53],[26,54,26,73],[26,74,26,75],[27,48,27,53],[27,54,27,73],[27,74,27,75],[27,9,27,14],[27,15,27,34],[27,35,27,36],[26,9,26,14],[26,15,26,34],[26,35,26,36],[25,42,25,47],[26,42,26,47],[27,42,27,47]]}
[]
[]
[]
[null,"4．診断報告書",null,null,null,null,null,null,null,null,null,"41．工場・事業場の現状",null,null,null,null,null,null,null,null,null,null,null,null,null,null,null,null,null,null,null,null,null,null,null,null,null,null,null,null,"記入例及び注記",null,null,null,null,null,null,null,null,"セル色凡例",null,null,null,null,null,"直接入力",null,null,null,null,"選択",null,null,null,"自動計算",null,null,null,null,null,null,null,null,null,null,null,null,null,null,null,null,null,null,null,"セル色の表示／非表示"]
[null,"414．計測実施記録",null,null,null,null,null,null,null,null,null,null,null,null,null,null,null,null,null,null,null,null,null,null,null,null,null,null,null,null,null,null,null,null,null,null,null,null,null,null,"（セルのメモやテキストボックスによる注記は移動できます）",null,null,null,null,null,null,null,null,null,null,null,null,null,null,null,null,null,null,null,null,null,null,null,null,null,null,null,null,null,null,null,null,null,null,null,null,null,null,null,null,null,null,null,false]
[]
[]
[null,"計測番号",null,"対象システム\n・設備",null,null,null,null,null,"計測目的",null,null,null,null,null,"計測項目及び計測期間",null,null,null,null,null,null,null,null,null,null,null,null,null,null,null,null,null,null,null,"DX\n計測",null,null,null,null,"計測番号",null,"対象システム\n・設備",null,null,null,null,null,"計測目的",null,null,null,null,null,"計測項目及び計測期間",null,null,null,null,null,null,null,null,null,null,null,null,null,null,null,null,null,null,null,"DX\n計測"]
[null,null,null,"ユーティリティ・一般設備",null,null,null,null,null,null,null,null,null,null,null,null,null,null,null,null,null,null,null,null,null,null,null,null,null,null,null,null,null,null,null,null,null,null,null,null,null,null,"ユーティリティ・一般設備"]
[null,1,null,null,null,null,null,null,null,null,null,null,null,null,null,null,null,null,null,null,null,null,null,null,null,null,null,null,null,null,null,null,null,null,null,null,null,null,null,null,1,null,"蒸気システム",null,null,null,null,null,"蒸気配管の熱ロス把握",null,null,null,null,null,"・目視、サーモグラフィ、接触温度計（○○年○月○日）"]
[null,2,null,null,null,null,null,null,null,null,null,null,null,null,null,null,null,null,null,null,null,null,null,null,null,null,null,null,null,null,null,null,null,null,null,null,null,null,null,null,2,null,"蒸気システム",null,null,null,null,null,"蒸気ボイラーの現状把握",null,null,null,null,null,"・項目：蒸気圧力、燃料弁開閉信号（データロガー使用）\n・期間：○○年○月○日～○月△日"]
[null,3,null,null,null,null,null,null,null,null,null,null,null,null,null,null,null,null,null,null,null,null,null,null,null,null,null,null,null,null,null,null,null,null,null,null,null,null,null,null,3,null,"照明設備",null,null,null,null,null,"執務室の明るさ現状把握",null,null,null,null,null,"・照度（○○年○月○日）"]
[null,4,null,null,null,null,null,null,null,null,null,null,null,null,null,null,null,null,null,null,null,null,null,null,null,null,null,null,null,null,null,null,null,null,null,null,null,null,null,null,4,null,"給湯・温水利用設備",null,null,null,null,null,"ガス使用量把握",null,null,null,null,null,"・LPG使用量（DX計測：○○年○月○日～○月△日）"]
[null,5,null,null,null,null,null,null,null,null,null,null,null,null,null,null,null,null,null,null,null,null,null,null,null,null,null,null,null,null,null,null,null,null,null,null,null,null,null,null,5]
[null,6,null,null,null,null,null,null,null,null,null,null,null,null,null,null,null,null,null,null,null,null,null,null,null,null,null,null,null,null,null,null,null,null,null,null,null,null,null,null,6]
[null,7,null,null,null,null,null,null,null,null,null,null,null,null,null,null,null,null,null,null,null,null,null,null,null,null,null,null,null,null,null,null,null,null,null,null,null,null,null,null,7]
[null,8,null,null,null,null,null,null,null,null,null,null,null,null,null,null,null,null,null,null,null,null,null,null,null,null,null,null,null,null,null,null,null,null,null,null,null,null,null,null,8]
[null,9,null,null,null,null,null,null,null,null,null,null,null,null,null,null,null,null,null,null,null,null,null,null,null,null,null,null,null,null,null,null,null,null,null,null,null,null,null,null,9]
[null,10,null,null,null,null,null,null,null,null,null,null,null,null,null,null,null,null,null,null,null,null,null,null,null,null,null,null,null,null,null,null,null,null,null,null,null,null,null,null,10]
[null,11,null,null,null,null,null,null,null,null,null,null,null,null,null,null,null,null,null,null,null,null,null,null,null,null,null,null,null,null,null,null,null,null,null,null,null,null,null,null,11]
[null,12,null,null,null,null,null,null,null,null,null,null,null,null,null,null,null,null,null,null,null,null,null,null,null,null,null,null,null,null,null,null,null,null,null,null,null,null,null,null,12]
[null,13,null,null,null,null,null,null,null,null,null,null,null,null,null,null,null,null,null,null,null,null,null,null,null,null,null,null,null,null,null,null,null,null,null,null,null,null,null,null,13]
[null,null,null,"生産設備",null,null,null,null,null,null,null,null,null,null,null,null,null,null,null,null,null,null,null,null,null,null,null,null,null,null,null,null,null,null,null,null,null,null,null,null,null,null,"生産設備"]
[null,14,null,null,null,null,null,null,null,null,null,null,null,null,null,null,null,null,null,null,null,null,null,null,null,null,null,null,null,null,null,null,null,null,null,null,null,null,null,null,14]
[null,15,null,null,null,null,null,null,null,null,null,null,null,null,null,null,null,null,null,null,null,null,null,null,null,null,null,null,null,null,null,null,null,null,null,null,null,null,null,null,15]
[null,16,null,null,null,null,null,null,null,null,null,null,null,null,null,null,null,null,null,null,null,null,null,null,null,null,null,null,null,null,null,null,null,null,null,null,null,null,null,null,16]
[null,17,null,null,null,null,null,null,null,null,null,null,null,null,null,null,null,null,null,null,null,null,null,null,null,null,null,null,null,null,null,null,null,null,null,null,null,null,null,null,17]
[null,18,null,null,null,null,null,null,null,null,null,null,null,null,null,null,null,null,null,null,null,null,null,null,null,null,null,null,null,null,null,null,null,null,null,null,null,null,null,null,18]

{"sheet":"421現状の課題","index":20,"n_rows":53,"n_cols":88,"rows_kept":53,"cut":false,"hidden":false,"merged":[[13,65,14,66],[15,65,16,66],[17,65,18,66],[19,65,20,66],[21,65,22,66],[23,65,24,66],[25,65,26,66],[27,65,28,66],[7,55,8,64],[9,55,10,64],[11,55,12,64],[13,55,14,64],[15,55,16,64],[17,55,18,64],[19,55,20,64],[21,55,22,64],[23,55,24,64],[25,55,26,64],[27,55,28,64],[25,42,26,43],[25,50,25,54],[25,67,25,68],[25,69,25,79],[26,50,26,54],[26,67,26,68],[26,69,26,79],[23,42,24,43],[23,50,23,54],[23,67,23,68],[23,69,23,79],[24,50,24,54],[24,67,24,68],[24,69,24,79],[21,67,21,68],[21,69,21,79],[22,50,22,54],[22,67,22,68],[22,69,22,79],[19,42,20,43],[19,50,19,54],[19,67,19,68],[19,69,19,79],[20,50,20,54],[20,67,20,68],[20,69,20,79],[7,69,8,79],[8,50,8,54],[17,42,18,43],[17,50,17,54],[17,67,17,68],[17,69,17,79],[18,50,18,54],[18,67,18,68],[18,69,18,79],[15,67,15,68],[15,69,15,79],[16,50,16,54],[16,67,16,68],[16,69,16,79],[13,42,14,43],[13,50,13,54],[13,67,13,68],[13,69,13,79],[14,50,14,54],[14,67,14,68],[14,69,14,79],[11,42,12,43],[11,50,11,54],[11,67,11,68],[11,69,11,79],[12,50,12,54],[12,67,12,68],[12,69,12,79],[9,67,9,68],[9,69,9,79],[10,50,10,54],[10,67,10,68],[10,69,10,79],[9,65,10,66],[11,65,12,66],[52,1,53,2],[52,9,52,13],[52,26,52,27],[52,28,52,38],[53,9,53,13],[53,26,53,27],[53,28,53,38],[50,1,51,2],[50,9,50,13],[50,26,50,27],[50,28,50,38],[51,9,51,13],[51,26,51,27],[51,28,51,38],[50,14,51,23],[50,24,51,25],[52,14,53,23],[52,24,53,25],[48,1,49,2],[48,9,48,13],[48,26,48,27],[48,28,48,38],[49,9,49,13],[49,26,49,27],[49,28,49,38],[46,1,47,2],[46,9,46,13],[46,26,46,27],[46,28,46,38],[47,9,47,13],[47,26,47,27],[47,28,47,38],[46,14,47,23],[46,24,47,25],[48,14,49,23],[48,24,49,25],[44,1,45,2],[44,9,44,13],[44,26,44,27],[44,28,44,38],[45,9,45,13],[45,26,45,27],[45,28,45,38],[42,1,43,2],[42,9,42,13],[42,26,42,27],[42,28,42,38],[43,9,43,13],[43,26,43,27],[43,28,43,38],[42,14,43,23],[42,24,43,25],[44,14,45,23],[44,24,45,25],[40,1,41,2],[40,9,40,13],[40,26,40,27],[40,28,40,38],[41,9,41,13],[41,26,41,27],[41,28,41,38],[38,1,39,2],[38,9,38,13],[38,26,38,27],[38,28,38,38],[39,9,39,13],[39,26,39,27],[39,28,39,38],[38,14,39,23],[38,24,39,25],[40,14,41,23],[40,24,41,25],[36,1,37,2],[36,9,36,13],[36,26,36,27],[36,28,36,38],[37,9,37,13],[37,26,37,27],[37,28,37,38],[34,26,34,27],[34,28,34,38],[35,9,35,13],[35,26,35,27],[35,28,35,38],[34,14,35,23],[34,24,35,25],[36,14,37,23],[36,24,37,25],[32,1,33,2],[32,3,33,8],[32,9,32,13],[32,26,33,27],[32,28,33,38],[33,9,33,13],[25,1,26,2],[25,9,25,13],[25,26,25,27],[25,28,25,38],[26,9,26,13],[26,26,26,27],[26,28,26,38],[27,1,28,2],[27,9,27,13],[27,26,27,27],[27,28,27,38],[25,14,26,23],[25,24,26,25],[27,14,28,23],[27,24,28,25],[32,14,33,23],[32,24,33,25],[23,1,24,2],[23,9,23,13],[23,26,23,27],[23,28,23,38],[24,9,24,13],[24,26,24,27],[24,28,24,38],[21,26,21,27],[21,28,21,38],[22,9,22,13],[22,26,22,27],[22,28,22,38],[21,14,22,23],[21,24,22,25],[23,14,24,23],[23,24,24,25],[19,1,20,2],[19,9,19,13],[19,26,19,27],[19,28,19,38],[20,9,20,13],[20,26,20,27],[20,28,20,38],[17,1,18,2],[17,9,17,13],[18,9,18,13],[17,26,17,27],[17,28,17,38],[18,26,18,27],[18,28,18,38],[17,14,18,23],[17,24,18,25],[19,14,20,23],[19,24,20,25],[15,9,15,13],[16,9,16,13],[15,26,15,27],[16,26,16,27],[15,28,15,38],[16,28,16,38],[11,28,11,38],[12,28,12,38],[10,9,10,13],[9,24,10,25],[9,14,10,23],[11,14,12,23],[11,24,12,25],[13,14,14,23],[13,24,14,25],[15,14,16,23],[15,24,16,25],[13,1,14,2],[13,9,13,13],[14,9,14,13],[13,26,13,27],[14,26,14,27],[13,28,13,38],[14,28,14,38],[11,1,12,2],[11,9,11,13],[12,9,12,13],[11,26,11,27],[12,26,12,27],[7,67,8,68],[34,1,35,2],[34,9,34,13],[21,1,22,2],[21,9,21,13],[15,1,16,2],[9,1,10,2],[9,26,9,27],[21,42,22,43],[21,50,21,54],[15,42,16,43],[15,50,15,54],[9,42,10,43],[9,50,9,54],[7,26,8,27],[10,26,10,27],[7,28,8,38],[7,9,7,13],[8,9,8,13],[9,28,9,38],[10,28,10,38],[9,9,9,13],[7,65,8,66],[27,42,28,43],[3,1,3,9],[3,10,3,21],[4,1,4,21],[7,1,8,2],[7,3,8,8],[7,42,8,43],[7,44,8,49],[7,50,7,54],[7,24,8,25],[7,14,8,23],[27,50,27,54],[27,67,27,68],[27,69,27,79],[28,9,28,13],[28,26,28,27],[28,28,28,38],[28,50,28,54],[28,67,28,68],[28,69,28,79]]}
[]
[]
[]
[null,"4．診断報告書",null,null,null,null,null,null,null,null,"42．課題とCO2削減ポテンシャル",null,null,null,null,null,null,null,null,null,null,null,null,null,null,null,null,null,null,null,null,null,null,null,null,null,null,null,null,null,null,null,"記入例及び注記",null,null,null,null,null,null,null,"セル色凡例",null,null,null,null,null,"直接入力",null,null,null,null,"選択",null,null,null,"自動計算",null,null,null,null,null,null,null,null,null,null,null,null,null,null,null,null,null,null,null,null,null,"セル色の表示／非表示"]
[null,"421．現状の課題",null,null,null,null,null,null,null,null,null,null,null,null,null,null,null,null,null,null,null,null,null,null,null,null,null,null,null,null,null,null,null,null,null,null,null,null,null,null,null,null,"（セルのメモやテキストボックスによる注記は移動できます）",null,null,null,null,null,null,null,null,null,null,null,null,null,null,null,null,null,null,null,null,null,null,null,null,null,null,null,null,null,null,null,null,null,null,null,null,null,null,null,null,null,null,null,null,false]
[]
[null,"■","課題一覧"]
[null,"課題番号",null,"写真",null,null,null,null,null,"対象設備名",null,null,null,null,"課題内容",null,null,null,null,null,null,null,null,null,"計測番号",null,"対策個票番号",null,"対策内容",null,null,null,null,null,null,null,null,null,null,null,null,null,"課題番号",null,"写真",null,null,null,null,null,"対象設備名",null,null,null,null,"課題内容",null,null,null,null,null,null,null,null,null,"計測番号",null,"対策個票番号",null,"対策内容"]
[null,null,null,null,null,null,null,null,null,"工程",null,null,null,null,null,null,null,null,null,null,null,null,null,null,null,null,null,null,null,null,null,null,null,null,null,null,null,null,null,null,null,null,null,null,null,null,null,null,null,null,"工程"]
[null,1,null,null,null,null,null,null,null,null,null,null,null,null,null,null,null,null,null,null,null,null,null,null,null,null,null,null,null,null,null,null,null,null,null,null,null,null,null,null,null,null,1,null,null,null,null,null,null,null,"蒸気ボイラー",null,null,null,null,"CO2排出係数の高いA重油燃料を使用している",null,null,null,null,null,null,null,null,null,null,null,6,null,"ボイラーの燃料転換（A重油から都市ガスに変更）"]
[null,null,null,null,null,null,null,null,null,null,null,null,null,null,null,null,null,null,null,null,null,null,null,null,null,null,null,null,null,null,null,null,null,null,null,null,null,null,null,null,null,null,null,null,null,null,null,null,null,null,"蒸気発生"]
[null,2,null,null,null,null,null,null,null,null,null,null,null,null,null,null,null,null,null,null,null,null,null,null,null,null,null,null,null,null,null,null,null,null,null,null,null,null,null,null,null,null,2,null,null,null,null,null,null,null,"蒸気配管",null,null,null,null,"蒸気配管に未保温の箇所があり、放熱している",null,null,null,null,null,null,null,null,null,null,null,1,null,"蒸気配管・蒸気バルブ・フランジ等の断熱強化"]
[null,null,null,null,null,null,null,null,null,null,null,null,null,null,null,null,null,null,null,null,null,null,null,null,null,null,null,null,null,null,null,null,null,null,null,null,null,null,null,null,null,null,null,null,null,null,null,null,null,null,"蒸気搬送"]
[null,3,null,null,null,null,null,null,null,null,null,null,null,null,null,null,null,null,null,null,null,null,null,null,null,null,null,null,null,null,null,null,null,null,null,null,null,null,null,null,null,null,3]
[]
[null,4,null,null,null,null,null,null,null,null,null,null,null,null,null,null,null,null,null,null,null,null,null,null,null,null,null,null,null,null,null,null,null,null,null,null,null,null,null,null,null,null,4]
[]
[null,5,null,null,null,null,null,null,null,null,null,null,null,null,null,null,null,null,null,null,null,null,null,null,null,null,null,null,null,null,null,null,null,null,null,null,null,null,null,null,null,null,5]
[]
[null,6,null,null,null,null,null,null,null,null,null,null,null,null,null,null,null,null,null,null,null,null,null,null,null,null,null,null,null,null,null,null,null,null,null,null,null,null,null,null,null,null,6]
[]
[null,7,null,null,null,null,null,null,null,null,null,null,null,null,null,null,null,null,null,null,null,null,null,null,null,null,null,null,null,null,null,null,null,null,null,null,null,null,null,null,null,null,7]
[]
[null,8,null,null,null,null,null,null,null,null,null,null,null,null,null,null,null,null,null,null,null,null,null,null,null,null,null,null,null,null,null,null,null,null,null,null,null,null,null,null,null,null,8]
[]
[null,9,null,null,null,null,null,null,null,null,null,null,null,null,null,null,null,null,null,null,null,null,null,null,null,null,null,null,null,null,null,null,null,null,null,null,null,null,null,null,null,null,9]
[]
[null,10,null,null,null,null,null,null,null,null,null,null,null,null,null,null,null,null,null,null,null,null,null,null,null,null,null,null,null,null,null,null,null,null,null,null,null,null,null,null,null,null,10]
[]
[]
[]
[null,"■","課題一覧【2ページ目】"]
[null,"課題番号",null,"写真",null,null,null,null,null,"対象設備名",null,null,null,null,"課題内容",null,null,null,null,null,null,null,null,null,"計測番号",null,"対策個票番号",null,"対策名称"]
[null,null,null,null,null,null,null,null,null,"工程"]
[null,11]
[]
[null,12]
[]
[null,13]
[]
[null,14]
[]
[null,15]
[]
[null,16]
[]
[null,17]
[]
[null,18]
[]
[null,19]
[]
[null,20]

{"sheet":"422提案対策一覧","index":21,"n_rows":61,"n_cols":95,"rows_kept":61,"cut":false,"hidden":false,"merged":[[16,48,18,49],[14,46,14,47],[15,46,15,47],[14,63,17,87],[3,1,3,9],[3,10,3,21],[4,1,4,21],[9,4,10,6],[9,7,10,9],[9,10,10,12],[9,46,10,48],[9,52,10,54],[9,55,10,57],[9,58,10,60],[11,4,11,6],[11,72,11,75],[9,49,10,51],[9,19,10,21],[11,19,11,21],[8,1,8,21],[9,22,10,26],[9,27,10,30],[8,22,8,30],[11,22,11,26],[21,39,24,40],[28,39,28,40],[21,41,24,42],[21,46,24,51],[26,47,26,48],[26,49,26,51],[28,47,28,48],[6,66,7,87],[16,3,18,4],[16,5,18,42],[28,41,28,42],[27,31,27,33],[27,34,27,36],[26,39,26,40],[26,37,26,38],[26,24,26,26],[26,31,26,33],[26,34,26,36],[26,27,26,30],[28,27,28,30],[28,31,28,33],[27,37,27,38],[27,39,27,40],[27,41,27,42],[26,41,26,42],[27,27,27,30],[47,2,47,3],[47,4,47,6],[47,7,47,17],[47,18,47,20],[32,39,32,40],[34,27,34,30],[34,31,34,33],[34,34,34,36],[34,37,34,38],[34,2,34,3],[34,4,34,6],[34,7,34,17],[34,21,34,23],[34,24,34,26],[35,27,35,30],[35,31,35,33],[35,34,35,36],[35,37,35,38],[35,39,35,40],[38,27,38,30],[38,31,38,33],[38,34,38,36],[21,27,24,30],[21,34,24,36],[21,31,24,33],[38,37,38,38],[38,39,38,40],[32,37,32,38],[21,1,24,6],[27,2,27,3],[21,37,24,38],[22,21,24,23],[22,24,24,26],[26,7,26,17],[26,4,26,6],[28,2,28,3],[28,4,28,6],[28,7,28,17],[28,34,28,36],[28,37,28,38],[27,7,27,17],[27,18,27,20],[26,18,26,20],[26,21,26,23],[32,2,32,3],[32,4,32,6],[30,27,30,30],[30,31,30,33],[31,27,31,30],[29,39,29,40],[29,41,29,42],[29,27,29,30],[29,31,29,33],[31,39,31,40],[31,41,31,42],[30,37,30,38],[30,39,30,40],[30,41,30,42],[31,37,31,38],[30,34,30,36],[31,31,31,33],[31,34,31,36],[36,41,36,42],[32,31,32,33],[32,34,32,36],[47,39,47,40],[47,41,47,42],[34,39,34,40],[34,41,34,42],[29,34,29,36],[29,37,29,38],[47,24,47,26],[47,27,47,30],[32,41,32,42],[39,34,39,36],[39,31,39,33],[42,27,45,30],[27,21,27,23],[27,24,27,26],[36,27,36,30],[32,27,32,30],[32,21,32,23],[35,41,35,42],[39,37,39,38],[39,39,39,40],[39,41,39,42],[42,39,45,40],[42,41,45,42],[43,21,45,23],[43,24,45,26],[38,41,38,42],[36,31,36,33],[36,34,36,36],[36,37,36,38],[36,39,36,40],[39,27,39,30],[31,21,31,23],[31,24,31,26],[21,21,21,26],[9,13,10,15],[9,16,10,18],[35,2,35,3],[35,4,35,6],[35,7,35,17],[35,18,35,20],[35,21,35,23],[35,24,35,26],[28,21,28,23],[28,24,28,26],[30,2,30,3],[32,24,32,26],[27,4,27,6],[21,18,24,20],[30,7,30,17],[30,18,30,20],[30,21,30,23],[30,24,30,26],[29,24,29,26],[30,4,30,6],[39,24,39,26],[11,1,11,3],[34,18,34,20],[31,2,31,3],[31,4,31,6],[31,7,31,17],[31,18,31,20],[38,21,38,23],[38,24,38,26],[36,24,36,26],[32,7,32,17],[32,18,32,20],[29,21,29,23],[26,2,26,3],[28,18,28,20],[36,2,36,3],[36,4,36,6],[36,7,36,17],[36,18,36,20],[36,21,36,23],[39,2,39,3],[39,4,39,6],[39,7,39,17],[39,18,39,20],[39,21,39,23],[38,2,38,3],[38,4,38,6],[38,7,38,17],[38,18,38,20],[21,7,24,17],[29,2,29,3],[29,4,29,6],[29,7,29,17],[29,18,29,20],[42,1,45,6],[42,7,45,17],[42,18,45,20],[42,21,42,26],[49,39,49,40],[49,2,49,3],[49,4,49,6],[49,7,49,17],[49,18,49,20],[49,21,49,23],[49,24,49,26],[48,2,48,3],[48,4,48,6],[48,7,48,17],[48,18,48,20],[48,21,48,23],[48,24,48,26],[47,31,47,33],[47,34,47,36],[47,37,47,38],[42,31,45,33],[42,34,45,36],[42,37,45,38],[47,21,47,23],[49,41,49,42],[48,34,48,36],[48,37,48,38],[48,39,48,40],[48,41,48,42],[48,27,48,30],[48,31,48,33],[50,27,50,30],[50,31,50,33],[50,34,50,36],[50,37,50,38],[50,39,50,40],[50,41,50,42],[49,27,49,30],[49,31,49,33],[49,34,49,36],[49,37,49,38],[50,2,50,3],[50,4,50,6],[50,7,50,17],[50,18,50,20],[50,21,50,23],[50,24,50,26],[51,27,51,30],[51,31,51,33],[51,34,51,36],[51,37,51,38],[51,39,51,40],[51,41,51,42],[51,2,51,3],[51,4,51,6],[51,7,51,17],[51,18,51,20],[51,21,51,23],[51,24,51,26],[52,27,52,30],[52,31,52,33],[52,34,52,36],[52,37,52,38],[52,39,52,40],[52,41,52,42],[52,2,52,3],[52,4,52,6],[52,7,52,17],[52,18,52,20],[52,21,52,23],[52,24,52,26],[53,37,53,38],[53,39,53,40],[53,41,53,42],[53,2,53,3],[53,4,53,6],[53,7,53,17],[53,18,53,20],[53,21,53,23],[53,24,53,26],[53,27,53,30],[53,31,53,33],[53,34,53,36],[56,41,56,42],[56,2,56,3],[56,4,56,6],[56,7,56,17],[56,18,56,20],[56,21,56,23],[56,24,56,26],[55,27,55,30],[55,31,55,33],[55,34,55,36],[55,37,55,38],[55,39,55,40],[55,41,55,42],[55,2,55,3],[55,4,55,6],[55,7,55,17],[55,18,55,20],[55,21,55,23],[55,24,55,26],[27,82,27,83],[27,84,27,85],[27,86,27,87],[21,52,24,62],[21,63,24,65],[21,66,21,71],[21,72,24,75],[21,76,24,78],[21,79,24,81],[21,82,24,83],[21,84,24,85],[22,66,24,68],[22,69,24,71],[21,86,24,87],[29,47,29,48],[29,49,29,51],[29,52,29,62],[29,63,29,65],[29,66,29,68],[26,52,26,62],[26,63,26,65],[26,66,26,68],[26,86,26,87],[27,47,27,48],[27,49,27,51],[27,52,27,62],[27,63,27,65],[27,66,27,68],[27,69,27,71],[27,72,27,75],[27,76,27,78],[27,79,27,81],[26,69,26,71],[26,72,26,75],[26,76,26,78],[26,79,26,81],[26,82,26,83],[26,84,26,85],[30,84,30,85],[30,86,30,87],[28,49,28,51],[28,52,28,62],[28,63,28,65],[28,66,28,68],[28,69,28,71],[28,72,28,75],[28,76,28,78],[28,79,28,81],[28,82,28,83],[28,84,28,85],[28,86,28,87],[32,76,32,78],[32,79,32,81],[32,82,32,83],[32,84,32,85],[32,86,32,87],[31,76,31,78],[31,79,31,81],[31,82,31,83],[31,84,31,85],[31,86,31,87],[31,47,31,48],[31,49,31,51],[31,52,31,62],[31,63,31,65],[31,66,31,68],[31,69,31,71],[31,72,31,75],[29,86,29,87],[29,69,29,71],[29,72,29,75],[29,76,29,78],[29,79,29,81],[29,82,29,83],[29,84,29,85],[30,47,30,48],[30,49,30,51],[30,52,30,62],[30,63,30,65],[30,66,30,68],[30,69,30,71],[30,72,30,75],[30,76,30,78],[30,79,30,81],[30,82,30,83],[32,63,32,65],[32,66,32,68],[32,69,32,71],[32,72,32,75],[60,27,60,30],[60,31,60,33],[60,34,60,36],[60,37,60,38],[60,39,60,40],[60,41,60,42],[59,37,59,38],[59,39,59,40],[59,41,59,42],[59,27,59,30],[59,31,59,33],[59,34,59,36],[57,27,57,30],[57,31,57,33],[57,34,57,36],[57,37,57,38],[57,39,57,40],[57,41,57,42],[56,27,56,30],[56,31,56,33],[60,2,60,3],[60,4,60,6],[60,7,60,17],[60,18,60,20],[60,21,60,23],[60,24,60,26],[32,47,32,48],[32,49,32,51],[32,52,32,62],[59,2,59,3],[59,4,59,6],[59,7,59,17],[59,18,59,20],[59,21,59,23],[59,24,59,26],[57,2,57,3],[57,4,57,6],[57,7,57,17],[57,18,57,20],[57,21,57,23],[57,24,57,26],[56,34,56,36],[56,37,56,38],[56,39,56,40],[11,27,11,30],[8,31,10,34],[11,31,11,34],[11,7,11,9],[11,10,11,12],[11,13,11,15],[11,16,11,18],[9,1,10,3],[8,80,10,83],[11,80,11,83],[8,84,10,87],[11,84,11,87],[8,35,10,38],[8,39,10,42],[11,35,11,38],[11,39,11,42],[8,46,8,66],[9,64,10,66],[11,64,11,66],[8,76,10,79],[11,76,11,79],[9,61,10,63],[9,67,10,71],[8,67,8,75],[9,72,10,75],[11,46,11,48],[11,49,11,51],[11,52,11,54],[11,55,11,57],[11,58,11,60],[11,61,11,63],[11,67,11,71]]}
[]
[]
[]
[null,"4．診断報告書",null,null,null,null,null,null,null,null,"42．課題とCO2削減ポテンシャル",null,null,null,null,null,null,null,null,null,null,null,null,null,null,null,null,null,null,null,null,null,null,null,null,null,null,null,null,null,null,null,null,null,null,null,"記入例及び注記",null,null,null,null,null,null,null,"セル色凡例",null,null,null,null,null,"直接入力",null,null,null,null,"選択",null,null,null,"自動計算",null,null,null,null,null,null,null,null,null,null,null,null,null,null,null,null,null,null,null,null,null,null,null,null,"セル色の表示／非表示"]
[null,"422．提案対策一覧",null,null,null,null,null,null,null,null,null,null,null,null,null,null,null,null,null,null,null,null,null,null,null,null,null,null,null,null,null,null,null,null,null,null,null,null,null,null,null,null,null,null,null,null,"（セルのメモやテキストボックスによる注記は移動できます）",null,null,null,null,null,null,null,null,null,null,null,null,null,null,null,null,null,null,null,null,null,null,null,null,null,null,null,null,null,null,null,null,null,null,null,null,null,null,null,null,null,null,null,null,null,null,null,false]
[]
[null,null,null,null,null,null,null,null,null,null,null,null,null,null,null,null,null,null,null,null,null,null,null,null,null,null,null,null,null,null,null,null,null,null,null,null,null,null,null,null,null,null,null,null,null,null,null,null,null,null,null,null,null,null,null,null,null,null,null,null,null,null,null,null,null,null,"提案対策のまとめは、提案対策一覧（1～2ページ目）の合計を示しています。\n低炭素系統電力への変更提案は集計対象外であることに注意してください。"]
[null,"■","提案対策のまとめ（低炭素系統電力への変更提案を除く）",null,null,null,null,null,null,null,null,null,null,null,null,null,null,null,null,null,null,null,null,null,null,null,null,null,null,null,null,null,null,null,null,null,null,null,null,null,null,null,null,null,null,null,"■","提案対策のまとめ（低炭素系統電力への切替提案を除く）"]
[null,"対策提案数",null,null,null,null,null,null,null,null,null,null,null,null,null,null,null,null,null,null,null,null,"CO2削減効果",null,null,null,null,null,null,null,null,"（a）\n導入コスト\n（千円）",null,null,null,"（b）\n運転コスト\n削減効果\n（千円/年）",null,null,null,"単純投資\n回収年数\n(a)/(b)",null,null,null,null,null,null,"対策提案数",null,null,null,null,null,null,null,null,null,null,null,null,null,null,null,null,null,null,null,null,"CO2削減効果",null,null,null,null,null,null,null,null,"（a）\n導入コスト\n（千円）",null,null,null,"（b）\n運転コスト\n削減効果\n（千円/年）",null,null,null,"単純投資\n回収年数\n(a)/(b)"]
[null,"総提案数",null,null,"運用改善",null,null,"部分更新・機能付加",null,null,"設備導入",null,null,"燃料\n低炭素化",null,null,"電化",null,null,"電力\n低炭素化",null,null,"CO2削減量\n(tCO2/年)",null,null,null,null,"削減率(%)※",null,null,null,null,null,null,null,null,null,null,null,null,null,null,null,null,null,null,"合計",null,null,"運用改善",null,null,"部分更新・機能付加",null,null,"設備導入",null,null,"燃料\n低炭素化",null,null,"電化",null,null,"電力\n低炭素化",null,null,"CO2削減量\n(tCO2/年)",null,null,null,null,"削減率(%)※"]
[]
[null,{"$f":"SUM(E12:S12)","v":0},null,null,{"$f":"COUNTIF($E$27:$E$37,$E$10)+COUNTIF($E$48:$E$58,$E$10)","v":0},null,null,{"$f":"COUNTIF($E$27:$E$37,\"*部分更新*\")+COUNTIF($E$48:$E$58,\"*部分更新*\")","v":0},null,null,{"$f":"COUNTIF($E$27:$E$37,$K$10)+COUNTIF($E$48:$E$58,$K$10)","v":0},null,null,{"$f":"COUNTIF($E$27:$E$37,\"燃料*\")+COUNTIF($E$48:$E$58,\"燃料*\")","v":0},null,null,{"$f":"COUNTIF($E$27:$E$37,$Q$10)+COUNTIF($E$48:$E$58,$Q$10)","v":0},null,null,{"$f":"COUNTIF($E$27:$E$37,\"*電力*\")+COUNTIF($E$48:$E$58,\"*電力*\")","v":0},null,null,{"$f":"SUM($V$27:$V$37)+SUM($V$48:$V$58)","v":0},null,null,null,null,{"$f":"IFERROR(W12/'6-4. CO2排出量_総括'!K11*100,\"---\")","v":0},null,null,null,{"$f":"SUM($AB$27:$AB$37)+SUM($AB$48:$AB$58)","v":0},null,null,null,{"$f":"SUM($AF$27:$AF$37)+SUM($AF$48:$AF$58)","v":0},null,null,null,{"$f":"IFERROR(AF12/AJ12,\"---\")","v":"---"},null,null,null,null,null,null,7,null,null,2,null,null,2,null,null,2,null,null,0,null,null,1,null,null,0,null,null,301.44555700000012,null,null,null,null,25.120463083333345,null,null,null,36140,null,null,null,5265.1501999999973,null,null,null,6.8640017145189933]
[null,null,null,null,null,null,null,null,null,null,null,null,null,null,null,null,null,null,null,null,null,null,null,null,null,null,null,"※工場・事業場基準年度排出量に対する削減率",null,null,null,null,null,null,null,null,null,null,null,null,null,null,null,null,null,null,null,null,null,null,null,null,null,null,null,null,null,null,null,null,null,null,null,null,null,null,null,null,null,null,null,null,"※工場・事業場基準年度排出量に対する削減率"]
[null,"■","提案対策と「支援計画書における支援方針」との比較",null,null,null,null,null,null,null,null,null,null,null,null,null,null,null,null,null,null,null,null,null,null,null,null,null,null,null,null,null,null,null,null,null,null,null,null,null,null,null,null,null,null,null,"■","提案対策と「支援計画書における支援方針」との比較",null,null,null,null,null,null,null,null,null,null,null,null,null,null,null,null,null,null,null,null,null,null,null,null,null,null,null,null,null,null,null,null,null,null,null,null,null,null,null,null,null,null,null,null,null,null,"支援計画との合致"]
[null,null,null,"提案対策と支援方針との相違点なし",null,null,null,null,null,null,null,null,null,null,null,null,null,null,null,null,null,null,null,null,null,null,null,null,null,null,null,null,null,null,null,null,null,null,null,null,null,null,null,null,null,null,"⦿",null,"提案対策と支援方針との相違点なし",null,null,null,null,null,null,null,null,null,null,null,null,null,null,"「支援計画書」における［111支援計画］の「3.支援方針」の内容どおりに対策提案を行ったかを示してください。\n「3.支援方針」に示していないが提案した対策、「3.支援方針」に示しているが提案しなかった対策がある場合には、「相違あり」を選択し、相違の内容と理由を記入してください。",null,null,null,null,null,null,null,null,null,null,null,null,null,null,null,null,null,null,null,null,null,null,null,null,null,null,null,null,null,null,0]
[null,null,null,"提案対策と支援方針との相違点あり",null,null,null,null,null,null,null,null,null,null,null,null,null,null,null,null,null,null,null,null,null,null,null,null,null,null,null,null,null,null,null,null,null,null,null,null,null,null,null,null,null,null,"○",null,"提案対策と支援方針との相違点あり"]
[null,null,null,"相違の\n理由",null,null,null,null,null,null,null,null,null,null,null,null,null,null,null,null,null,null,null,null,null,null,null,null,null,null,null,null,null,null,null,null,null,null,null,null,null,null,null,null,null,null,null,null,"相違の\n理由"]
[]
[]
[]
[null,"■","提案対策一覧（対策の詳細は対策個票で見ることができます）",null,null,null,null,null,null,null,null,null,null,null,null,null,null,null,null,null,null,null,null,null,null,null,null,null,null,null,null,null,null,null,null,null,null,null,null,null,null,null,null,null,null,null,"■","提案対策一覧"]
[null,"対策の種類\n[対策個票番号]",null,null,null,null,null,"対策名称",null,null,null,null,null,null,null,null,null,null,"対象\nシステム／設備",null,null,"CO2削減効果",null,null,null,null,null,"（a）\n導入コスト\n（千円）",null,null,null,"（b）\n運転コスト削減効果\n（千円/年）",null,null,"単純投資回収年数(a)/(b)",null,null,"推奨\n対策",null,"制約\n条件",null,"活用可能な\n補助制度",null,null,null,null,"対策の種類\n[対策個票番号]",null,null,null,null,null,"対策名称",null,null,null,null,null,null,null,null,null,null,"対象\nシステム／設備",null,null,"CO2削減効果",null,null,null,null,null,"（a）\n導入コスト\n（千円）",null,null,null,"（b）\n運転コスト削減効果\n（千円/年）",null,null,"単純投資回収年数(a)/(b)",null,null,"推奨\n対策",null,"制約\n条件",null,"活用可能な\n補助制度",null,null,null,null,null,null,null,"INDIRECT用"]
[null,null,null,null,null,null,null,null,null,null,null,null,null,null,null,null,null,null,null,null,null,"CO2削減量\n(tCO2/年)",null,null,"削減率(%)\n※",null,null,null,null,null,null,null,null,null,null,null,null,null,null,null,null,null,null,null,null,null,null,null,null,null,null,null,null,null,null,null,null,null,null,null,null,null,null,null,null,null,"CO2削減量\n(tCO2/年)",null,null,"削減率(%)\n※",null,null,null,null,null,null,null,null,null,null,null,null,null,null,null,null,null,null,null,null,null,null,null,null,"対策個票"]
[null,null,null,null,null,null,null,null,null,null,null,null,null,null,null,null,null,null,null,null,null,null,null,null,null,null,null,null,null,null,null,null,null,null,null,null,null,null,null,null,null,null,null,null,null,null,null,null,null,null,null,null,null,null,null,null,null,null,null,null,null,null,null,null,null,null,null,null,null,null,null,null,null,null,null,null,null,null,null,null,null,null,null,null,null,null,null,null,null,null,null,null,null,null,"423対策個票"]
[]
[null,"省エネルギー",null,null,null,null,null,null,null,null,null,null,null,null,null,null,null,null,null,null,null,null,null,null,null,null,null,null,null,null,null,null,null,null,null,null,null,null,null,null,null,null,null,null,null,null,"省エネルギー"]
[null,null,null,null,{"$f":"IF($C27=\"\",\"\",IFERROR(IF(INDIRECT(\"'\"&$CQ$23&$C27&\"'!C9\")=\"\",\"\",INDIRECT(\"'\"&$CQ$23&$C27&\"'!C9\")),IFERROR(IF(INDIRECT(\"'\"&$CQ$24&$C27&\"'!C9\")=\"\",\"\",INDIRECT(\"'\"&$CQ$24&$C27&\"'!C9\")),\"―\")))","v":""},null,null,{"$f":"IF($C27=\"\",\"\",IFERROR(IF(INDIRECT(\"'\"&$CQ$23&$C27&\"'!G9\")=\"\",\"\",INDIRECT(\"'\"&$CQ$23&$C27&\"'!G9\")),IFERROR(IF(INDIRECT(\"'\"&$CQ$24&$C27&\"'!G9\")=\"\",\"\",INDIRECT(\"'\"&$CQ$24&$C27&\"'!G9\")),\"―\")))","v":""},null,null,null,null,null,null,null,null,null,null,{"$f":"IF($C27=\"\",\"\",IFERROR(IF(INDIRECT(\"'\"&$CQ$23&$C27&\"'!G13\")=\"\",\"\",INDIRECT(\"'\"&$CQ$23&$C27&\"'!G13\")),IFERROR(IF(INDIRECT(\"'\"&$CQ$24&$C27&\"'!G13\")=\"\",\"\",INDIRECT(\"'\"&$CQ$24&$C27&\"'!G13\")),\"―\")))","v":""},null,null,{"$f":"IF($C27=\"\",\"\",IFERROR(IF(INDIRECT(\"'\"&$CQ$23&$C27&\"'!J75\")=\"\",\"\",INDIRECT(\"'\"&$CQ$23&$C27&\"'!J75\")),IFERROR(IF(INDIRECT(\"'\"&$CQ$24&$C27&\"'!J75\")=\"\",\"\",INDIRECT(\"'\"&$CQ$24&$C27&\"'!J75\")),\"―\")))","v":""},null,null,{"$f":"IF($C27=\"\",\"\",IFERROR(IF(INDIRECT(\"'\"&$CQ$23&$C27&\"'!J77\")=\"\",\"\",INDIRECT(\"'\"&$CQ$23&$C27&\"'!J77\")),IFERROR(IF(INDIRECT(\"'\"&$CQ$24&$C27&\"'!J77\")=\"\",\"\",INDIRECT(\"'\"&$CQ$24&$C27&\"'!J77\")),\"―\")))","v":""},null,null,{"$f":"IF($C27=\"\",\"\",IFERROR(IF(INDIRECT(\"'\"&$CQ$23&$C27&\"'!AD75\")=\"\",\"\",INDIRECT(\"'\"&$CQ$23&$C27&\"'!AD75\")),IFERROR(IF(INDIRECT(\"'\"&$CQ$24&$C27&\"'!AD75\")=\"\",\"\",INDIRECT(\"'\"&$CQ$24&$C27&\"'!AD75\")),\"―\")))","v":""},null,null,null,{"$f":"IF($C27=\"\",\"\",IFERROR(IF(INDIRECT(\"'\"&$CQ$23&$C27&\"'!J79\")=\"\",\"\",INDIRECT(\"'\"&$CQ$23&$C27&\"'!J79\")),IFERROR(IF(INDIRECT(\"'\"&$CQ$24&$C27&\"'!J79\")=\"\",\"\",INDIRECT(\"'\"&$CQ$24&$C27&\"'!J79\")),\"―\")))","v":""},null,null,{"$f":"IF($C27=\"\",\"\",IFERROR(IF(INDIRECT(\"'\"&$CQ$23&$C27&\"'!AD83\")=\"\",\"\",INDIRECT(\"'\"&$CQ$23&$C27&\"'!AD83\")),IFERROR(IF(INDIRECT(\"'\"&$CQ$24&$C27&\"'!AD83\")=\"\",\"\",INDIRECT(\"'\"&$CQ$24&$C27&\"'!AD83\")),\"―\")))","v":""},null,null,{"$f":"IF($C27=\"\",\"\",IFERROR(IF(INDIRECT(\"'\"&$CQ$23&$C27&\"'!CN27\")=\"\",\"\",INDIRECT(\"'\"&$CQ$23&$C27&\"'!CN27\")),IFERROR(IF(INDIRECT(\"'\"&$CQ$24&$C27&\"'!CN27\")=\"\",\"\",INDIRECT(\"'\"&$CQ$24&$C27&\"'!CN27\")),\"―\")))","v":""},null,{"$f":"IF($C27=\"\",\"\",IFERROR(IF(INDIRECT(\"'\"&$CQ$23&$C27&\"'!CL47\")=\"\",\"\",INDIRECT(\"'\"&$CQ$23&$C27&\"'!CL47\")),IFERROR(IF(INDIRECT(\"'\"&$CQ$24&$C27&\"'!CL47\")=\"\",\"\",INDIRECT(\"'\"&$CQ$24&$C27&\"'!CL47\")),\"―\")))","v":""},null,{"$f":"IF($C27=\"\",\"\",IFERROR(IF(INDIRECT(\"'\"&$CQ$23&$C27&\"'!CL42\")=\"\",\"\",INDIRECT(\"'\"&$CQ$23&$C27&\"'!CL42\")),IFERROR(IF(INDIRECT(\"'\"&$CQ$24&$C27&\"'!CL42\")=\"\",\"\",INDIRECT(\"'\"&$CQ$24&$C27&\"'!CL42\")),\"―\")))","v":""},null,null,null,null,null,1,null,"部分更新・ 機能付加",null,null,"蒸気配管・蒸気バルブ・フランジ等の断熱強化ああああああああああああああああああああああああ",null,null,null,null,null,null,null,null,null,null,"蒸気システム",null,null,4.5539999999999736,null,null,0.37949999999999778,null,null,40,null,null,null,152,null,null,0.26315789473684209,null,null,"―",null,"―",null,"―"]
[null,null,null,null,{"$f":"IF($C28=\"\",\"\",IFERROR(IF(INDIRECT(\"'\"&$CQ$23&$C28&\"'!C9\")=\"\",\"\",INDIRECT(\"'\"&$CQ$23&$C28&\"'!C9\")),IFERROR(IF(INDIRECT(\"'\"&$CQ$24&$C28&\"'!C9\")=\"\",\"\",INDIRECT(\"'\"&$CQ$24&$C28&\"'!C9\")),\"―\")))","v":""},null,null,{"$f":"IF($C28=\"\",\"\",IFERROR(IF(INDIRECT(\"'\"&$CQ$23&$C28&\"'!G9\")=\"\",\"\",INDIRECT(\"'\"&$CQ$23&$C28&\"'!G9\")),IFERROR(IF(INDIRECT(\"'\"&$CQ$24&$C28&\"'!G9\")=\"\",\"\",INDIRECT(\"'\"&$CQ$24&$C28&\"'!G9\")),\"―\")))","v":""},null,null,null,null,null,null,null,null,null,null,{"$f":"IF($C28=\"\",\"\",IFERROR(IF(INDIRECT(\"'\"&$CQ$23&$C28&\"'!G13\")=\"\",\"\",INDIRECT(\"'\"&$CQ$23&$C28&\"'!G13\")),IFERROR(IF(INDIRECT(\"'\"&$CQ$24&$C28&\"'!G13\")=\"\",\"\",INDIRECT(\"'\"&$CQ$24&$C28&\"'!G13\")),\"―\")))","v":""},null,null,{"$f":"IF($C28=\"\",\"\",IFERROR(IF(INDIRECT(\"'\"&$CQ$23&$C28&\"'!J75\")=\"\",\"\",INDIRECT(\"'\"&$CQ$23&$C28&\"'!J75\")),IFERROR(IF(INDIRECT(\"'\"&$CQ$24&$C28&\"'!J75\")=\"\",\"\",INDIRECT(\"'\"&$CQ$24&$C28&\"'!J75\")),\"―\")))","v":""},null,null,{"$f":"IF($C28=\"\",\"\",IFERROR(IF(INDIRECT(\"'\"&$CQ$23&$C28&\"'!J77\")=\"\",\"\",INDIRECT(\"'\"&$CQ$23&$C28&\"'!J77\")),IFERROR(IF(INDIRECT(\"'\"&$CQ$24&$C28&\"'!J77\")=\"\",\"\",INDIRECT(\"'\"&$CQ$24&$C28&\"'!J77\")),\"―\")))","v":""},null,null,{"$f":"IF($C28=\"\",\"\",IFERROR(IF(INDIRECT(\"'\"&$CQ$23&$C28&\"'!AD75\")=\"\",\"\",INDIRECT(\"'\"&$CQ$23&$C28&\"'!AD75\")),IFERROR(IF(INDIRECT(\"'\"&$CQ$24&$C28&\"'!AD75\")=\"\",\"\",INDIRECT(\"'\"&$CQ$24&$C28&\"'!AD75\")),\"―\")))","v":""},null,null,null,{"$f":"IF($C28=\"\",\"\",IFERROR(IF(INDIRECT(\"'\"&$CQ$23&$C28&\"'!J79\")=\"\",\"\",INDIRECT(\"'\"&$CQ$23&$C28&\"'!J79\")),IFERROR(IF(INDIRECT(\"'\"&$CQ$24&$C28&\"'!J79\")=\"\",\"\",INDIRECT(\"'\"&$CQ$24&$C28&\"'!J79\")),\"―\")))","v":""},null,null,{"$f":"IF($C28=\"\",\"\",IFERROR(IF(INDIRECT(\"'\"&$CQ$23&$C28&\"'!AD83\")=\"\",\"\",INDIRECT(\"'\"&$CQ$23&$C28&\"'!AD83\")),IFERROR(IF(INDIRECT(\"'\"&$CQ$24&$C28&\"'!AD83\")=\"\",\"\",INDIRECT(\"'\"&$CQ$24&$C28&\"'!AD83\")),\"―\")))","v":""},null,null,{"$f":"IF($C28=\"\",\"\",IFERROR(IF(INDIRECT(\"'\"&$CQ$23&$C28&\"'!CN27\")=\"\",\"\",INDIRECT(\"'\"&$CQ$23&$C28&\"'!CN27\")),IFERROR(IF(INDIRECT(\"'\"&$CQ$24&$C28&\"'!CN27\")=\"\",\"\",INDIRECT(\"'\"&$CQ$24&$C28&\"'!CN27\")),\"―\")))","v":""},null,{"$f":"IF($C28=\"\",\"\",IFERROR(IF(INDIRECT(\"'\"&$CQ$23&$C28&\"'!CL47\")=\"\",\"\",INDIRECT(\"'\"&$CQ$23&$C28&\"'!CL47\")),IFERROR(IF(INDIRECT(\"'\"&$CQ$24&$C28&\"'!CL47\")=\"\",\"\",INDIRECT(\"'\"&$CQ$24&$C28&\"'!CL47\")),\"―\")))","v":""},null,{"$f":"IF($C28=\"\",\"\",IFERROR(IF(INDIRECT(\"'\"&$CQ$23&$C28&\"'!CL42\")=\"\",\"\",INDIRECT(\"'\"&$CQ$23&$C28&\"'!CL42\")),IFERROR(IF(INDIRECT(\"'\"&$CQ$24&$C28&\"'!CL42\")=\"\",\"\",INDIRECT(\"'\"&$CQ$24&$C28&\"'!CL42\")),\"―\")))","v":""},null,null,null,null,null,2,null,"運用改善",null,null,"ボイラー圧力の調整",null,null,null,null,null,null,null,null,null,null,"蒸気システム",null,null,2.2769999999999868,null,null,0.18974999999999889,null,null,0,null,null,null,76,null,null,0,null,null,"○",null,"あり",null,"あり"]
[null,null,null,null,{"$f":"IF($C29=\"\",\"\",IFERROR(IF(INDIRECT(\"'\"&$CQ$23&$C29&\"'!C9\")=\"\",\"\",INDIRECT(\"'\"&$CQ$23&$C29&\"'!C9\")),IFERROR(IF(INDIRECT(\"'\"&$CQ$24&$C29&\"'!C9\")=\"\",\"\",INDIRECT(\"'\"&$CQ$24&$C29&\"'!C9\")),\"―\")))","v":""},null,null,{"$f":"IF($C29=\"\",\"\",IFERROR(IF(INDIRECT(\"'\"&$CQ$23&$C29&\"'!G9\")=\"\",\"\",INDIRECT(\"'\"&$CQ$23&$C29&\"'!G9\")),IFERROR(IF(INDIRECT(\"'\"&$CQ$24&$C29&\"'!G9\")=\"\",\"\",INDIRECT(\"'\"&$CQ$24&$C29&\"'!G9\")),\"―\")))","v":""},null,null,null,null,null,null,null,null,null,null,{"$f":"IF($C29=\"\",\"\",IFERROR(IF(INDIRECT(\"'\"&$CQ$23&$C29&\"'!G13\")=\"\",\"\",INDIRECT(\"'\"&$CQ$23&$C29&\"'!G13\")),IFERROR(IF(INDIRECT(\"'\"&$CQ$24&$C29&\"'!G13\")=\"\",\"\",INDIRECT(\"'\"&$CQ$24&$C29&\"'!G13\")),\"―\")))","v":""},null,null,{"$f":"IF($C29=\"\",\"\",IFERROR(IF(INDIRECT(\"'\"&$CQ$23&$C29&\"'!J75\")=\"\",\"\",INDIRECT(\"'\"&$CQ$23&$C29&\"'!J75\")),IFERROR(IF(INDIRECT(\"'\"&$CQ$24&$C29&\"'!J75\")=\"\",\"\",INDIRECT(\"'\"&$CQ$24&$C29&\"'!J75\")),\"―\")))","v":""},null,null,{"$f":"IF($C29=\"\",\"\",IFERROR(IF(INDIRECT(\"'\"&$CQ$23&$C29&\"'!J77\")=\"\",\"\",INDIRECT(\"'\"&$CQ$23&$C29&\"'!J77\")),IFERROR(IF(INDIRECT(\"'\"&$CQ$24&$C29&\"'!J77\")=\"\",\"\",INDIRECT(\"'\"&$CQ$24&$C29&\"'!J77\")),\"―\")))","v":""},null,null,{"$f":"IF($C29=\"\",\"\",IFERROR(IF(INDIRECT(\"'\"&$CQ$23&$C29&\"'!AD75\")=\"\",\"\",INDIRECT(\"'\"&$CQ$23&$C29&\"'!AD75\")),IFERROR(IF(INDIRECT(\"'\"&$CQ$24&$C29&\"'!AD75\")=\"\",\"\",INDIRECT(\"'\"&$CQ$24&$C29&\"'!AD75\")),\"―\")))","v":""},null,null,null,{"$f":"IF($C29=\"\",\"\",IFERROR(IF(INDIRECT(\"'\"&$CQ$23&$C29&\"'!J79\")=\"\",\"\",INDIRECT(\"'\"&$CQ$23&$C29&\"'!J79\")),IFERROR(IF(INDIRECT(\"'\"&$CQ$24&$C29&\"'!J79\")=\"\",\"\",INDIRECT(\"'\"&$CQ$24&$C29&\"'!J79\")),\"―\")))","v":""},null,null,{"$f":"IF($C29=\"\",\"\",IFERROR(IF(INDIRECT(\"'\"&$CQ$23&$C29&\"'!AD83\")=\"\",\"\",INDIRECT(\"'\"&$CQ$23&$C29&\"'!AD83\")),IFERROR(IF(INDIRECT(\"'\"&$CQ$24&$C29&\"'!AD83\")=\"\",\"\",INDIRECT(\"'\"&$CQ$24&$C29&\"'!AD83\")),\"―\")))","v":""},null,null,{"$f":"IF($C29=\"\",\"\",IFERROR(IF(INDIRECT(\"'\"&$CQ$23&$C29&\"'!CN27\")=\"\",\"\",INDIRECT(\"'\"&$CQ$23&$C29&\"'!CN27\")),IFERROR(IF(INDIRECT(\"'\"&$CQ$24&$C29&\"'!CN27\")=\"\",\"\",INDIRECT(\"'\"&$CQ$24&$C29&\"'!CN27\")),\"―\")))","v":""},null,{"$f":"IF($C29=\"\",\"\",IFERROR(IF(INDIRECT(\"'\"&$CQ$23&$C29&\"'!CL47\")=\"\",\"\",INDIRECT(\"'\"&$CQ$23&$C29&\"'!CL47\")),IFERROR(IF(INDIRECT(\"'\"&$CQ$24&$C29&\"'!CL47\")=\"\",\"\",INDIRECT(\"'\"&$CQ$24&$C29&\"'!CL47\")),\"―\")))","v":""},null,{"$f":"IF($C29=\"\",\"\",IFERROR(IF(INDIRECT(\"'\"&$CQ$23&$C29&\"'!CL42\")=\"\",\"\",INDIRECT(\"'\"&$CQ$23&$C29&\"'!CL42\")),IFERROR(IF(INDIRECT(\"'\"&$CQ$24&$C29&\"'!CL42\")=\"\",\"\",INDIRECT(\"'\"&$CQ$24&$C29&\"'!CL42\")),\"―\")))","v":""},null,null,null,null,null,3,null,"設備導入",null,null,"コンプレッサーの更新",null,null,null,null,null,null,null,null,null,null,"圧空システム",null,null,5.9578840000000071,null,null,0.49649033333333387,null,null,2100,null,null,null,280.52240000000029,null,null,7.4860332009137158,null,null,"―",null,"あり",null,"あり"]
[null,null,null,null,{"$f":"IF($C30=\"\",\"\",IFERROR(IF(INDIRECT(\"'\"&$CQ$23&$C30&\"'!C9\")=\"\",\"\",INDIRECT(\"'\"&$CQ$23&$C30&\"'!C9\")),IFERROR(IF(INDIRECT(\"'\"&$CQ$24&$C30&\"'!C9\")=\"\",\"\",INDIRECT(\"'\"&$CQ$24&$C30&\"'!C9\")),\"―\")))","v":""},null,null,{"$f":"IF($C30=\"\",\"\",IFERROR(IF(INDIRECT(\"'\"&$CQ$23&$C30&\"'!G9\")=\"\",\"\",INDIRECT(\"'\"&$CQ$23&$C30&\"'!G9\")),IFERROR(IF(INDIRECT(\"'\"&$CQ$24&$C30&\"'!G9\")=\"\",\"\",INDIRECT(\"'\"&$CQ$24&$C30&\"'!G9\")),\"―\")))","v":""},null,null,null,null,null,null,null,null,null,null,{"$f":"IF($C30=\"\",\"\",IFERROR(IF(INDIRECT(\"'\"&$CQ$23&$C30&\"'!G13\")=\"\",\"\",INDIRECT(\"'\"&$CQ$23&$C30&\"'!G13\")),IFERROR(IF(INDIRECT(\"'\"&$CQ$24&$C30&\"'!G13\")=\"\",\"\",INDIRECT(\"'\"&$CQ$24&$C30&\"'!G13\")),\"―\")))","v":""},null,null,{"$f":"IF($C30=\"\",\"\",IFERROR(IF(INDIRECT(\"'\"&$CQ$23&$C30&\"'!J75\")=\"\",\"\",INDIRECT(\"'\"&$CQ$23&$C30&\"'!J75\")),IFERROR(IF(INDIRECT(\"'\"&$CQ$24&$C30&\"'!J75\")=\"\",\"\",INDIRECT(\"'\"&$CQ$24&$C30&\"'!J75\")),\"―\")))","v":""},null,null,{"$f":"IF($C30=\"\",\"\",IFERROR(IF(INDIRECT(\"'\"&$CQ$23&$C30&\"'!J77\")=\"\",\"\",INDIRECT(\"'\"&$CQ$23&$C30&\"'!J77\")),IFERROR(IF(INDIRECT(\"'\"&$CQ$24&$C30&\"'!J77\")=\"\",\"\",INDIRECT(\"'\"&$CQ$24&$C30&\"'!J77\")),\"―\")))","v":""},null,null,{"$f":"IF($C30=\"\",\"\",IFERROR(IF(INDIRECT(\"'\"&$CQ$23&$C30&\"'!AD75\")=\"\",\"\",INDIRECT(\"'\"&$CQ$23&$C30&\"'!AD75\")),IFERROR(IF(INDIRECT(\"'\"&$CQ$24&$C30&\"'!AD75\")=\"\",\"\",INDIRECT(\"'\"&$CQ$24&$C30&\"'!AD75\")),\"―\")))","v":""},null,null,null,{"$f":"IF($C30=\"\",\"\",IFERROR(IF(INDIRECT(\"'\"&$CQ$23&$C30&\"'!J79\")=\"\",\"\",INDIRECT(\"'\"&$CQ$23&$C30&\"'!J79\")),IFERROR(IF(INDIRECT(\"'\"&$CQ$24&$C30&\"'!J79\")=\"\",\"\",INDIRECT(\"'\"&$CQ$24&$C30&\"'!J79\")),\"―\")))","v":""},null,null,{"$f":"IF($C30=\"\",\"\",IFERROR(IF(INDIRECT(\"'\"&$CQ$23&$C30&\"'!AD83\")=\"\",\"\",INDIRECT(\"'\"&$CQ$23&$C30&\"'!AD83\")),IFERROR(IF(INDIRECT(\"'\"&$CQ$24&$C30&\"'!AD83\")=\"\",\"\",INDIRECT(\"'\"&$CQ$24&$C30&\"'!AD83\")),\"―\")))","v":""},null,null,{"$f":"IF($C30=\"\",\"\",IFERROR(IF(INDIRECT(\"'\"&$CQ$23&$C30&\"'!CN27\")=\"\",\"\",INDIRECT(\"'\"&$CQ$23&$C30&\"'!CN27\")),IFERROR(IF(INDIRECT(\"'\"&$CQ$24&$C30&\"'!CN27\")=\"\",\"\",INDIRECT(\"'\"&$CQ$24&$C30&\"'!CN27\")),\"―\")))","v":""},null,{"$f":"IF($C30=\"\",\"\",IFERROR(IF(INDIRECT(\"'\"&$CQ$23&$C30&\"'!CL47\")=\"\",\"\",INDIRECT(\"'\"&$CQ$23&$C30&\"'!CL47\")),IFERROR(IF(INDIRECT(\"'\"&$CQ$24&$C30&\"'!CL47\")=\"\",\"\",INDIRECT(\"'\"&$CQ$24&$C30&\"'!CL47\")),\"―\")))","v":""},null,{"$f":"IF($C30=\"\",\"\",IFERROR(IF(INDIRECT(\"'\"&$CQ$23&$C30&\"'!CL42\")=\"\",\"\",INDIRECT(\"'\"&$CQ$23&$C30&\"'!CL42\")),IFERROR(IF(INDIRECT(\"'\"&$CQ$24&$C30&\"'!CL42\")=\"\",\"\",INDIRECT(\"'\"&$CQ$24&$C30&\"'!CL42\")),\"―\")))","v":""},null,null,null,null,null,4,null,"部分更新・ 機能付加",null,null,"曝気ブロアのインバーター化",null,null,null,null,null,null,null,null,null,null,"排水処理設備",null,null,16.835142999999995,null,null,1.4029285833333329,null,null,1000,null,null,null,792.66980000000012,null,null,1.2615593529613465,null,null,"○",null,"あり",null,"あり"]
[null,null,null,null,{"$f":"IF($C31=\"\",\"\",IFERROR(IF(INDIRECT(\"'\"&$CQ$23&$C31&\"'!C9\")=\"\",\"\",INDIRECT(\"'\"&$CQ$23&$C31&\"'!C9\")),IFERROR(IF(INDIRECT(\"'\"&$CQ$24&$C31&\"'!C9\")=\"\",\"\",INDIRECT(\"'\"&$CQ$24&$C31&\"'!C9\")),\"―\")))","v":""},null,null,{"$f":"IF($C31=\"\",\"\",IFERROR(IF(INDIRECT(\"'\"&$CQ$23&$C31&\"'!G9\")=\"\",\"\",INDIRECT(\"'\"&$CQ$23&$C31&\"'!G9\")),IFERROR(IF(INDIRECT(\"'\"&$CQ$24&$C31&\"'!G9\")=\"\",\"\",INDIRECT(\"'\"&$CQ$24&$C31&\"'!G9\")),\"―\")))","v":""},null,null,null,null,null,null,null,null,null,null,{"$f":"IF($C31=\"\",\"\",IFERROR(IF(INDIRECT(\"'\"&$CQ$23&$C31&\"'!G13\")=\"\",\"\",INDIRECT(\"'\"&$CQ$23&$C31&\"'!G13\")),IFERROR(IF(INDIRECT(\"'\"&$CQ$24&$C31&\"'!G13\")=\"\",\"\",INDIRECT(\"'\"&$CQ$24&$C31&\"'!G13\")),\"―\")))","v":""},null,null,{"$f":"IF($C31=\"\",\"\",IFERROR(IF(INDIRECT(\"'\"&$CQ$23&$C31&\"'!J75\")=\"\",\"\",INDIRECT(\"'\"&$CQ$23&$C31&\"'!J75\")),IFERROR(IF(INDIRECT(\"'\"&$CQ$24&$C31&\"'!J75\")=\"\",\"\",INDIRECT(\"'\"&$CQ$24&$C31&\"'!J75\")),\"―\")))","v":""},null,null,{"$f":"IF($C31=\"\",\"\",IFERROR(IF(INDIRECT(\"'\"&$CQ$23&$C31&\"'!J77\")=\"\",\"\",INDIRECT(\"'\"&$CQ$23&$C31&\"'!J77\")),IFERROR(IF(INDIRECT(\"'\"&$CQ$24&$C31&\"'!J77\")=\"\",\"\",INDIRECT(\"'\"&$CQ$24&$C31&\"'!J77\")),\"―\")))","v":""},null,null,{"$f":"IF($C31=\"\",\"\",IFERROR(IF(INDIRECT(\"'\"&$CQ$23&$C31&\"'!AD75\")=\"\",\"\",INDIRECT(\"'\"&$CQ$23&$C31&\"'!AD75\")),IFERROR(IF(INDIRECT(\"'\"&$CQ$24&$C31&\"'!AD75\")=\"\",\"\",INDIRECT(\"'\"&$CQ$24&$C31&\"'!AD75\")),\"―\")))","v":""},null,null,null,{"$f":"IF($C31=\"\",\"\",IFERROR(IF(INDIRECT(\"'\"&$CQ$23&$C31&\"'!J79\")=\"\",\"\",INDIRECT(\"'\"&$CQ$23&$C31&\"'!J79\")),IFERROR(IF(INDIRECT(\"'\"&$CQ$24&$C31&\"'!J79\")=\"\",\"\",INDIRECT(\"'\"&$CQ$24&$C31&\"'!J79\")),\"―\")))","v":""},null,null,{"$f":"IF($C31=\"\",\"\",IFERROR(IF(INDIRECT(\"'\"&$CQ$23&$C31&\"'!AD83\")=\"\",\"\",INDIRECT(\"'\"&$CQ$23&$C31&\"'!AD83\")),IFERROR(IF(INDIRECT(\"'\"&$CQ$24&$C31&\"'!AD83\")=\"\",\"\",INDIRECT(\"'\"&$CQ$24&$C31&\"'!AD83\")),\"―\")))","v":""},null,null,{"$f":"IF($C31=\"\",\"\",IFERROR(IF(INDIRECT(\"'\"&$CQ$23&$C31&\"'!CN27\")=\"\",\"\",INDIRECT(\"'\"&$CQ$23&$C31&\"'!CN27\")),IFERROR(IF(INDIRECT(\"'\"&$CQ$24&$C31&\"'!CN27\")=\"\",\"\",INDIRECT(\"'\"&$CQ$24&$C31&\"'!CN27\")),\"―\")))","v":""},null,{"$f":"IF($C31=\"\",\"\",IFERROR(IF(INDIRECT(\"'\"&$CQ$23&$C31&\"'!CL47\")=\"\",\"\",INDIRECT(\"'\"&$CQ$23&$C31&\"'!CL47\")),IFERROR(IF(INDIRECT(\"'\"&$CQ$24&$C31&\"'!CL47\")=\"\",\"\",INDIRECT(\"'\"&$CQ$24&$C31&\"'!CL47\")),\"―\")))","v":""},null,{"$f":"IF($C31=\"\",\"\",IFERROR(IF(INDIRECT(\"'\"&$CQ$23&$C31&\"'!CL42\")=\"\",\"\",INDIRECT(\"'\"&$CQ$23&$C31&\"'!CL42\")),IFERROR(IF(INDIRECT(\"'\"&$CQ$24&$C31&\"'!CL42\")=\"\",\"\",INDIRECT(\"'\"&$CQ$24&$C31&\"'!CL42\")),\"―\")))","v":""},null,null,null,null,null,5,null,"運用改善",null,null,"空調設定温度の緩和",null,null,null,null,null,null,null,null,null,null,"空調システム",null,null,4.861500000000003,null,null,0.40512500000000029,null,null,0,null,null,null,228.89999999999986,null,null,0,null,null,"○",null,"―",null,"あり"]
[null,null,null,null,{"$f":"IF($C32=\"\",\"\",IFERROR(IF(INDIRECT(\"'\"&$CQ$23&$C32&\"'!C9\")=\"\",\"\",INDIRECT(\"'\"&$CQ$23&$C32&\"'!C9\")),IFERROR(IF(INDIRECT(\"'\"&$CQ$24&$C32&\"'!C9\")=\"\",\"\",INDIRECT(\"'\"&$CQ$24&$C32&\"'!C9\")),\"―\")))","v":""},null,null,{"$f":"IF($C32=\"\",\"\",IFERROR(IF(INDIRECT(\"'\"&$CQ$23&$C32&\"'!G9\")=\"\",\"\",INDIRECT(\"'\"&$CQ$23&$C32&\"'!G9\")),IFERROR(IF(INDIRECT(\"'\"&$CQ$24&$C32&\"'!G9\")=\"\",\"\",INDIRECT(\"'\"&$CQ$24&$C32&\"'!G9\")),\"―\")))","v":""},null,null,null,null,null,null,null,null,null,null,{"$f":"IF($C32=\"\",\"\",IFERROR(IF(INDIRECT(\"'\"&$CQ$23&$C32&\"'!G13\")=\"\",\"\",INDIRECT(\"'\"&$CQ$23&$C32&\"'!G13\")),IFERROR(IF(INDIRECT(\"'\"&$CQ$24&$C32&\"'!G13\")=\"\",\"\",INDIRECT(\"'\"&$CQ$24&$C32&\"'!G13\")),\"―\")))","v":""},null,null,{"$f":"IF($C32=\"\",\"\",IFERROR(IF(INDIRECT(\"'\"&$CQ$23&$C32&\"'!J75\")=\"\",\"\",INDIRECT(\"'\"&$CQ$23&$C32&\"'!J75\")),IFERROR(IF(INDIRECT(\"'\"&$CQ$24&$C32&\"'!J75\")=\"\",\"\",INDIRECT(\"'\"&$CQ$24&$C32&\"'!J75\")),\"―\")))","v":""},null,null,{"$f":"IF($C32=\"\",\"\",IFERROR(IF(INDIRECT(\"'\"&$CQ$23&$C32&\"'!J77\")=\"\",\"\",INDIRECT(\"'\"&$CQ$23&$C32&\"'!J77\")),IFERROR(IF(INDIRECT(\"'\"&$CQ$24&$C32&\"'!J77\")=\"\",\"\",INDIRECT(\"'\"&$CQ$24&$C32&\"'!J77\")),\"―\")))","v":""},null,null,{"$f":"IF($C32=\"\",\"\",IFERROR(IF(INDIRECT(\"'\"&$CQ$23&$C32&\"'!AD75\")=\"\",\"\",INDIRECT(\"'\"&$CQ$23&$C32&\"'!AD75\")),IFERROR(IF(INDIRECT(\"'\"&$CQ$24&$C32&\"'!AD75\")=\"\",\"\",INDIRECT(\"'\"&$CQ$24&$C32&\"'!AD75\")),\"―\")))","v":""},null,null,null,{"$f":"IF($C32=\"\",\"\",IFERROR(IF(INDIRECT(\"'\"&$CQ$23&$C32&\"'!J79\")=\"\",\"\",INDIRECT(\"'\"&$CQ$23&$C32&\"'!J79\")),IFERROR(IF(INDIRECT(\"'\"&$CQ$24&$C32&\"'!J79\")=\"\",\"\",INDIRECT(\"'\"&$CQ$24&$C32&\"'!J79\")),\"―\")))","v":""},null,null,{"$f":"IF($C32=\"\",\"\",IFERROR(IF(INDIRECT(\"'\"&$CQ$23&$C32&\"'!AD83\")=\"\",\"\",INDIRECT(\"'\"&$CQ$23&$C32&\"'!AD83\")),IFERROR(IF(INDIRECT(\"'\"&$CQ$24&$C32&\"'!AD83\")=\"\",\"\",INDIRECT(\"'\"&$CQ$24&$C32&\"'!AD83\")),\"―\")))","v":""},null,null,{"$f":"IF($C32=\"\",\"\",IFERROR(IF(INDIRECT(\"'\"&$CQ$23&$C32&\"'!CN27\")=\"\",\"\",INDIRECT(\"'\"&$CQ$23&$C32&\"'!CN27\")),IFERROR(IF(INDIRECT(\"'\"&$CQ$24&$C32&\"'!CN27\")=\"\",\"\",INDIRECT(\"'\"&$CQ$24&$C32&\"'!CN27\")),\"―\")))","v":""},null,{"$f":"IF($C32=\"\",\"\",IFERROR(IF(INDIRECT(\"'\"&$CQ$23&$C32&\"'!CL47\")=\"\",\"\",INDIRECT(\"'\"&$CQ$23&$C32&\"'!CL47\")),IFERROR(IF(INDIRECT(\"'\"&$CQ$24&$C32&\"'!CL47\")=\"\",\"\",INDIRECT(\"'\"&$CQ$24&$C32&\"'!CL47\")),\"―\")))","v":""},null,{"$f":"IF($C32=\"\",\"\",IFERROR(IF(INDIRECT(\"'\"&$CQ$23&$C32&\"'!CL42\")=\"\",\"\",INDIRECT(\"'\"&$CQ$23&$C32&\"'!CL42\")),IFERROR(IF(INDIRECT(\"'\"&$CQ$24&$C32&\"'!CL42\")=\"\",\"\",INDIRECT(\"'\"&$CQ$24&$C32&\"'!CL42\")),\"―\")))","v":""},null,null,null,null,null,9,null,"設備導入",null,null,"LED照明の導入",null,null,null,null,null,null,null,null,null,null,"照明設備",null,null,4,null,null,0.3,null,null,1700,null,null,null,171,null,null,9.9,null,null,"○",null,"―",null,"―"]
[null,null,null,null,{"$f":"IF($C33=\"\",\"\",IFERROR(IF(INDIRECT(\"'\"&$CQ$23&$C33&\"'!C9\")=\"\",\"\",INDIRECT(\"'\"&$CQ$23&$C33&\"'!C9\")),IFERROR(IF(INDIRECT(\"'\"&$CQ$24&$C33&\"'!C9\")=\"\",\"\",INDIRECT(\"'\"&$CQ$24&$C33&\"'!C9\")),\"―\")))","v":""},null,null,{"$f":"IF($C33=\"\",\"\",IFERROR(IF(INDIRECT(\"'\"&$CQ$23&$C33&\"'!G9\")=\"\",\"\",INDIRECT(\"'\"&$CQ$23&$C33&\"'!G9\")),IFERROR(IF(INDIRECT(\"'\"&$CQ$24&$C33&\"'!G9\")=\"\",\"\",INDIRECT(\"'\"&$CQ$24&$C33&\"'!G9\")),\"―\")))","v":""},null,null,null,null,null,null,null,null,null,null,{"$f":"IF($C33=\"\",\"\",IFERROR(IF(INDIRECT(\"'\"&$CQ$23&$C33&\"'!G13\")=\"\",\"\",INDIRECT(\"'\"&$CQ$23&$C33&\"'!G13\")),IFERROR(IF(INDIRECT(\"'\"&$CQ$24&$C33&\"'!G13\")=\"\",\"\",INDIRECT(\"'\"&$CQ$24&$C33&\"'!G13\")),\"―\")))","v":""},null,null,{"$f":"IF($C33=\"\",\"\",IFERROR(IF(INDIRECT(\"'\"&$CQ$23&$C33&\"'!J75\")=\"\",\"\",INDIRECT(\"'\"&$CQ$23&$C33&\"'!J75\")),IFERROR(IF(INDIRECT(\"'\"&$CQ$24&$C33&\"'!J75\")=\"\",\"\",INDIRECT(\"'\"&$CQ$24&$C33&\"'!J75\")),\"―\")))","v":""},null,null,{"$f":"IF($C33=\"\",\"\",IFERROR(IF(INDIRECT(\"'\"&$CQ$23&$C33&\"'!J77\")=\"\",\"\",INDIRECT(\"'\"&$CQ$23&$C33&\"'!J77\")),IFERROR(IF(INDIRECT(\"'\"&$CQ$24&$C33&\"'!J77\")=\"\",\"\",INDIRECT(\"'\"&$CQ$24&$C33&\"'!J77\")),\"―\")))","v":""},null,null,{"$f":"IF($C33=\"\",\"\",IFERROR(IF(INDIRECT(\"'\"&$CQ$23&$C33&\"'!AD75\")=\"\",\"\",INDIRECT(\"'\"&$CQ$23&$C33&\"'!AD75\")),IFERROR(IF(INDIRECT(\"'\"&$CQ$24&$C33&\"'!AD75\")=\"\",\"\",INDIRECT(\"'\"&$CQ$24&$C33&\"'!AD75\")),\"―\")))","v":""},null,null,null,{"$f":"IF($C33=\"\",\"\",IFERROR(IF(INDIRECT(\"'\"&$CQ$23&$C33&\"'!J79\")=\"\",\"\",INDIRECT(\"'\"&$CQ$23&$C33&\"'!J79\")),IFERROR(IF(INDIRECT(\"'\"&$CQ$24&$C33&\"'!J79\")=\"\",\"\",INDIRECT(\"'\"&$CQ$24&$C33&\"'!J79\")),\"―\")))","v":""},null,null,{"$f":"IF($C33=\"\",\"\",IFERROR(IF(INDIRECT(\"'\"&$CQ$23&$C33&\"'!AD83\")=\"\",\"\",INDIRECT(\"'\"&$CQ$23&$C33&\"'!AD83\")),IFERROR(IF(INDIRECT(\"'\"&$CQ$24&$C33&\"'!AD83\")=\"\",\"\",INDIRECT(\"'\"&$CQ$24&$C33&\"'!AD83\")),\"―\")))","v":""},null,null,{"$f":"IF($C33=\"\",\"\",IFERROR(IF(INDIRECT(\"'\"&$CQ$23&$C33&\"'!CN27\")=\"\",\"\",INDIRECT(\"'\"&$CQ$23&$C33&\"'!CN27\")),IFERROR(IF(INDIRECT(\"'\"&$CQ$24&$C33&\"'!CN27\")=\"\",\"\",INDIRECT(\"'\"&$CQ$24&$C33&\"'!CN27\")),\"―\")))","v":""},null,{"$f":"IF($C33=\"\",\"\",IFERROR(IF(INDIRECT(\"'\"&$CQ$23&$C33&\"'!CL47\")=\"\",\"\",INDIRECT(\"'\"&$CQ$23&$C33&\"'!CL47\")),IFERROR(IF(INDIRECT(\"'\"&$CQ$24&$C33&\"'!CL47\")=\"\",\"\",INDIRECT(\"'\"&$CQ$24&$C33&\"'!CL47\")),\"―\")))","v":""},null,{"$f":"IF($C33=\"\",\"\",IFERROR(IF(INDIRECT(\"'\"&$CQ$23&$C33&\"'!CL42\")=\"\",\"\",INDIRECT(\"'\"&$CQ$23&$C33&\"'!CL42\")),IFERROR(IF(INDIRECT(\"'\"&$CQ$24&$C33&\"'!CL42\")=\"\",\"\",INDIRECT(\"'\"&$CQ$24&$C33&\"'!CL42\")),\"―\")))","v":""}]
[null,"脱炭素化：燃料低炭素化または電化、太陽光発電等の再生可能エネルギー利用など"]
[null,null,null,null,{"$f":"IF($C35=\"\",\"\",IFERROR(IF(INDIRECT(\"'\"&$CQ$23&$C35&\"'!C9\")=\"\",\"\",INDIRECT(\"'\"&$CQ$23&$C35&\"'!C9\")),IFERROR(IF(INDIRECT(\"'\"&$CQ$24&$C35&\"'!C9\")=\"\",\"\",INDIRECT(\"'\"&$CQ$24&$C35&\"'!C9\")),\"―\")))","v":""},null,null,{"$f":"IF($C35=\"\",\"\",IFERROR(IF(INDIRECT(\"'\"&$CQ$23&$C35&\"'!G9\")=\"\",\"\",INDIRECT(\"'\"&$CQ$23&$C35&\"'!G9\")),IFERROR(IF(INDIRECT(\"'\"&$CQ$24&$C35&\"'!G9\")=\"\",\"\",INDIRECT(\"'\"&$CQ$24&$C35&\"'!G9\")),\"―\")))","v":""},null,null,null,null,null,null,null,null,null,null,{"$f":"IF($C35=\"\",\"\",IFERROR(IF(INDIRECT(\"'\"&$CQ$23&$C35&\"'!G13\")=\"\",\"\",INDIRECT(\"'\"&$CQ$23&$C35&\"'!G13\")),IFERROR(IF(INDIRECT(\"'\"&$CQ$24&$C35&\"'!G13\")=\"\",\"\",INDIRECT(\"'\"&$CQ$24&$C35&\"'!G13\")),\"―\")))","v":""},null,null,{"$f":"IF($C35=\"\",\"\",IFERROR(IF(INDIRECT(\"'\"&$CQ$23&$C35&\"'!J75\")=\"\",\"\",INDIRECT(\"'\"&$CQ$23&$C35&\"'!J75\")),IFERROR(IF(INDIRECT(\"'\"&$CQ$24&$C35&\"'!J75\")=\"\",\"\",INDIRECT(\"'\"&$CQ$24&$C35&\"'!J75\")),\"―\")))","v":""},null,null,{"$f":"IF($C35=\"\",\"\",IFERROR(IF(INDIRECT(\"'\"&$CQ$23&$C35&\"'!J77\")=\"\",\"\",INDIRECT(\"'\"&$CQ$23&$C35&\"'!J77\")),IFERROR(IF(INDIRECT(\"'\"&$CQ$24&$C35&\"'!J77\")=\"\",\"\",INDIRECT(\"'\"&$CQ$24&$C35&\"'!J77\")),\"―\")))","v":""},null,null,{"$f":"IF($C35=\"\",\"\",IFERROR(IF(INDIRECT(\"'\"&$CQ$23&$C35&\"'!AD75\")=\"\",\"\",INDIRECT(\"'\"&$CQ$23&$C35&\"'!AD75\")),IFERROR(IF(INDIRECT(\"'\"&$CQ$24&$C35&\"'!AD75\")=\"\",\"\",INDIRECT(\"'\"&$CQ$24&$C35&\"'!AD75\")),\"―\")))","v":""},null,null,null,{"$f":"IF($C35=\"\",\"\",IFERROR(IF(INDIRECT(\"'\"&$CQ$23&$C35&\"'!J79\")=\"\",\"\",INDIRECT(\"'\"&$CQ$23&$C35&\"'!J79\")),IFERROR(IF(INDIRECT(\"'\"&$CQ$24&$C35&\"'!J79\")=\"\",\"\",INDIRECT(\"'\"&$CQ$24&$C35&\"'!J79\")),\"―\")))","v":""},null,null,{"$f":"IF($C35=\"\",\"\",IFERROR(IF(INDIRECT(\"'\"&$CQ$23&$C35&\"'!AD83\")=\"\",\"\",INDIRECT(\"'\"&$CQ$23&$C35&\"'!AD83\")),IFERROR(IF(INDIRECT(\"'\"&$CQ$24&$C35&\"'!AD83\")=\"\",\"\",INDIRECT(\"'\"&$CQ$24&$C35&\"'!AD83\")),\"―\")))","v":""},null,null,{"$f":"IF($C35=\"\",\"\",IFERROR(IF(INDIRECT(\"'\"&$CQ$23&$C35&\"'!CN27\")=\"\",\"\",INDIRECT(\"'\"&$CQ$23&$C35&\"'!CN27\")),IFERROR(IF(INDIRECT(\"'\"&$CQ$24&$C35&\"'!CN27\")=\"\",\"\",INDIRECT(\"'\"&$CQ$24&$C35&\"'!CN27\")),\"―\")))","v":""},null,{"$f":"IF($C35=\"\",\"\",IFERROR(IF(INDIRECT(\"'\"&$CQ$23&$C35&\"'!CL47\")=\"\",\"\",INDIRECT(\"'\"&$CQ$23&$C35&\"'!CL47\")),IFERROR(IF(INDIRECT(\"'\"&$CQ$24&$C35&\"'!CL47\")=\"\",\"\",INDIRECT(\"'\"&$CQ$24&$C35&\"'!CL47\")),\"―\")))","v":""},null,{"$f":"IF($C35=\"\",\"\",IFERROR(IF(INDIRECT(\"'\"&$CQ$23&$C35&\"'!CL42\")=\"\",\"\",INDIRECT(\"'\"&$CQ$23&$C35&\"'!CL42\")),IFERROR(IF(INDIRECT(\"'\"&$CQ$24&$C35&\"'!CL42\")=\"\",\"\",INDIRECT(\"'\"&$CQ$24&$C35&\"'!CL42\")),\"―\")))","v":""}]
[null,null,null,null,{"$f":"IF($C36=\"\",\"\",IFERROR(IF(INDIRECT(\"'\"&$CQ$23&$C36&\"'!C9\")=\"\",\"\",INDIRECT(\"'\"&$CQ$23&$C36&\"'!C9\")),IFERROR(IF(INDIRECT(\"'\"&$CQ$24&$C36&\"'!C9\")=\"\",\"\",INDIRECT(\"'\"&$CQ$24&$C36&\"'!C9\")),\"―\")))","v":""},null,null,{"$f":"IF($C36=\"\",\"\",IFERROR(IF(INDIRECT(\"'\"&$CQ$23&$C36&\"'!G9\")=\"\",\"\",INDIRECT(\"'\"&$CQ$23&$C36&\"'!G9\")),IFERROR(IF(INDIRECT(\"'\"&$CQ$24&$C36&\"'!G9\")=\"\",\"\",INDIRECT(\"'\"&$CQ$24&$C36&\"'!G9\")),\"―\")))","v":""},null,null,null,null,null,null,null,null,null,null,{"$f":"IF($C36=\"\",\"\",IFERROR(IF(INDIRECT(\"'\"&$CQ$23&$C36&\"'!G13\")=\"\",\"\",INDIRECT(\"'\"&$CQ$23&$C36&\"'!G13\")),IFERROR(IF(INDIRECT(\"'\"&$CQ$24&$C36&\"'!G13\")=\"\",\"\",INDIRECT(\"'\"&$CQ$24&$C36&\"'!G13\")),\"―\")))","v":""},null,null,{"$f":"IF($C36=\"\",\"\",IFERROR(IF(INDIRECT(\"'\"&$CQ$23&$C36&\"'!J75\")=\"\",\"\",INDIRECT(\"'\"&$CQ$23&$C36&\"'!J75\")),IFERROR(IF(INDIRECT(\"'\"&$CQ$24&$C36&\"'!J75\")=\"\",\"\",INDIRECT(\"'\"&$CQ$24&$C36&\"'!J75\")),\"―\")))","v":""},null,null,{"$f":"IF($C36=\"\",\"\",IFERROR(IF(INDIRECT(\"'\"&$CQ$23&$C36&\"'!J77\")=\"\",\"\",INDIRECT(\"'\"&$CQ$23&$C36&\"'!J77\")),IFERROR(IF(INDIRECT(\"'\"&$CQ$24&$C36&\"'!J77\")=\"\",\"\",INDIRECT(\"'\"&$CQ$24&$C36&\"'!J77\")),\"―\")))","v":""},null,null,{"$f":"IF($C36=\"\",\"\",IFERROR(IF(INDIRECT(\"'\"&$CQ$23&$C36&\"'!AD75\")=\"\",\"\",INDIRECT(\"'\"&$CQ$23&$C36&\"'!AD75\")),IFERROR(IF(INDIRECT(\"'\"&$CQ$24&$C36&\"'!AD75\")=\"\",\"\",INDIRECT(\"'\"&$CQ$24&$C36&\"'!AD75\")),\"―\")))","v":""},null,null,null,{"$f":"IF($C36=\"\",\"\",IFERROR(IF(INDIRECT(\"'\"&$CQ$23&$C36&\"'!J79\")=\"\",\"\",INDIRECT(\"'\"&$CQ$23&$C36&\"'!J79\")),IFERROR(IF(INDIRECT(\"'\"&$CQ$24&$C36&\"'!J79\")=\"\",\"\",INDIRECT(\"'\"&$CQ$24&$C36&\"'!J79\")),\"―\")))","v":""},null,null,{"$f":"IF($C36=\"\",\"\",IFERROR(IF(INDIRECT(\"'\"&$CQ$23&$C36&\"'!AD83\")=\"\",\"\",INDIRECT(\"'\"&$CQ$23&$C36&\"'!AD83\")),IFERROR(IF(INDIRECT(\"'\"&$CQ$24&$C36&\"'!AD83\")=\"\",\"\",INDIRECT(\"'\"&$CQ$24&$C36&\"'!AD83\")),\"―\")))","v":""},null,null,{"$f":"IF($C36=\"\",\"\",IFERROR(IF(INDIRECT(\"'\"&$CQ$23&$C36&\"'!CN27\")=\"\",\"\",INDIRECT(\"'\"&$CQ$23&$C36&\"'!CN27\")),IFERROR(IF(INDIRECT(\"'\"&$CQ$24&$C36&\"'!CN27\")=\"\",\"\",INDIRECT(\"'\"&$CQ$24&$C36&\"'!CN27\")),\"―\")))","v":""},null,{"$f":"IF($C36=\"\",\"\",IFERROR(IF(INDIRECT(\"'\"&$CQ$23&$C36&\"'!CL47\")=\"\",\"\",INDIRECT(\"'\"&$CQ$23&$C36&\"'!CL47\")),IFERROR(IF(INDIRECT(\"'\"&$CQ$24&$C36&\"'!CL47\")=\"\",\"\",INDIRECT(\"'\"&$CQ$24&$C36&\"'!CL47\")),\"―\")))","v":""},null,{"$f":"IF($C36=\"\",\"\",IFERROR(IF(INDIRECT(\"'\"&$CQ$23&$C36&\"'!CL42\")=\"\",\"\",INDIRECT(\"'\"&$CQ$23&$C36&\"'!CL42\")),IFERROR(IF(INDIRECT(\"'\"&$CQ$24&$C36&\"'!CL42\")=\"\",\"\",INDIRECT(\"'\"&$CQ$24&$C36&\"'!CL42\")),\"―\")))","v":""}]
[null,null,null,null,{"$f":"IF($C37=\"\",\"\",IFERROR(IF(INDIRECT(\"'\"&$CQ$23&$C37&\"'!C9\")=\"\",\"\",INDIRECT(\"'\"&$CQ$23&$C37&\"'!C9\")),IFERROR(IF(INDIRECT(\"'\"&$CQ$24&$C37&\"'!C9\")=\"\",\"\",INDIRECT(\"'\"&$CQ$24&$C37&\"'!C9\")),\"―\")))","v":""},null,null,{"$f":"IF($C37=\"\",\"\",IFERROR(IF(INDIRECT(\"'\"&$CQ$23&$C37&\"'!G9\")=\"\",\"\",INDIRECT(\"'\"&$CQ$23&$C37&\"'!G9\")),IFERROR(IF(INDIRECT(\"'\"&$CQ$24&$C37&\"'!G9\")=\"\",\"\",INDIRECT(\"'\"&$CQ$24&$C37&\"'!G9\")),\"―\")))","v":""},null,null,null,null,null,null,null,null,null,null,{"$f":"IF($C37=\"\",\"\",IFERROR(IF(INDIRECT(\"'\"&$CQ$23&$C37&\"'!G13\")=\"\",\"\",INDIRECT(\"'\"&$CQ$23&$C37&\"'!G13\")),IFERROR(IF(INDIRECT(\"'\"&$CQ$24&$C37&\"'!G13\")=\"\",\"\",INDIRECT(\"'\"&$CQ$24&$C37&\"'!G13\")),\"―\")))","v":""},null,null,{"$f":"IF($C37=\"\",\"\",IFERROR(IF(INDIRECT(\"'\"&$CQ$23&$C37&\"'!J75\")=\"\",\"\",INDIRECT(\"'\"&$CQ$23&$C37&\"'!J75\")),IFERROR(IF(INDIRECT(\"'\"&$CQ$24&$C37&\"'!J75\")=\"\",\"\",INDIRECT(\"'\"&$CQ$24&$C37&\"'!J75\")),\"―\")))","v":""},null,null,{"$f":"IF($C37=\"\",\"\",IFERROR(IF(INDIRECT(\"'\"&$CQ$23&$C37&\"'!J77\")=\"\",\"\",INDIRECT(\"'\"&$CQ$23&$C37&\"'!J77\")),IFERROR(IF(INDIRECT(\"'\"&$CQ$24&$C37&\"'!J77\")=\"\",\"\",INDIRECT(\"'\"&$CQ$24&$C37&\"'!J77\")),\"―\")))","v":""},null,null,{"$f":"IF($C37=\"\",\"\",IFERROR(IF(INDIRECT(\"'\"&$CQ$23&$C37&\"'!AD75\")=\"\",\"\",INDIRECT(\"'\"&$CQ$23&$C37&\"'!AD75\")),IFERROR(IF(INDIRECT(\"'\"&$CQ$24&$C37&\"'!AD75\")=\"\",\"\",INDIRECT(\"'\"&$CQ$24&$C37&\"'!AD75\")),\"―\")))","v":""},null,null,null,{"$f":"IF($C37=\"\",\"\",IFERROR(IF(INDIRECT(\"'\"&$CQ$23&$C37&\"'!J79\")=\"\",\"\",INDIRECT(\"'\"&$CQ$23&$C37&\"'!J79\")),IFERROR(IF(INDIRECT(\"'\"&$CQ$24&$C37&\"'!J79\")=\"\",\"\",INDIRECT(\"'\"&$CQ$24&$C37&\"'!J79\")),\"―\")))","v":""},null,null,{"$f":"IF($C37=\"\",\"\",IFERROR(IF(INDIRECT(\"'\"&$CQ$23&$C37&\"'!AD83\")=\"\",\"\",INDIRECT(\"'\"&$CQ$23&$C37&\"'!AD83\")),IFERROR(IF(INDIRECT(\"'\"&$CQ$24&$C37&\"'!AD83\")=\"\",\"\",INDIRECT(\"'\"&$CQ$24&$C37&\"'!AD83\")),\"―\")))","v":""},null,null,{"$f":"IF($C37=\"\",\"\",IFERROR(IF(INDIRECT(\"'\"&$CQ$23&$C37&\"'!CN27\")=\"\",\"\",INDIRECT(\"'\"&$CQ$23&$C37&\"'!CN27\")),IFERROR(IF(INDIRECT(\"'\"&$CQ$24&$C37&\"'!CN27\")=\"\",\"\",INDIRECT(\"'\"&$CQ$24&$C37&\"'!CN27\")),\"―\")))","v":""},null,{"$f":"IF($C37=\"\",\"\",IFERROR(IF(INDIRECT(\"'\"&$CQ$23&$C37&\"'!CL47\")=\"\",\"\",INDIRECT(\"'\"&$CQ$23&$C37&\"'!CL47\")),IFERROR(IF(INDIRECT(\"'\"&$CQ$24&$C37&\"'!CL47\")=\"\",\"\",INDIRECT(\"'\"&$CQ$24&$C37&\"'!CL47\")),\"―\")))","v":""},null,{"$f":"IF($C37=\"\",\"\",IFERROR(IF(INDIRECT(\"'\"&$CQ$23&$C37&\"'!CL42\")=\"\",\"\",INDIRECT(\"'\"&$CQ$23&$C37&\"'!CL42\")),IFERROR(IF(INDIRECT(\"'\"&$CQ$24&$C37&\"'!CL42\")=\"\",\"\",INDIRECT(\"'\"&$CQ$24&$C37&\"'!CL42\")),\"―\")))","v":""}]
[null,"脱炭素化：低炭素系統電力への変更"]
[null,null,null,null,{"$f":"IF($C39=\"\",\"\",IFERROR(IF(INDIRECT(\"'\"&$CQ$23&$C39&\"'!C9\")=\"\",\"\",INDIRECT(\"'\"&$CQ$23&$C39&\"'!C9\")),IFERROR(IF(INDIRECT(\"'\"&$CQ$24&$C39&\"'!C9\")=\"\",\"\",INDIRECT(\"'\"&$CQ$24&$C39&\"'!C9\")),\"―\")))","v":""},null,null,{"$f":"IF($C39=\"\",\"\",IFERROR(IF(INDIRECT(\"'\"&$CQ$23&$C39&\"'!G9\")=\"\",\"\",INDIRECT(\"'\"&$CQ$23&$C39&\"'!G9\")),IFERROR(IF(INDIRECT(\"'\"&$CQ$24&$C39&\"'!G9\")=\"\",\"\",INDIRECT(\"'\"&$CQ$24&$C39&\"'!G9\")),\"―\")))","v":""},null,null,null,null,null,null,null,null,null,null,{"$f":"IF($C39=\"\",\"\",IFERROR(IF(INDIRECT(\"'\"&$CQ$23&$C39&\"'!G13\")=\"\",\"\",INDIRECT(\"'\"&$CQ$23&$C39&\"'!G13\")),IFERROR(IF(INDIRECT(\"'\"&$CQ$24&$C39&\"'!G13\")=\"\",\"\",INDIRECT(\"'\"&$CQ$24&$C39&\"'!G13\")),\"―\")))","v":""},null,null,{"$f":"IF($C39=\"\",\"\",IFERROR(IF(INDIRECT(\"'\"&$CQ$23&$C39&\"'!J75\")=\"\",\"\",INDIRECT(\"'\"&$CQ$23&$C39&\"'!J75\")),IFERROR(IF(INDIRECT(\"'\"&$CQ$24&$C39&\"'!J75\")=\"\",\"\",INDIRECT(\"'\"&$CQ$24&$C39&\"'!J75\")),\"―\")))","v":""},null,null,{"$f":"IF($C39=\"\",\"\",IFERROR(IF(INDIRECT(\"'\"&$CQ$23&$C39&\"'!J77\")=\"\",\"\",INDIRECT(\"'\"&$CQ$23&$C39&\"'!J77\")),IFERROR(IF(INDIRECT(\"'\"&$CQ$24&$C39&\"'!J77\")=\"\",\"\",INDIRECT(\"'\"&$CQ$24&$C39&\"'!J77\")),\"―\")))","v":""},null,null,{"$f":"IF($C39=\"\",\"\",IFERROR(IF(INDIRECT(\"'\"&$CQ$23&$C39&\"'!AD75\")=\"\",\"\",INDIRECT(\"'\"&$CQ$23&$C39&\"'!AD75\")),IFERROR(IF(INDIRECT(\"'\"&$CQ$24&$C39&\"'!AD75\")=\"\",\"\",INDIRECT(\"'\"&$CQ$24&$C39&\"'!AD75\")),\"―\")))","v":""},null,null,null,{"$f":"IF($C39=\"\",\"\",IFERROR(IF(INDIRECT(\"'\"&$CQ$23&$C39&\"'!J79\")=\"\",\"\",INDIRECT(\"'\"&$CQ$23&$C39&\"'!J79\")),IFERROR(IF(INDIRECT(\"'\"&$CQ$24&$C39&\"'!J79\")=\"\",\"\",INDIRECT(\"'\"&$CQ$24&$C39&\"'!J79\")),\"―\")))","v":""},null,null,{"$f":"IF($C39=\"\",\"\",IFERROR(IF(INDIRECT(\"'\"&$CQ$23&$C39&\"'!AD83\")=\"\",\"\",INDIRECT(\"'\"&$CQ$23&$C39&\"'!AD83\")),IFERROR(IF(INDIRECT(\"'\"&$CQ$24&$C39&\"'!AD83\")=\"\",\"\",INDIRECT(\"'\"&$CQ$24&$C39&\"'!AD83\")),\"―\")))","v":""},null,null,{"$f":"IF($C39=\"\",\"\",IFERROR(IF(INDIRECT(\"'\"&$CQ$23&$C39&\"'!CN27\")=\"\",\"\",INDIRECT(\"'\"&$CQ$23&$C39&\"'!CN27\")),IFERROR(IF(INDIRECT(\"'\"&$CQ$24&$C39&\"'!CN27\")=\"\",\"\",INDIRECT(\"'\"&$CQ$24&$C39&\"'!CN27\")),\"―\")))","v":""},null,{"$f":"IF($C39=\"\",\"\",IFERROR(IF(INDIRECT(\"'\"&$CQ$23&$C39&\"'!CL47\")=\"\",\"\",INDIRECT(\"'\"&$CQ$23&$C39&\"'!CL47\")),IFERROR(IF(INDIRECT(\"'\"&$CQ$24&$C39&\"'!CL47\")=\"\",\"\",INDIRECT(\"'\"&$CQ$24&$C39&\"'!CL47\")),\"―\")))","v":""},null,{"$f":"IF($C39=\"\",\"\",IFERROR(IF(INDIRECT(\"'\"&$CQ$23&$C39&\"'!CL42\")=\"\",\"\",INDIRECT(\"'\"&$CQ$23&$C39&\"'!CL42\")),IFERROR(IF(INDIRECT(\"'\"&$CQ$24&$C39&\"'!CL42\")=\"\",\"\",INDIRECT(\"'\"&$CQ$24&$C39&\"'!CL42\")),\"―\")))","v":""}]
[null,null,null,null,{"$f":"IF($C40=\"\",\"\",IFERROR(IF(INDIRECT(\"'\"&$CQ$23&$C40&\"'!C9\")=\"\",\"\",INDIRECT(\"'\"&$CQ$23&$C40&\"'!C9\")),IFERROR(IF(INDIRECT(\"'\"&$CQ$24&$C40&\"'!C9\")=\"\",\"\",INDIRECT(\"'\"&$CQ$24&$C40&\"'!C9\")),\"―\")))","v":""},null,null,{"$f":"IF($C40=\"\",\"\",IFERROR(IF(INDIRECT(\"'\"&$CQ$23&$C40&\"'!G9\")=\"\",\"\",INDIRECT(\"'\"&$CQ$23&$C40&\"'!G9\")),IFERROR(IF(INDIRECT(\"'\"&$CQ$24&$C40&\"'!G9\")=\"\",\"\",INDIRECT(\"'\"&$CQ$24&$C40&\"'!G9\")),\"―\")))","v":""},null,null,null,null,null,null,null,null,null,null,{"$f":"IF($C40=\"\",\"\",IFERROR(IF(INDIRECT(\"'\"&$CQ$23&$C40&\"'!G13\")=\"\",\"\",INDIRECT(\"'\"&$CQ$23&$C40&\"'!G13\")),IFERROR(IF(INDIRECT(\"'\"&$CQ$24&$C40&\"'!G13\")=\"\",\"\",INDIRECT(\"'\"&$CQ$24&$C40&\"'!G13\")),\"―\")))","v":""},null,null,{"$f":"IF($C40=\"\",\"\",IFERROR(IF(INDIRECT(\"'\"&$CQ$23&$C40&\"'!J75\")=\"\",\"\",INDIRECT(\"'\"&$CQ$23&$C40&\"'!J75\")),IFERROR(IF(INDIRECT(\"'\"&$CQ$24&$C40&\"'!J75\")=\"\",\"\",INDIRECT(\"'\"&$CQ$24&$C40&\"'!J75\")),\"―\")))","v":""},null,null,{"$f":"IF($C40=\"\",\"\",IFERROR(IF(INDIRECT(\"'\"&$CQ$23&$C40&\"'!J77\")=\"\",\"\",INDIRECT(\"'\"&$CQ$23&$C40&\"'!J77\")),IFERROR(IF(INDIRECT(\"'\"&$CQ$24&$C40&\"'!J77\")=\"\",\"\",INDIRECT(\"'\"&$CQ$24&$C40&\"'!J77\")),\"―\")))","v":""},null,null,{"$f":"IF($C40=\"\",\"\",IFERROR(IF(INDIRECT(\"'\"&$CQ$23&$C40&\"'!AD75\")=\"\",\"\",INDIRECT(\"'\"&$CQ$23&$C40&\"'!AD75\")),IFERROR(IF(INDIRECT(\"'\"&$CQ$24&$C40&\"'!AD75\")=\"\",\"\",INDIRECT(\"'\"&$CQ$24&$C40&\"'!AD75\")),\"―\")))","v":""},null,null,null,{"$f":"IF($C40=\"\",\"\",IFERROR(IF(INDIRECT(\"'\"&$CQ$23&$C40&\"'!J79\")=\"\",\"\",INDIRECT(\"'\"&$CQ$23&$C40&\"'!J79\")),IFERROR(IF(INDIRECT(\"'\"&$CQ$24&$C40&\"'!J79\")=\"\",\"\",INDIRECT(\"'\"&$CQ$24&$C40&\"'!J79\")),\"―\")))","v":""},null,null,{"$f":"IF($C40=\"\",\"\",IFERROR(IF(INDIRECT(\"'\"&$CQ$23&$C40&\"'!AD83\")=\"\",\"\",INDIRECT(\"'\"&$CQ$23&$C40&\"'!AD83\")),IFERROR(IF(INDIRECT(\"'\"&$CQ$24&$C40&\"'!AD83\")=\"\",\"\",INDIRECT(\"'\"&$CQ$24&$C40&\"'!AD83\")),\"―\")))","v":""},null,null,{"$f":"IF($C40=\"\",\"\",IFERROR(IF(INDIRECT(\"'\"&$CQ$23&$C40&\"'!CN27\")=\"\",\"\",INDIRECT(\"'\"&$CQ$23&$C40&\"'!CN27\")),IFERROR(IF(INDIRECT(\"'\"&$CQ$24&$C40&\"'!CN27\")=\"\",\"\",INDIRECT(\"'\"&$CQ$24&$C40&\"'!CN27\")),\"―\")))","v":""},null,{"$f":"IF($C40=\"\",\"\",IFERROR(IF(INDIRECT(\"'\"&$CQ$23&$C40&\"'!CL47\")=\"\",\"\",INDIRECT(\"'\"&$CQ$23&$C40&\"'!CL47\")),IFERROR(IF(INDIRECT(\"'\"&$CQ$24&$C40&\"'!CL47\")=\"\",\"\",INDIRECT(\"'\"&$CQ$24&$C40&\"'!CL47\")),\"―\")))","v":""},null,{"$f":"IF($C40=\"\",\"\",IFERROR(IF(INDIRECT(\"'\"&$CQ$23&$C40&\"'!CL42\")=\"\",\"\",INDIRECT(\"'\"&$CQ$23&$C40&\"'!CL42\")),IFERROR(IF(INDIRECT(\"'\"&$CQ$24&$C40&\"'!CL42\")=\"\",\"\",INDIRECT(\"'\"&$CQ$24&$C40&\"'!CL42\")),\"―\")))","v":""}]
[]
[null,"■","提案対策一覧【2ページ目】（各対策の詳細は対策個票で見ることができます）"]
[null,"対策の種類\n[対策個票番号]",null,null,null,null,null,"対策名称",null,null,null,null,null,null,null,null,null,null,"対象\nシステム／設備",null,null,"CO2削減効果",null,null,null,null,null,"（a）\n導入コスト\n（千円）",null,null,null,"（b）\n運転コスト削減効果\n（千円/年）",null,null,"単純投資回収年数(a)/(b)",null,null,"推奨\n対策",null,"制約\n条件",null,"活用可能な\n補助制度"]
[null,null,null,null,null,null,null,null,null,null,null,null,null,null,null,null,null,null,null,null,null,"CO2削減量\n(tCO2/年)",null,null,"削減率(%)\n※"]
[]
[]
[null,"省エネルギー"]
[null,null,null,null,{"$f":"IF($C48=\"\",\"\",IFERROR(IF(INDIRECT(\"'\"&$CQ$23&$C48&\"'!C9\")=\"\",\"\",INDIRECT(\"'\"&$CQ$23&$C48&\"'!C9\")),IFERROR(IF(INDIRECT(\"'\"&$CQ$24&$C48&\"'!C9\")=\"\",\"\",INDIRECT(\"'\"&$CQ$24&$C48&\"'!C9\")),\"―\")))","v":""},null,null,{"$f":"IF($C48=\"\",\"\",IFERROR(IF(INDIRECT(\"'\"&$CQ$23&$C48&\"'!G9\")=\"\",\"\",INDIRECT(\"'\"&$CQ$23&$C48&\"'!G9\")),IFERROR(IF(INDIRECT(\"'\"&$CQ$24&$C48&\"'!G9\")=\"\",\"\",INDIRECT(\"'\"&$CQ$24&$C48&\"'!G9\")),\"―\")))","v":""},null,null,null,null,null,null,null,null,null,null,{"$f":"IF($C48=\"\",\"\",IFERROR(IF(INDIRECT(\"'\"&$CQ$23&$C48&\"'!G13\")=\"\",\"\",INDIRECT(\"'\"&$CQ$23&$C48&\"'!G13\")),IFERROR(IF(INDIRECT(\"'\"&$CQ$24&$C48&\"'!G13\")=\"\",\"\",INDIRECT(\"'\"&$CQ$24&$C48&\"'!G13\")),\"―\")))","v":""},null,null,{"$f":"IF($C48=\"\",\"\",IFERROR(IF(INDIRECT(\"'\"&$CQ$23&$C48&\"'!J75\")=\"\",\"\",INDIRECT(\"'\"&$CQ$23&$C48&\"'!J75\")),IFERROR(IF(INDIRECT(\"'\"&$CQ$24&$C48&\"'!J75\")=\"\",\"\",INDIRECT(\"'\"&$CQ$24&$C48&\"'!J75\")),\"―\")))","v":""},null,null,{"$f":"IF($C48=\"\",\"\",IFERROR(IF(INDIRECT(\"'\"&$CQ$23&$C48&\"'!J77\")=\"\",\"\",INDIRECT(\"'\"&$CQ$23&$C48&\"'!J77\")),IFERROR(IF(INDIRECT(\"'\"&$CQ$24&$C48&\"'!J77\")=\"\",\"\",INDIRECT(\"'\"&$CQ$24&$C48&\"'!J77\")),\"―\")))","v":""},null,null,{"$f":"IF($C48=\"\",\"\",IFERROR(IF(INDIRECT(\"'\"&$CQ$23&$C48&\"'!AD75\")=\"\",\"\",INDIRECT(\"'\"&$CQ$23&$C48&\"'!AD75\")),IFERROR(IF(INDIRECT(\"'\"&$CQ$24&$C48&\"'!AD75\")=\"\",\"\",INDIRECT(\"'\"&$CQ$24&$C48&\"'!AD75\")),\"―\")))","v":""},null,null,null,{"$f":"IF($C48=\"\",\"\",IFERROR(IF(INDIRECT(\"'\"&$CQ$23&$C48&\"'!J79\")=\"\",\"\",INDIRECT(\"'\"&$CQ$23&$C48&\"'!J79\")),IFERROR(IF(INDIRECT(\"'\"&$CQ$24&$C48&\"'!J79\")=\"\",\"\",INDIRECT(\"'\"&$CQ$24&$C48&\"'!J79\")),\"―\")))","v":""},null,null,{"$f":"IF($C48=\"\",\"\",IFERROR(IF(INDIRECT(\"'\"&$CQ$23&$C48&\"'!AD83\")=\"\",\"\",INDIRECT(\"'\"&$CQ$23&$C48&\"'!AD83\")),IFERROR(IF(INDIRECT(\"'\"&$CQ$24&$C48&\"'!AD83\")=\"\",\"\",INDIRECT(\"'\"&$CQ$24&$C48&\"'!AD83\")),\"―\")))","v":""},null,null,{"$f":"IF($C48=\"\",\"\",IFERROR(IF(INDIRECT(\"'\"&$CQ$23&$C48&\"'!CN27\")=\"\",\"\",INDIRECT(\"'\"&$CQ$23&$C48&\"'!CN27\")),IFERROR(IF(INDIRECT(\"'\"&$CQ$24&$C48&\"'!CN27\")=\"\",\"\",INDIRECT(\"'\"&$CQ$24&$C48&\"'!CN27\")),\"―\")))","v":""},null,{"$f":"IF($C48=\"\",\"\",IFERROR(IF(INDIRECT(\"'\"&$CQ$23&$C48&\"'!CL47\")=\"\",\"\",INDIRECT(\"'\"&$CQ$23&$C48&\"'!CL47\")),IFERROR(IF(INDIRECT(\"'\"&$CQ$24&$C48&\"'!CL47\")=\"\",\"\",INDIRECT(\"'\"&$CQ$24&$C48&\"'!CL47\")),\"―\")))","v":""},null,{"$f":"IF($C48=\"\",\"\",IFERROR(IF(INDIRECT(\"'\"&$CQ$23&$C48&\"'!CL42\")=\"\",\"\",INDIRECT(\"'\"&$CQ$23&$C48&\"'!CL42\")),IFERROR(IF(INDIRECT(\"'\"&$CQ$24&$C48&\"'!CL42\")=\"\",\"\",INDIRECT(\"'\"&$CQ$24&$C48&\"'!CL42\")),\"―\")))","v":""}]
[null,null,null,null,{"$f":"IF($C49=\"\",\"\",IFERROR(IF(INDIRECT(\"'\"&$CQ$23&$C49&\"'!C9\")=\"\",\"\",INDIRECT(\"'\"&$CQ$23&$C49&\"'!C9\")),IFERROR(IF(INDIRECT(\"'\"&$CQ$24&$C49&\"'!C9\")=\"\",\"\",INDIRECT(\"'\"&$CQ$24&$C49&\"'!C9\")),\"―\")))","v":""},null,null,{"$f":"IF($C49=\"\",\"\",IFERROR(IF(INDIRECT(\"'\"&$CQ$23&$C49&\"'!G9\")=\"\",\"\",INDIRECT(\"'\"&$CQ$23&$C49&\"'!G9\")),IFERROR(IF(INDIRECT(\"'\"&$CQ$24&$C49&\"'!G9\")=\"\",\"\",INDIRECT(\"'\"&$CQ$24&$C49&\"'!G9\")),\"―\")))","v":""},null,null,null,null,null,null,null,null,null,null,{"$f":"IF($C49=\"\",\"\",IFERROR(IF(INDIRECT(\"'\"&$CQ$23&$C49&\"'!G13\")=\"\",\"\",INDIRECT(\"'\"&$CQ$23&$C49&\"'!G13\")),IFERROR(IF(INDIRECT(\"'\"&$CQ$24&$C49&\"'!G13\")=\"\",\"\",INDIRECT(\"'\"&$CQ$24&$C49&\"'!G13\")),\"―\")))","v":""},null,null,{"$f":"IF($C49=\"\",\"\",IFERROR(IF(INDIRECT(\"'\"&$CQ$23&$C49&\"'!J75\")=\"\",\"\",INDIRECT(\"'\"&$CQ$23&$C49&\"'!J75\")),IFERROR(IF(INDIRECT(\"'\"&$CQ$24&$C49&\"'!J75\")=\"\",\"\",INDIRECT(\"'\"&$CQ$24&$C49&\"'!J75\")),\"―\")))","v":""},null,null,{"$f":"IF($C49=\"\",\"\",IFERROR(IF(INDIRECT(\"'\"&$CQ$23&$C49&\"'!J77\")=\"\",\"\",INDIRECT(\"'\"&$CQ$23&$C49&\"'!J77\")),IFERROR(IF(INDIRECT(\"'\"&$CQ$24&$C49&\"'!J77\")=\"\",\"\",INDIRECT(\"'\"&$CQ$24&$C49&\"'!J77\")),\"―\")))","v":""},null,null,{"$f":"IF($C49=\"\",\"\",IFERROR(IF(INDIRECT(\"'\"&$CQ$23&$C49&\"'!AD75\")=\"\",\"\",INDIRECT(\"'\"&$CQ$23&$C49&\"'!AD75\")),IFERROR(IF(INDIRECT(\"'\"&$CQ$24&$C49&\"'!AD75\")=\"\",\"\",INDIRECT(\"'\"&$CQ$24&$C49&\"'!AD75\")),\"―\")))","v":""},null,null,null,{"$f":"IF($C49=\"\",\"\",IFERROR(IF(INDIRECT(\"'\"&$CQ$23&$C49&\"'!J79\")=\"\",\"\",INDIRECT(\"'\"&$CQ$23&$C49&\"'!J79\")),IFERROR(IF(INDIRECT(\"'\"&$CQ$24&$C49&\"'!J79\")=\"\",\"\",INDIRECT(\"'\"&$CQ$24&$C49&\"'!J79\")),\"―\")))","v":""},null,null,{"$f":"IF($C49=\"\",\"\",IFERROR(IF(INDIRECT(\"'\"&$CQ$23&$C49&\"'!AD83\")=\"\",\"\",INDIRECT(\"'\"&$CQ$23&$C49&\"'!AD83\")),IFERROR(IF(INDIRECT(\"'\"&$CQ$24&$C49&\"'!AD83\")=\"\",\"\",INDIRECT(\"'\"&$CQ$24&$C49&\"'!AD83\")),\"―\")))","v":""},null,null,{"$f":"IF($C49=\"\",\"\",IFERROR(IF(INDIRECT(\"'\"&$CQ$23&$C49&\"'!CN27\")=\"\",\"\",INDIRECT(\"'\"&$CQ$23&$C49&\"'!CN27\")),IFERROR(IF(INDIRECT(\"'\"&$CQ$24&$C49&\"'!CN27\")=\"\",\"\",INDIRECT(\"'\"&$CQ$24&$C49&\"'!CN27\")),\"―\")))","v":""},null,{"$f":"IF($C49=\"\",\"\",IFERROR(IF(INDIRECT(\"'\"&$CQ$23&$C49&\"'!CL47\")=\"\",\"\",INDIRECT(\"'\"&$CQ$23&$C49&\"'!CL47\")),IFERROR(IF(INDIRECT(\"'\"&$CQ$24&$C49&\"'!CL47\")=\"\",\"\",INDIRECT(\"'\"&$CQ$24&$C49&\"'!CL47\")),\"―\")))","v":""},null,{"$f":"IF($C49=\"\",\"\",IFERROR(IF(INDIRECT(\"'\"&$CQ$23&$C49&\"'!CL42\")=\"\",\"\",INDIRECT(\"'\"&$CQ$23&$C49&\"'!CL42\")),IFERROR(IF(INDIRECT(\"'\"&$CQ$24&$C49&\"'!CL42\")=\"\",\"\",INDIRECT(\"'\"&$CQ$24&$C49&\"'!CL42\")),\"―\")))","v":""}]
[null,null,null,null,{"$f":"IF($C50=\"\",\"\",IFERROR(IF(INDIRECT(\"'\"&$CQ$23&$C50&\"'!C9\")=\"\",\"\",INDIRECT(\"'\"&$CQ$23&$C50&\"'!C9\")),IFERROR(IF(INDIRECT(\"'\"&$CQ$24&$C50&\"'!C9\")=\"\",\"\",INDIRECT(\"'\"&$CQ$24&$C50&\"'!C9\")),\"―\")))","v":""},null,null,{"$f":"IF($C50=\"\",\"\",IFERROR(IF(INDIRECT(\"'\"&$CQ$23&$C50&\"'!G9\")=\"\",\"\",INDIRECT(\"'\"&$CQ$23&$C50&\"'!G9\")),IFERROR(IF(INDIRECT(\"'\"&$CQ$24&$C50&\"'!G9\")=\"\",\"\",INDIRECT(\"'\"&$CQ$24&$C50&\"'!G9\")),\"―\")))","v":""},null,null,null,null,null,null,null,null,null,null,{"$f":"IF($C50=\"\",\"\",IFERROR(IF(INDIRECT(\"'\"&$CQ$23&$C50&\"'!G13\")=\"\",\"\",INDIRECT(\"'\"&$CQ$23&$C50&\"'!G13\")),IFERROR(IF(INDIRECT(\"'\"&$CQ$24&$C50&\"'!G13\")=\"\",\"\",INDIRECT(\"'\"&$CQ$24&$C50&\"'!G13\")),\"―\")))","v":""},null,null,{"$f":"IF($C50=\"\",\"\",IFERROR(IF(INDIRECT(\"'\"&$CQ$23&$C50&\"'!J75\")=\"\",\"\",INDIRECT(\"'\"&$CQ$23&$C50&\"'!J75\")),IFERROR(IF(INDIRECT(\"'\"&$CQ$24&$C50&\"'!J75\")=\"\",\"\",INDIRECT(\"'\"&$CQ$24&$C50&\"'!J75\")),\"―\")))","v":""},null,null,{"$f":"IF($C50=\"\",\"\",IFERROR(IF(INDIRECT(\"'\"&$CQ$23&$C50&\"'!J77\")=\"\",\"\",INDIRECT(\"'\"&$CQ$23&$C50&\"'!J77\")),IFERROR(IF(INDIRECT(\"'\"&$CQ$24&$C50&\"'!J77\")=\"\",\"\",INDIRECT(\"'\"&$CQ$24&$C50&\"'!J77\")),\"―\")))","v":""},null,null,{"$f":"IF($C50=\"\",\"\",IFERROR(IF(INDIRECT(\"'\"&$CQ$23&$C50&\"'!AD75\")=\"\",\"\",INDIRECT(\"'\"&$CQ$23&$C50&\"'!AD75\")),IFERROR(IF(INDIRECT(\"'\"&$CQ$24&$C50&\"'!AD75\")=\"\",\"\",INDIRECT(\"'\"&$CQ$24&$C50&\"'!AD75\")),\"―\")))","v":""},null,null,null,{"$f":"IF($C50=\"\",\"\",IFERROR(IF(INDIRECT(\"'\"&$CQ$23&$C50&\"'!J79\")=\"\",\"\",INDIRECT(\"'\"&$CQ$23&$C50&\"'!J79\")),IFERROR(IF(INDIRECT(\"'\"&$CQ$24&$C50&\"'!J79\")=\"\",\"\",INDIRECT(\"'\"&$CQ$24&$C50&\"'!J79\")),\"―\")))","v":""},null,null,{"$f":"IF($C50=\"\",\"\",IFERROR(IF(INDIRECT(\"'\"&$CQ$23&$C50&\"'!AD83\")=\"\",\"\",INDIRECT(\"'\"&$CQ$23&$C50&\"'!AD83\")),IFERROR(IF(INDIRECT(\"'\"&$CQ$24&$C50&\"'!AD83\")=\"\",\"\",INDIRECT(\"'\"&$CQ$24&$C50&\"'!AD83\")),\"―\")))","v":""},null,null,{"$f":"IF($C50=\"\",\"\",IFERROR(IF(INDIRECT(\"'\"&$CQ$23&$C50&\"'!CN27\")=\"\",\"\",INDIRECT(\"'\"&$CQ$23&$C50&\"'!CN27\")),IFERROR(IF(INDIRECT(\"'\"&$CQ$24&$C50&\"'!CN27\")=\"\",\"\",INDIRECT(\"'\"&$CQ$24&$C50&\"'!CN27\")),\"―\")))","v":""},null,{"$f":"IF($C50=\"\",\"\",IFERROR(IF(INDIRECT(\"'\"&$CQ$23&$C50&\"'!CL47\")=\"\",\"\",INDIRECT(\"'\"&$CQ$23&$C50&\"'!CL47\")),IFERROR(IF(INDIRECT(\"'\"&$CQ$24&$C50&\"'!CL47\")=\"\",\"\",INDIRECT(\"'\"&$CQ$24&$C50&\"'!CL47\")),\"―\")))","v":""},null,{"$f":"IF($C50=\"\",\"\",IFERROR(IF(INDIRECT(\"'\"&$CQ$23&$C50&\"'!CL42\")=\"\",\"\",INDIRECT(\"'\"&$CQ$23&$C50&\"'!CL42\")),IFERROR(IF(INDIRECT(\"'\"&$CQ$24&$C50&\"'!CL42\")=\"\",\"\",INDIRECT(\"'\"&$CQ$24&$C50&\"'!CL42\")),\"―\")))","v":""}]
[null,null,null,null,{"$f":"IF($C51=\"\",\"\",IFERROR(IF(INDIRECT(\"'\"&$CQ$23&$C51&\"'!C9\")=\"\",\"\",INDIRECT(\"'\"&$CQ$23&$C51&\"'!C9\")),IFERROR(IF(INDIRECT(\"'\"&$CQ$24&$C51&\"'!C9\")=\"\",\"\",INDIRECT(\"'\"&$CQ$24&$C51&\"'!C9\")),\"―\")))","v":""},null,null,{"$f":"IF($C51=\"\",\"\",IFERROR(IF(INDIRECT(\"'\"&$CQ$23&$C51&\"'!G9\")=\"\",\"\",INDIRECT(\"'\"&$CQ$23&$C51&\"'!G9\")),IFERROR(IF(INDIRECT(\"'\"&$CQ$24&$C51&\"'!G9\")=\"\",\"\",INDIRECT(\"'\"&$CQ$24&$C51&\"'!G9\")),\"―\")))","v":""},null,null,null,null,null,null,null,null,null,null,{"$f":"IF($C51=\"\",\"\",IFERROR(IF(INDIRECT(\"'\"&$CQ$23&$C51&\"'!G13\")=\"\",\"\",INDIRECT(\"'\"&$CQ$23&$C51&\"'!G13\")),IFERROR(IF(INDIRECT(\"'\"&$CQ$24&$C51&\"'!G13\")=\"\",\"\",INDIRECT(\"'\"&$CQ$24&$C51&\"'!G13\")),\"―\")))","v":""},null,null,{"$f":"IF($C51=\"\",\"\",IFERROR(IF(INDIRECT(\"'\"&$CQ$23&$C51&\"'!J75\")=\"\",\"\",INDIRECT(\"'\"&$CQ$23&$C51&\"'!J75\")),IFERROR(IF(INDIRECT(\"'\"&$CQ$24&$C51&\"'!J75\")=\"\",\"\",INDIRECT(\"'\"&$CQ$24&$C51&\"'!J75\")),\"―\")))","v":""},null,null,{"$f":"IF($C51=\"\",\"\",IFERROR(IF(INDIRECT(\"'\"&$CQ$23&$C51&\"'!J77\")=\"\",\"\",INDIRECT(\"'\"&$CQ$23&$C51&\"'!J77\")),IFERROR(IF(INDIRECT(\"'\"&$CQ$24&$C51&\"'!J77\")=\"\",\"\",INDIRECT(\"'\"&$CQ$24&$C51&\"'!J77\")),\"―\")))","v":""},null,null,{"$f":"IF($C51=\"\",\"\",IFERROR(IF(INDIRECT(\"'\"&$CQ$23&$C51&\"'!AD75\")=\"\",\"\",INDIRECT(\"'\"&$CQ$23&$C51&\"'!AD75\")),IFERROR(IF(INDIRECT(\"'\"&$CQ$24&$C51&\"'!AD75\")=\"\",\"\",INDIRECT(\"'\"&$CQ$24&$C51&\"'!AD75\")),\"―\")))","v":""},null,null,null,{"$f":"IF($C51=\"\",\"\",IFERROR(IF(INDIRECT(\"'\"&$CQ$23&$C51&\"'!J79\")=\"\",\"\",INDIRECT(\"'\"&$CQ$23&$C51&\"'!J79\")),IFERROR(IF(INDIRECT(\"'\"&$CQ$24&$C51&\"'!J79\")=\"\",\"\",INDIRECT(\"'\"&$CQ$24&$C51&\"'!J79\")),\"―\")))","v":""},null,null,{"$f":"IF($C51=\"\",\"\",IFERROR(IF(INDIRECT(\"'\"&$CQ$23&$C51&\"'!AD83\")=\"\",\"\",INDIRECT(\"'\"&$CQ$23&$C51&\"'!AD83\")),IFERROR(IF(INDIRECT(\"'\"&$CQ$24&$C51&\"'!AD83\")=\"\",\"\",INDIRECT(\"'\"&$CQ$24&$C51&\"'!AD83\")),\"―\")))","v":""},null,null,{"$f":"IF($C51=\"\",\"\",IFERROR(IF(INDIRECT(\"'\"&$CQ$23&$C51&\"'!CN27\")=\"\",\"\",INDIRECT(\"'\"&$CQ$23&$C51&\"'!CN27\")),IFERROR(IF(INDIRECT(\"'\"&$CQ$24&$C51&\"'!CN27\")=\"\",\"\",INDIRECT(\"'\"&$CQ$24&$C51&\"'!CN27\")),\"―\")))","v":""},null,{"$f":"IF($C51=\"\",\"\",IFERROR(IF(INDIRECT(\"'\"&$CQ$23&$C51&\"'!CL47\")=\"\",\"\",INDIRECT(\"'\"&$CQ$23&$C51&\"'!CL47\")),IFERROR(IF(INDIRECT(\"'\"&$CQ$24&$C51&\"'!CL47\")=\"\",\"\",INDIRECT(\"'\"&$CQ$24&$C51&\"'!CL47\")),\"―\")))","v":""},null,{"$f":"IF($C51=\"\",\"\",IFERROR(IF(INDIRECT(\"'\"&$CQ$23&$C51&\"'!CL42\")=\"\",\"\",INDIRECT(\"'\"&$CQ$23&$C51&\"'!CL42\")),IFERROR(IF(INDIRECT(\"'\"&$CQ$24&$C51&\"'!CL42\")=\"\",\"\",INDIRECT(\"'\"&$CQ$24&$C51&\"'!CL42\")),\"―\")))","v":""}]
[null,null,null,null,{"$f":"IF($C52=\"\",\"\",IFERROR(IF(INDIRECT(\"'\"&$CQ$23&$C52&\"'!C9\")=\"\",\"\",INDIRECT(\"'\"&$CQ$23&$C52&\"'!C9\")),IFERROR(IF(INDIRECT(\"'\"&$CQ$24&$C52&\"'!C9\")=\"\",\"\",INDIRECT(\"'\"&$CQ$24&$C52&\"'!C9\")),\"―\")))","v":""},null,null,{"$f":"IF($C52=\"\",\"\",IFERROR(IF(INDIRECT(\"'\"&$CQ$23&$C52&\"'!G9\")=\"\",\"\",INDIRECT(\"'\"&$CQ$23&$C52&\"'!G9\")),IFERROR(IF(INDIRECT(\"'\"&$CQ$24&$C52&\"'!G9\")=\"\",\"\",INDIRECT(\"'\"&$CQ$24&$C52&\"'!G9\")),\"―\")))","v":""},null,null,null,null,null,null,null,null,null,null,{"$f":"IF($C52=\"\",\"\",IFERROR(IF(INDIRECT(\"'\"&$CQ$23&$C52&\"'!G13\")=\"\",\"\",INDIRECT(\"'\"&$CQ$23&$C52&\"'!G13\")),IFERROR(IF(INDIRECT(\"'\"&$CQ$24&$C52&\"'!G13\")=\"\",\"\",INDIRECT(\"'\"&$CQ$24&$C52&\"'!G13\")),\"―\")))","v":""},null,null,{"$f":"IF($C52=\"\",\"\",IFERROR(IF(INDIRECT(\"'\"&$CQ$23&$C52&\"'!J75\")=\"\",\"\",INDIRECT(\"'\"&$CQ$23&$C52&\"'!J75\")),IFERROR(IF(INDIRECT(\"'\"&$CQ$24&$C52&\"'!J75\")=\"\",\"\",INDIRECT(\"'\"&$CQ$24&$C52&\"'!J75\")),\"―\")))","v":""},null,null,{"$f":"IF($C52=\"\",\"\",IFERROR(IF(INDIRECT(\"'\"&$CQ$23&$C52&\"'!J77\")=\"\",\"\",INDIRECT(\"'\"&$CQ$23&$C52&\"'!J77\")),IFERROR(IF(INDIRECT(\"'\"&$CQ$24&$C52&\"'!J77\")=\"\",\"\",INDIRECT(\"'\"&$CQ$24&$C52&\"'!J77\")),\"―\")))","v":""},null,null,{"$f":"IF($C52=\"\",\"\",IFERROR(IF(INDIRECT(\"'\"&$CQ$23&$C52&\"'!AD75\")=\"\",\"\",INDIRECT(\"'\"&$CQ$23&$C52&\"'!AD75\")),IFERROR(IF(INDIRECT(\"'\"&$CQ$24&$C52&\"'!AD75\")=\"\",\"\",INDIRECT(\"'\"&$CQ$24&$C52&\"'!AD75\")),\"―\")))","v":""},null,null,null,{"$f":"IF($C52=\"\",\"\",IFERROR(IF(INDIRECT(\"'\"&$CQ$23&$C52&\"'!J79\")=\"\",\"\",INDIRECT(\"'\"&$CQ$23&$C52&\"'!J79\")),IFERROR(IF(INDIRECT(\"'\"&$CQ$24&$C52&\"'!J79\")=\"\",\"\",INDIRECT(\"'\"&$CQ$24&$C52&\"'!J79\")),\"―\")))","v":""},null,null,{"$f":"IF($C52=\"\",\"\",IFERROR(IF(INDIRECT(\"'\"&$CQ$23&$C52&\"'!AD83\")=\"\",\"\",INDIRECT(\"'\"&$CQ$23&$C52&\"'!AD83\")),IFERROR(IF(INDIRECT(\"'\"&$CQ$24&$C52&\"'!AD83\")=\"\",\"\",INDIRECT(\"'\"&$CQ$24&$C52&\"'!AD83\")),\"―\")))","v":""},null,null,{"$f":"IF($C52=\"\",\"\",IFERROR(IF(INDIRECT(\"'\"&$CQ$23&$C52&\"'!CN27\")=\"\",\"\",INDIRECT(\"'\"&$CQ$23&$C52&\"'!CN27\")),IFERROR(IF(INDIRECT(\"'\"&$CQ$24&$C52&\"'!CN27\")=\"\",\"\",INDIRECT(\"'\"&$CQ$24&$C52&\"'!CN27\")),\"―\")))","v":""},null,{"$f":"IF($C52=\"\",\"\",IFERROR(IF(INDIRECT(\"'\"&$CQ$23&$C52&\"'!CL47\")=\"\",\"\",INDIRECT(\"'\"&$CQ$23&$C52&\"'!CL47\")),IFERROR(IF(INDIRECT(\"'\"&$CQ$24&$C52&\"'!CL47\")=\"\",\"\",INDIRECT(\"'\"&$CQ$24&$C52&\"'!CL47\")),\"―\")))","v":""},null,{"$f":"IF($C52=\"\",\"\",IFERROR(IF(INDIRECT(\"'\"&$CQ$23&$C52&\"'!CL42\")=\"\",\"\",INDIRECT(\"'\"&$CQ$23&$C52&\"'!CL42\")),IFERROR(IF(INDIRECT(\"'\"&$CQ$24&$C52&\"'!CL42\")=\"\",\"\",INDIRECT(\"'\"&$CQ$24&$C52&\"'!CL42\")),\"―\")))","v":""}]
[null,null,null,null,{"$f":"IF($C53=\"\",\"\",IFERROR(IF(INDIRECT(\"'\"&$CQ$23&$C53&\"'!C9\")=\"\",\"\",INDIRECT(\"'\"&$CQ$23&$C53&\"'!C9\")),IFERROR(IF(INDIRECT(\"'\"&$CQ$24&$C53&\"'!C9\")=\"\",\"\",INDIRECT(\"'\"&$CQ$24&$C53&\"'!C9\")),\"―\")))","v":""},null,null,{"$f":"IF($C53=\"\",\"\",IFERROR(IF(INDIRECT(\"'\"&$CQ$23&$C53&\"'!G9\")=\"\",\"\",INDIRECT(\"'\"&$CQ$23&$C53&\"'!G9\")),IFERROR(IF(INDIRECT(\"'\"&$CQ$24&$C53&\"'!G9\")=\"\",\"\",INDIRECT(\"'\"&$CQ$24&$C53&\"'!G9\")),\"―\")))","v":""},null,null,null,null,null,null,null,null,null,null,{"$f":"IF($C53=\"\",\"\",IFERROR(IF(INDIRECT(\"'\"&$CQ$23&$C53&\"'!G13\")=\"\",\"\",INDIRECT(\"'\"&$CQ$23&$C53&\"'!G13\")),IFERROR(IF(INDIRECT(\"'\"&$CQ$24&$C53&\"'!G13\")=\"\",\"\",INDIRECT(\"'\"&$CQ$24&$C53&\"'!G13\")),\"―\")))","v":""},null,null,{"$f":"IF($C53=\"\",\"\",IFERROR(IF(INDIRECT(\"'\"&$CQ$23&$C53&\"'!J75\")=\"\",\"\",INDIRECT(\"'\"&$CQ$23&$C53&\"'!J75\")),IFERROR(IF(INDIRECT(\"'\"&$CQ$24&$C53&\"'!J75\")=\"\",\"\",INDIRECT(\"'\"&$CQ$24&$C53&\"'!J75\")),\"―\")))","v":""},null,null,{"$f":"IF($C53=\"\",\"\",IFERROR(IF(INDIRECT(\"'\"&$CQ$23&$C53&\"'!J77\")=\"\",\"\",INDIRECT(\"'\"&$CQ$23&$C53&\"'!J77\")),IFERROR(IF(INDIRECT(\"'\"&$CQ$24&$C53&\"'!J77\")=\"\",\"\",INDIRECT(\"'\"&$CQ$24&$C53&\"'!J77\")),\"―\")))","v":""},null,null,{"$f":"IF($C53=\"\",\"\",IFERROR(IF(INDIRECT(\"'\"&$CQ$23&$C53&\"'!AD75\")=\"\",\"\",INDIRECT(\"'\"&$CQ$23&$C53&\"'!AD75\")),IFERROR(IF(INDIRECT(\"'\"&$CQ$24&$C53&\"'!AD75\")=\"\",\"\",INDIRECT(\"'\"&$CQ$24&$C53&\"'!AD75\")),\"―\")))","v":""},null,null,null,{"$f":"IF($C53=\"\",\"\",IFERROR(IF(INDIRECT(\"'\"&$CQ$23&$C53&\"'!J79\")=\"\",\"\",INDIRECT(\"'\"&$CQ$23&$C53&\"'!J79\")),IFERROR(IF(INDIRECT(\"'\"&$CQ$24&$C53&\"'!J79\")=\"\",\"\",INDIRECT(\"'\"&$CQ$24&$C53&\"'!J79\")),\"―\")))","v":""},null,null,{"$f":"IF($C53=\"\",\"\",IFERROR(IF(INDIRECT(\"'\"&$CQ$23&$C53&\"'!AD83\")=\"\",\"\",INDIRECT(\"'\"&$CQ$23&$C53&\"'!AD83\")),IFERROR(IF(INDIRECT(\"'\"&$CQ$24&$C53&\"'!AD83\")=\"\",\"\",INDIRECT(\"'\"&$CQ$24&$C53&\"'!AD83\")),\"―\")))","v":""},null,null,{"$f":"IF($C53=\"\",\"\",IFERROR(IF(INDIRECT(\"'\"&$CQ$23&$C53&\"'!CN27\")=\"\",\"\",INDIRECT(\"'\"&$CQ$23&$C53&\"'!CN27\")),IFERROR(IF(INDIRECT(\"'\"&$CQ$24&$C53&\"'!CN27\")=\"\",\"\",INDIRECT(\"'\"&$CQ$24&$C53&\"'!CN27\")),\"―\")))","v":""},null,{"$f":"IF($C53=\"\",\"\",IFERROR(IF(INDIRECT(\"'\"&$CQ$23&$C53&\"'!CL47\")=\"\",\"\",INDIRECT(\"'\"&$CQ$23&$C53&\"'!CL47\")),IFERROR(IF(INDIRECT(\"'\"&$CQ$24&$C53&\"'!CL47\")=\"\",\"\",INDIRECT(\"'\"&$CQ$24&$C53&\"'!CL47\")),\"―\")))","v":""},null,{"$f":"IF($C53=\"\",\"\",IFERROR(IF(INDIRECT(\"'\"&$CQ$23&$C53&\"'!CL42\")=\"\",\"\",INDIRECT(\"'\"&$CQ$23&$C53&\"'!CL42\")),IFERROR(IF(INDIRECT(\"'\"&$CQ$24&$C53&\"'!CL42\")=\"\",\"\",INDIRECT(\"'\"&$CQ$24&$C53&\"'!CL42\")),\"―\")))","v":""}]
[null,null,null,null,{"$f":"IF($C54=\"\",\"\",IFERROR(IF(INDIRECT(\"'\"&$CQ$23&$C54&\"'!C9\")=\"\",\"\",INDIRECT(\"'\"&$CQ$23&$C54&\"'!C9\")),IFERROR(IF(INDIRECT(\"'\"&$CQ$24&$C54&\"'!C9\")=\"\",\"\",INDIRECT(\"'\"&$CQ$24&$C54&\"'!C9\")),\"―\")))","v":""},null,null,{"$f":"IF($C54=\"\",\"\",IFERROR(IF(INDIRECT(\"'\"&$CQ$23&$C54&\"'!G9\")=\"\",\"\",INDIRECT(\"'\"&$CQ$23&$C54&\"'!G9\")),IFERROR(IF(INDIRECT(\"'\"&$CQ$24&$C54&\"'!G9\")=\"\",\"\",INDIRECT(\"'\"&$CQ$24&$C54&\"'!G9\")),\"―\")))","v":""},null,null,null,null,null,null,null,null,null,null,{"$f":"IF($C54=\"\",\"\",IFERROR(IF(INDIRECT(\"'\"&$CQ$23&$C54&\"'!G13\")=\"\",\"\",INDIRECT(\"'\"&$CQ$23&$C54&\"'!G13\")),IFERROR(IF(INDIRECT(\"'\"&$CQ$24&$C54&\"'!G13\")=\"\",\"\",INDIRECT(\"'\"&$CQ$24&$C54&\"'!G13\")),\"―\")))","v":""},null,null,{"$f":"IF($C54=\"\",\"\",IFERROR(IF(INDIRECT(\"'\"&$CQ$23&$C54&\"'!J75\")=\"\",\"\",INDIRECT(\"'\"&$CQ$23&$C54&\"'!J75\")),IFERROR(IF(INDIRECT(\"'\"&$CQ$24&$C54&\"'!J75\")=\"\",\"\",INDIRECT(\"'\"&$CQ$24&$C54&\"'!J75\")),\"―\")))","v":""},null,null,{"$f":"IF($C54=\"\",\"\",IFERROR(IF(INDIRECT(\"'\"&$CQ$23&$C54&\"'!J77\")=\"\",\"\",INDIRECT(\"'\"&$CQ$23&$C54&\"'!J77\")),IFERROR(IF(INDIRECT(\"'\"&$CQ$24&$C54&\"'!J77\")=\"\",\"\",INDIRECT(\"'\"&$CQ$24&$C54&\"'!J77\")),\"―\")))","v":""},null,null,{"$f":"IF($C54=\"\",\"\",IFERROR(IF(INDIRECT(\"'\"&$CQ$23&$C54&\"'!AD75\")=\"\",\"\",INDIRECT(\"'\"&$CQ$23&$C54&\"'!AD75\")),IFERROR(IF(INDIRECT(\"'\"&$CQ$24&$C54&\"'!AD75\")=\"\",\"\",INDIRECT(\"'\"&$CQ$24&$C54&\"'!AD75\")),\"―\")))","v":""},null,null,null,{"$f":"IF($C54=\"\",\"\",IFERROR(IF(INDIRECT(\"'\"&$CQ$23&$C54&\"'!J79\")=\"\",\"\",INDIRECT(\"'\"&$CQ$23&$C54&\"'!J79\")),IFERROR(IF(INDIRECT(\"'\"&$CQ$24&$C54&\"'!J79\")=\"\",\"\",INDIRECT(\"'\"&$CQ$24&$C54&\"'!J79\")),\"―\")))","v":""},null,null,{"$f":"IF($C54=\"\",\"\",IFERROR(IF(INDIRECT(\"'\"&$CQ$23&$C54&\"'!AD83\")=\"\",\"\",INDIRECT(\"'\"&$CQ$23&$C54&\"'!AD83\")),IFERROR(IF(INDIRECT(\"'\"&$CQ$24&$C54&\"'!AD83\")=\"\",\"\",INDIRECT(\"'\"&$CQ$24&$C54&\"'!AD83\")),\"―\")))","v":""},null,null,{"$f":"IF($C54=\"\",\"\",IFERROR(IF(INDIRECT(\"'\"&$CQ$23&$C54&\"'!CN27\")=\"\",\"\",INDIRECT(\"'\"&$CQ$23&$C54&\"'!CN27\")),IFERROR(IF(INDIRECT(\"'\"&$CQ$24&$C54&\"'!CN27\")=\"\",\"\",INDIRECT(\"'\"&$CQ$24&$C54&\"'!CN27\")),\"―\")))","v":""},null,{"$f":"IF($C54=\"\",\"\",IFERROR(IF(INDIRECT(\"'\"&$CQ$23&$C54&\"'!CL47\")=\"\",\"\",INDIRECT(\"'\"&$CQ$23&$C54&\"'!CL47\")),IFERROR(IF(INDIRECT(\"'\"&$CQ$24&$C54&\"'!CL47\")=\"\",\"\",INDIRECT(\"'\"&$CQ$24&$C54&\"'!CL47\")),\"―\")))","v":""},null,{"$f":"IF($C54=\"\",\"\",IFERROR(IF(INDIRECT(\"'\"&$CQ$23&$C54&\"'!CL42\")=\"\",\"\",INDIRECT(\"'\"&$CQ$23&$C54&\"'!CL42\")),IFERROR(IF(INDIRECT(\"'\"&$CQ$24&$C54&\"'!CL42\")=\"\",\"\",INDIRECT(\"'\"&$CQ$24&$C54&\"'!CL42\")),\"―\")))","v":""}]
[null,"脱炭素化：燃料低炭素化または電化、太陽光発電等の再生可能エネルギー利用など"]
[null,null,null,null,{"$f":"IF($C56=\"\",\"\",IFERROR(IF(INDIRECT(\"'\"&$CQ$23&$C56&\"'!C9\")=\"\",\"\",INDIRECT(\"'\"&$CQ$23&$C56&\"'!C9\")),IFERROR(IF(INDIRECT(\"'\"&$CQ$24&$C56&\"'!C9\")=\"\",\"\",INDIRECT(\"'\"&$CQ$24&$C56&\"'!C9\")),\"―\")))","v":""},null,null,{"$f":"IF($C56=\"\",\"\",IFERROR(IF(INDIRECT(\"'\"&$CQ$23&$C56&\"'!G9\")=\"\",\"\",INDIRECT(\"'\"&$CQ$23&$C56&\"'!G9\")),IFERROR(IF(INDIRECT(\"'\"&$CQ$24&$C56&\"'!G9\")=\"\",\"\",INDIRECT(\"'\"&$CQ$24&$C56&\"'!G9\")),\"―\")))","v":""},null,null,null,null,null,null,null,null,null,null,{"$f":"IF($C56=\"\",\"\",IFERROR(IF(INDIRECT(\"'\"&$CQ$23&$C56&\"'!G13\")=\"\",\"\",INDIRECT(\"'\"&$CQ$23&$C56&\"'!G13\")),IFERROR(IF(INDIRECT(\"'\"&$CQ$24&$C56&\"'!G13\")=\"\",\"\",INDIRECT(\"'\"&$CQ$24&$C56&\"'!G13\")),\"―\")))","v":""},null,null,{"$f":"IF($C56=\"\",\"\",IFERROR(IF(INDIRECT(\"'\"&$CQ$23&$C56&\"'!J75\")=\"\",\"\",INDIRECT(\"'\"&$CQ$23&$C56&\"'!J75\")),IFERROR(IF(INDIRECT(\"'\"&$CQ$24&$C56&\"'!J75\")=\"\",\"\",INDIRECT(\"'\"&$CQ$24&$C56&\"'!J75\")),\"―\")))","v":""},null,null,{"$f":"IF($C56=\"\",\"\",IFERROR(IF(INDIRECT(\"'\"&$CQ$23&$C56&\"'!J77\")=\"\",\"\",INDIRECT(\"'\"&$CQ$23&$C56&\"'!J77\")),IFERROR(IF(INDIRECT(\"'\"&$CQ$24&$C56&\"'!J77\")=\"\",\"\",INDIRECT(\"'\"&$CQ$24&$C56&\"'!J77\")),\"―\")))","v":""},null,null,{"$f":"IF($C56=\"\",\"\",IFERROR(IF(INDIRECT(\"'\"&$CQ$23&$C56&\"'!AD75\")=\"\",\"\",INDIRECT(\"'\"&$CQ$23&$C56&\"'!AD75\")),IFERROR(IF(INDIRECT(\"'\"&$CQ$24&$C56&\"'!AD75\")=\"\",\"\",INDIRECT(\"'\"&$CQ$24&$C56&\"'!AD75\")),\"―\")))","v":""},null,null,null,{"$f":"IF($C56=\"\",\"\",IFERROR(IF(INDIRECT(\"'\"&$CQ$23&$C56&\"'!J79\")=\"\",\"\",INDIRECT(\"'\"&$CQ$23&$C56&\"'!J79\")),IFERROR(IF(INDIRECT(\"'\"&$CQ$24&$C56&\"'!J79\")=\"\",\"\",INDIRECT(\"'\"&$CQ$24&$C56&\"'!J79\")),\"―\")))","v":""},null,null,{"$f":"IF($C56=\"\",\"\",IFERROR(IF(INDIRECT(\"'\"&$CQ$23&$C56&\"'!AD83\")=\"\",\"\",INDIRECT(\"'\"&$CQ$23&$C56&\"'!AD83\")),IFERROR(IF(INDIRECT(\"'\"&$CQ$24&$C56&\"'!AD83\")=\"\",\"\",INDIRECT(\"'\"&$CQ$24&$C56&\"'!AD83\")),\"―\")))","v":""},null,null,{"$f":"IF($C56=\"\",\"\",IFERROR(IF(INDIRECT(\"'\"&$CQ$23&$C56&\"'!CN27\")=\"\",\"\",INDIRECT(\"'\"&$CQ$23&$C56&\"'!CN27\")),IFERROR(IF(INDIRECT(\"'\"&$CQ$24&$C56&\"'!CN27\")=\"\",\"\",INDIRECT(\"'\"&$CQ$24&$C56&\"'!CN27\")),\"―\")))","v":""},null,{"$f":"IF($C56=\"\",\"\",IFERROR(IF(INDIRECT(\"'\"&$CQ$23&$C56&\"'!CL47\")=\"\",\"\",INDIRECT(\"'\"&$CQ$23&$C56&\"'!CL47\")),IFERROR(IF(INDIRECT(\"'\"&$CQ$24&$C56&\"'!CL47\")=\"\",\"\",INDIRECT(\"'\"&$CQ$24&$C56&\"'!CL47\")),\"―\")))","v":""},null,{"$f":"IF($C56=\"\",\"\",IFERROR(IF(INDIRECT(\"'\"&$CQ$23&$C56&\"'!CL42\")=\"\",\"\",INDIRECT(\"'\"&$CQ$23&$C56&\"'!CL42\")),IFERROR(IF(INDIRECT(\"'\"&$CQ$24&$C56&\"'!CL42\")=\"\",\"\",INDIRECT(\"'\"&$CQ$24&$C56&\"'!CL42\")),\"―\")))","v":""}]
[null,null,null,null,{"$f":"IF($C57=\"\",\"\",IFERROR(IF(INDIRECT(\"'\"&$CQ$23&$C57&\"'!C9\")=\"\",\"\",INDIRECT(\"'\"&$CQ$23&$C57&\"'!C9\")),IFERROR(IF(INDIRECT(\"'\"&$CQ$24&$C57&\"'!C9\")=\"\",\"\",INDIRECT(\"'\"&$CQ$24&$C57&\"'!C9\")),\"―\")))","v":""},null,null,{"$f":"IF($C57=\"\",\"\",IFERROR(IF(INDIRECT(\"'\"&$CQ$23&$C57&\"'!G9\")=\"\",\"\",INDIRECT(\"'\"&$CQ$23&$C57&\"'!G9\")),IFERROR(IF(INDIRECT(\"'\"&$CQ$24&$C57&\"'!G9\")=\"\",\"\",INDIRECT(\"'\"&$CQ$24&$C57&\"'!G9\")),\"―\")))","v":""},null,null,null,null,null,null,null,null,null,null,{"$f":"IF($C57=\"\",\"\",IFERROR(IF(INDIRECT(\"'\"&$CQ$23&$C57&\"'!G13\")=\"\",\"\",INDIRECT(\"'\"&$CQ$23&$C57&\"'!G13\")),IFERROR(IF(INDIRECT(\"'\"&$CQ$24&$C57&\"'!G13\")=\"\",\"\",INDIRECT(\"'\"&$CQ$24&$C57&\"'!G13\")),\"―\")))","v":""},null,null,{"$f":"IF($C57=\"\",\"\",IFERROR(IF(INDIRECT(\"'\"&$CQ$23&$C57&\"'!J75\")=\"\",\"\",INDIRECT(\"'\"&$CQ$23&$C57&\"'!J75\")),IFERROR(IF(INDIRECT(\"'\"&$CQ$24&$C57&\"'!J75\")=\"\",\"\",INDIRECT(\"'\"&$CQ$24&$C57&\"'!J75\")),\"―\")))","v":""},null,null,{"$f":"IF($C57=\"\",\"\",IFERROR(IF(INDIRECT(\"'\"&$CQ$23&$C57&\"'!J77\")=\"\",\"\",INDIRECT(\"'\"&$CQ$23&$C57&\"'!J77\")),IFERROR(IF(INDIRECT(\"'\"&$CQ$24&$C57&\"'!J77\")=\"\",\"\",INDIRECT(\"'\"&$CQ$24&$C57&\"'!J77\")),\"―\")))","v":""},null,null,{"$f":"IF($C57=\"\",\"\",IFERROR(IF(INDIRECT(\"'\"&$CQ$23&$C57&\"'!AD75\")=\"\",\"\",INDIRECT(\"'\"&$CQ$23&$C57&\"'!AD75\")),IFERROR(IF(INDIRECT(\"'\"&$CQ$24&$C57&\"'!AD75\")=\"\",\"\",INDIRECT(\"'\"&$CQ$24&$C57&\"'!AD75\")),\"―\")))","v":""},null,null,null,{"$f":"IF($C57=\"\",\"\",IFERROR(IF(INDIRECT(\"'\"&$CQ$23&$C57&\"'!J79\")=\"\",\"\",INDIRECT(\"'\"&$CQ$23&$C57&\"'!J79\")),IFERROR(IF(INDIRECT(\"'\"&$CQ$24&$C57&\"'!J79\")=\"\",\"\",INDIRECT(\"'\"&$CQ$24&$C57&\"'!J79\")),\"―\")))","v":""},null,null,{"$f":"IF($C57=\"\",\"\",IFERROR(IF(INDIRECT(\"'\"&$CQ$23&$C57&\"'!AD83\")=\"\",\"\",INDIRECT(\"'\"&$CQ$23&$C57&\"'!AD83\")),IFERROR(IF(INDIRECT(\"'\"&$CQ$24&$C57&\"'!AD83\")=\"\",\"\",INDIRECT(\"'\"&$CQ$24&$C57&\"'!AD83\")),\"―\")))","v":""},null,null,{"$f":"IF($C57=\"\",\"\",IFERROR(IF(INDIRECT(\"'\"&$CQ$23&$C57&\"'!CN27\")=\"\",\"\",INDIRECT(\"'\"&$CQ$23&$C57&\"'!CN27\")),IFERROR(IF(INDIRECT(\"'\"&$CQ$24&$C57&\"'!CN27\")=\"\",\"\",INDIRECT(\"'\"&$CQ$24&$C57&\"'!CN27\")),\"―\")))","v":""},null,{"$f":"IF($C57=\"\",\"\",IFERROR(IF(INDIRECT(\"'\"&$CQ$23&$C57&\"'!CL47\")=\"\",\"\",INDIRECT(\"'\"&$CQ$23&$C57&\"'!CL47\")),IFERROR(IF(INDIRECT(\"'\"&$CQ$24&$C57&\"'!CL47\")=\"\",\"\",INDIRECT(\"'\"&$CQ$24&$C57&\"'!CL47\")),\"―\")))","v":""},null,{"$f":"IF($C57=\"\",\"\",IFERROR(IF(INDIRECT(\"'\"&$CQ$23&$C57&\"'!CL42\")=\"\",\"\",INDIRECT(\"'\"&$CQ$23&$C57&\"'!CL42\")),IFERROR(IF(INDIRECT(\"'\"&$CQ$24&$C57&\"'!CL42\")=\"\",\"\",INDIRECT(\"'\"&$CQ$24&$C57&\"'!CL42\")),\"―\")))","v":""}]
[null,null,null,null,{"$f":"IF($C58=\"\",\"\",IFERROR(IF(INDIRECT(\"'\"&$CQ$23&$C58&\"'!C9\")=\"\",\"\",INDIRECT(\"'\"&$CQ$23&$C58&\"'!C9\")),IFERROR(IF(INDIRECT(\"'\"&$CQ$24&$C58&\"'!C9\")=\"\",\"\",INDIRECT(\"'\"&$CQ$24&$C58&\"'!C9\")),\"―\")))","v":""},null,null,{"$f":"IF($C58=\"\",\"\",IFERROR(IF(INDIRECT(\"'\"&$CQ$23&$C58&\"'!G9\")=\"\",\"\",INDIRECT(\"'\"&$CQ$23&$C58&\"'!G9\")),IFERROR(IF(INDIRECT(\"'\"&$CQ$24&$C58&\"'!G9\")=\"\",\"\",INDIRECT(\"'\"&$CQ$24&$C58&\"'!G9\")),\"―\")))","v":""},null,null,null,null,null,null,null,null,null,null,{"$f":"IF($C58=\"\",\"\",IFERROR(IF(INDIRECT(\"'\"&$CQ$23&$C58&\"'!G13\")=\"\",\"\",INDIRECT(\"'\"&$CQ$23&$C58&\"'!G13\")),IFERROR(IF(INDIRECT(\"'\"&$CQ$24&$C58&\"'!G13\")=\"\",\"\",INDIRECT(\"'\"&$CQ$24&$C58&\"'!G13\")),\"―\")))","v":""},null,null,{"$f":"IF($C58=\"\",\"\",IFERROR(IF(INDIRECT(\"'\"&$CQ$23&$C58&\"'!J75\")=\"\",\"\",INDIRECT(\"'\"&$CQ$23&$C58&\"'!J75\")),IFERROR(IF(INDIRECT(\"'\"&$CQ$24&$C58&\"'!J75\")=\"\",\"\",INDIRECT(\"'\"&$CQ$24&$C58&\"'!J75\")),\"―\")))","v":""},null,null,{"$f":"IF($C58=\"\",\"\",IFERROR(IF(INDIRECT(\"'\"&$CQ$23&$C58&\"'!J77\")=\"\",\"\",INDIRECT(\"'\"&$CQ$23&$C58&\"'!J77\")),IFERROR(IF(INDIRECT(\"'\"&$CQ$24&$C58&\"'!J77\")=\"\",\"\",INDIRECT(\"'\"&$CQ$24&$C58&\"'!J77\")),\"―\")))","v":""},null,null,{"$f":"IF($C58=\"\",\"\",IFERROR(IF(INDIRECT(\"'\"&$CQ$23&$C58&\"'!AD75\")=\"\",\"\",INDIRECT(\"'\"&$CQ$23&$C58&\"'!AD75\")),IFERROR(IF(INDIRECT(\"'\"&$CQ$24&$C58&\"'!AD75\")=\"\",\"\",INDIRECT(\"'\"&$CQ$24&$C58&\"'!AD75\")),\"―\")))","v":""},null,null,null,{"$f":"IF($C58=\"\",\"\",IFERROR(IF(INDIRECT(\"'\"&$CQ$23&$C58&\"'!J79\")=\"\",\"\",INDIRECT(\"'\"&$CQ$23&$C58&\"'!J79\")),IFERROR(IF(INDIRECT(\"'\"&$CQ$24&$C58&\"'!J79\")=\"\",\"\",INDIRECT(\"'\"&$CQ$24&$C58&\"'!J79\")),\"―\")))","v":""},null,null,{"$f":"IF($C58=\"\",\"\",IFERROR(IF(INDIRECT(\"'\"&$CQ$23&$C58&\"'!AD83\")=\"\",\"\",INDIRECT(\"'\"&$CQ$23&$C58&\"'!AD83\")),IFERROR(IF(INDIRECT(\"'\"&$CQ$24&$C58&\"'!AD83\")=\"\",\"\",INDIRECT(\"'\"&$CQ$24&$C58&\"'!AD83\")),\"―\")))","v":""},null,null,{"$f":"IF($C58=\"\",\"\",IFERROR(IF(INDIRECT(\"'\"&$CQ$23&$C58&\"'!CN27\")=\"\",\"\",INDIRECT(\"'\"&$CQ$23&$C58&\"'!CN27\")),IFERROR(IF(INDIRECT(\"'\"&$CQ$24&$C58&\"'!CN27\")=\"\",\"\",INDIRECT(\"'\"&$CQ$24&$C58&\"'!CN27\")),\"―\")))","v":""},null,{"$f":"IF($C58=\"\",\"\",IFERROR(IF(INDIRECT(\"'\"&$CQ$23&$C58&\"'!CL47\")=\"\",\"\",INDIRECT(\"'\"&$CQ$23&$C58&\"'!CL47\")),IFERROR(IF(INDIRECT(\"'\"&$CQ$24&$C58&\"'!CL47\")=\"\",\"\",INDIRECT(\"'\"&$CQ$24&$C58&\"'!CL47\")),\"―\")))","v":""},null,{"$f":"IF($C58=\"\",\"\",IFERROR(IF(INDIRECT(\"'\"&$CQ$23&$C58&\"'!CL42\")=\"\",\"\",INDIRECT(\"'\"&$CQ$23&$C58&\"'!CL42\")),IFERROR(IF(INDIRECT(\"'\"&$CQ$24&$C58&\"'!CL42\")=\"\",\"\",INDIRECT(\"'\"&$CQ$24&$C58&\"'!CL42\")),\"―\")))","v":""}]
[null,"脱炭素化：低炭素系統電力への変更"]
[null,null,null,null,{"$f":"IF($C60=\"\",\"\",IFERROR(IF(INDIRECT(\"'\"&$CQ$23&$C60&\"'!C9\")=\"\",\"\",INDIRECT(\"'\"&$CQ$23&$C60&\"'!C9\")),IFERROR(IF(INDIRECT(\"'\"&$CQ$24&$C60&\"'!C9\")=\"\",\"\",INDIRECT(\"'\"&$CQ$24&$C60&\"'!C9\")),\"―\")))","v":""},null,null,{"$f":"IF($C60=\"\",\"\",IFERROR(IF(INDIRECT(\"'\"&$CQ$23&$C60&\"'!G9\")=\"\",\"\",INDIRECT(\"'\"&$CQ$23&$C60&\"'!G9\")),IFERROR(IF(INDIRECT(\"'\"&$CQ$24&$C60&\"'!G9\")=\"\",\"\",INDIRECT(\"'\"&$CQ$24&$C60&\"'!G9\")),\"―\")))","v":""},null,null,null,null,null,null,null,null,null,null,{"$f":"IF($C60=\"\",\"\",IFERROR(IF(INDIRECT(\"'\"&$CQ$23&$C60&\"'!G13\")=\"\",\"\",INDIRECT(\"'\"&$CQ$23&$C60&\"'!G13\")),IFERROR(IF(INDIRECT(\"'\"&$CQ$24&$C60&\"'!G13\")=\"\",\"\",INDIRECT(\"'\"&$CQ$24&$C60&\"'!G13\")),\"―\")))","v":""},null,null,{"$f":"IF($C60=\"\",\"\",IFERROR(IF(INDIRECT(\"'\"&$CQ$23&$C60&\"'!J75\")=\"\",\"\",INDIRECT(\"'\"&$CQ$23&$C60&\"'!J75\")),IFERROR(IF(INDIRECT(\"'\"&$CQ$24&$C60&\"'!J75\")=\"\",\"\",INDIRECT(\"'\"&$CQ$24&$C60&\"'!J75\")),\"―\")))","v":""},null,null,{"$f":"IF($C60=\"\",\"\",IFERROR(IF(INDIRECT(\"'\"&$CQ$23&$C60&\"'!J77\")=\"\",\"\",INDIRECT(\"'\"&$CQ$23&$C60&\"'!J77\")),IFERROR(IF(INDIRECT(\"'\"&$CQ$24&$C60&\"'!J77\")=\"\",\"\",INDIRECT(\"'\"&$CQ$24&$C60&\"'!J77\")),\"―\")))","v":""},null,null,{"$f":"IF($C60=\"\",\"\",IFERROR(IF(INDIRECT(\"'\"&$CQ$23&$C60&\"'!AD75\")=\"\",\"\",INDIRECT(\"'\"&$CQ$23&$C60&\"'!AD75\")),IFERROR(IF(INDIRECT(\"'\"&$CQ$24&$C60&\"'!AD75\")=\"\",\"\",INDIRECT(\"'\"&$CQ$24&$C60&\"'!AD75\")),\"―\")))","v":""},null,null,null,{"$f":"IF($C60=\"\",\"\",IFERROR(IF(INDIRECT(\"'\"&$CQ$23&$C60&\"'!J79\")=\"\",\"\",INDIRECT(\"'\"&$CQ$23&$C60&\"'!J79\")),IFERROR(IF(INDIRECT(\"'\"&$CQ$24&$C60&\"'!J79\")=\"\",\"\",INDIRECT(\"'\"&$CQ$24&$C60&\"'!J79\")),\"―\")))","v":""},null,null,{"$f":"IF($C60=\"\",\"\",IFERROR(IF(INDIRECT(\"'\"&$CQ$23&$C60&\"'!AD83\")=\"\",\"\",INDIRECT(\"'\"&$CQ$23&$C60&\"'!AD83\")),IFERROR(IF(INDIRECT(\"'\"&$CQ$24&$C60&\"'!AD83\")=\"\",\"\",INDIRECT(\"'\"&$CQ$24&$C60&\"'!AD83\")),\"―\")))","v":""},null,null,{"$f":"IF($C60=\"\",\"\",IFERROR(IF(INDIRECT(\"'\"&$CQ$23&$C60&\"'!CN27\")=\"\",\"\",INDIRECT(\"'\"&$CQ$23&$C60&\"'!CN27\")),IFERROR(IF(INDIRECT(\"'\"&$CQ$24&$C60&\"'!CN27\")=\"\",\"\",INDIRECT(\"'\"&$CQ$24&$C60&\"'!CN27\")),\"―\")))","v":""},null,{"$f":"IF($C60=\"\",\"\",IFERROR(IF(INDIRECT(\"'\"&$CQ$23&$C60&\"'!CL47\")=\"\",\"\",INDIRECT(\"'\"&$CQ$23&$C60&\"'!CL47\")),IFERROR(IF(INDIRECT(\"'\"&$CQ$24&$C60&\"'!CL47\")=\"\",\"\",INDIRECT(\"'\"&$CQ$24&$C60&\"'!CL47\")),\"―\")))","v":""},null,{"$f":"IF($C60=\"\",\"\",IFERROR(IF(INDIRECT(\"'\"&$CQ$23&$C60&\"'!CL42\")=\"\",\"\",INDIRECT(\"'\"&$CQ$23&$C60&\"'!CL42\")),IFERROR(IF(INDIRECT(\"'\"&$CQ$24&$C60&\"'!CL42\")=\"\",\"\",INDIRECT(\"'\"&$CQ$24&$C60&\"'!CL42\")),\"―\")))","v":""}]
[null,null,null,null,{"$f":"IF($C61=\"\",\"\",IFERROR(IF(INDIRECT(\"'\"&$CQ$23&$C61&\"'!C9\")=\"\",\"\",INDIRECT(\"'\"&$CQ$23&$C61&\"'!C9\")),IFERROR(IF(INDIRECT(\"'\"&$CQ$24&$C61&\"'!C9\")=\"\",\"\",INDIRECT(\"'\"&$CQ$24&$C61&\"'!C9\")),\"―\")))","v":""},null,null,{"$f":"IF($C61=\"\",\"\",IFERROR(IF(INDIRECT(\"'\"&$CQ$23&$C61&\"'!G9\")=\"\",\"\",INDIRECT(\"'\"&$CQ$23&$C61&\"'!G9\")),IFERROR(IF(INDIRECT(\"'\"&$CQ$24&$C61&\"'!G9\")=\"\",\"\",INDIRECT(\"'\"&$CQ$24&$C61&\"'!G9\")),\"―\")))","v":""},null,null,null,null,null,null,null,null,null,null,{"$f":"IF($C61=\"\",\"\",IFERROR(IF(INDIRECT(\"'\"&$CQ$23&$C61&\"'!G13\")=\"\",\"\",INDIRECT(\"'\"&$CQ$23&$C61&\"'!G13\")),IFERROR(IF(INDIRECT(\"'\"&$CQ$24&$C61&\"'!G13\")=\"\",\"\",INDIRECT(\"'\"&$CQ$24&$C61&\"'!G13\")),\"―\")))","v":""},null,null,{"$f":"IF($C61=\"\",\"\",IFERROR(IF(INDIRECT(\"'\"&$CQ$23&$C61&\"'!J75\")=\"\",\"\",INDIRECT(\"'\"&$CQ$23&$C61&\"'!J75\")),IFERROR(IF(INDIRECT(\"'\"&$CQ$24&$C61&\"'!J75\")=\"\",\"\",INDIRECT(\"'\"&$CQ$24&$C61&\"'!J75\")),\"―\")))","v":""},null,null,{"$f":"IF($C61=\"\",\"\",IFERROR(IF(INDIRECT(\"'\"&$CQ$23&$C61&\"'!J77\")=\"\",\"\",INDIRECT(\"'\"&$CQ$23&$C61&\"'!J77\")),IFERROR(IF(INDIRECT(\"'\"&$CQ$24&$C61&\"'!J77\")=\"\",\"\",INDIRECT(\"'\"&$CQ$24&$C61&\"'!J77\")),\"―\")))","v":""},null,null,{"$f":"IF($C61=\"\",\"\",IFERROR(IF(INDIRECT(\"'\"&$CQ$23&$C61&\"'!AD75\")=\"\",\"\",INDIRECT(\"'\"&$CQ$23&$C61&\"'!AD75\")),IFERROR(IF(INDIRECT(\"'\"&$CQ$24&$C61&\"'!AD75\")=\"\",\"\",INDIRECT(\"'\"&$CQ$24&$C61&\"'!AD75\")),\"―\")))","v":""},null,null,null,{"$f":"IF($C61=\"\",\"\",IFERROR(IF(INDIRECT(\"'\"&$CQ$23&$C61&\"'!J79\")=\"\",\"\",INDIRECT(\"'\"&$CQ$23&$C61&\"'!J79\")),IFERROR(IF(INDIRECT(\"'\"&$CQ$24&$C61&\"'!J79\")=\"\",\"\",INDIRECT(\"'\"&$CQ$24&$C61&\"'!J79\")),\"―\")))","v":""},null,null,{"$f":"IF($C61=\"\",\"\",IFERROR(IF(INDIRECT(\"'\"&$CQ$23&$C61&\"'!AD83\")=\"\",\"\",INDIRECT(\"'\"&$CQ$23&$C61&\"'!AD83\")),IFERROR(IF(INDIRECT(\"'\"&$CQ$24&$C61&\"'!AD83\")=\"\",\"\",INDIRECT(\"'\"&$CQ$24&$C61&\"'!AD83\")),\"―\")))","v":""},null,null,{"$f":"IF($C61=\"\",\"\",IFERROR(IF(INDIRECT(\"'\"&$CQ$23&$C61&\"'!CN27\")=\"\",\"\",INDIRECT(\"'\"&$CQ$23&$C61&\"'!CN27\")),IFERROR(IF(INDIRECT(\"'\"&$CQ$24&$C61&\"'!CN27\")=\"\",\"\",INDIRECT(\"'\"&$CQ$24&$C61&\"'!CN27\")),\"―\")))","v":""},null,{"$f":"IF($C61=\"\",\"\",IFERROR(IF(INDIRECT(\"'\"&$CQ$23&$C61&\"'!CL47\")=\"\",\"\",INDIRECT(\"'\"&$CQ$23&$C61&\"'!CL47\")),IFERROR(IF(INDIRECT(\"'\"&$CQ$24&$C61&\"'!CL47\")=\"\",\"\",INDIRECT(\"'\"&$CQ$24&$C61&\"'!CL47\")),\"―\")))","v":""},null,{"$f":"IF($C61=\"\",\"\",IFERROR(IF(INDIRECT(\"'\"&$CQ$23&$C61&\"'!CL42\")=\"\",\"\",INDIRECT(\"'\"&$CQ$23&$C61&\"'!CL42\")),IFERROR(IF(INDIRECT(\"'\"&$CQ$24&$C61&\"'!CL42\")=\"\",\"\",INDIRECT(\"'\"&$CQ$24&$C61&\"'!CL42\")),\"―\")))","v":""}]

{"sheet":"431報告会議事録","index":22,"n_rows":92,"n_cols":84,"rows_kept":92,"cut":false,"hidden":false,"merged":[[28,77,35,80],[37,77,41,80],[92,1,104,36],[5,31,5,36],[18,13,18,18],[19,13,19,18],[17,1,17,18],[9,16,9,28],[10,16,10,28],[11,16,11,28],[12,16,12,28],[52,41,53,41],[52,42,53,44],[52,45,53,52],[52,53,53,55],[52,56,53,57],[52,58,53,59],[52,60,53,61],[52,62,52,65],[52,66,53,75],[53,62,53,65],[50,41,51,41],[50,42,51,44],[50,45,51,52],[50,53,51,55],[50,56,51,57],[50,58,51,59],[50,60,51,61],[50,62,50,65],[50,66,51,75],[51,62,51,65],[47,41,48,41],[47,42,48,44],[47,45,48,52],[47,53,48,55],[47,56,48,57],[47,58,48,59],[47,60,48,61],[47,62,47,65],[47,66,48,75],[48,62,48,65],[45,41,46,41],[45,42,46,44],[45,45,46,52],[45,53,46,55],[45,56,46,57],[45,58,46,59],[45,60,46,61],[45,62,45,65],[45,66,46,75],[46,62,46,65],[43,41,44,41],[43,42,44,44],[43,45,44,52],[43,53,44,55],[43,56,44,57],[43,58,44,59],[43,60,44,61],[43,62,43,65],[43,66,44,75],[44,62,44,65],[40,41,41,41],[40,42,41,44],[40,45,41,52],[40,53,41,55],[40,56,41,57],[40,58,41,59],[40,60,41,61],[40,62,40,65],[40,66,41,75],[41,62,41,65],[38,41,39,41],[38,42,39,44],[38,45,39,52],[38,53,39,55],[38,56,39,57],[38,58,39,59],[38,60,39,61],[38,62,38,65],[38,66,39,75],[39,62,39,65],[36,41,37,41],[36,42,37,44],[36,45,37,52],[36,53,37,55],[36,56,37,57],[36,58,37,59],[36,60,37,61],[36,62,36,65],[36,66,37,75],[37,62,37,65],[32,53,33,55],[32,56,33,57],[32,58,33,59],[32,60,33,61],[32,62,32,65],[32,66,33,75],[33,62,33,65],[34,41,35,41],[34,42,35,44],[34,45,35,52],[34,53,35,55],[34,56,35,57],[34,58,35,59],[34,60,35,61],[34,62,34,65],[34,66,35,75],[35,62,35,65],[32,42,33,44],[32,45,33,52],[28,53,29,55],[28,56,29,57],[28,58,29,59],[28,60,29,61],[28,62,28,65],[28,66,29,75],[29,62,29,65],[30,41,31,41],[30,42,31,44],[30,45,31,52],[30,53,31,55],[30,56,31,57],[30,58,31,59],[30,60,31,61],[30,62,30,65],[30,66,31,75],[31,62,31,65],[28,42,29,44],[28,45,29,52],[19,40,19,45],[19,46,19,51],[19,52,19,57],[19,58,19,64],[19,65,19,71],[22,40,26,44],[22,45,26,52],[22,53,23,55],[22,56,22,75],[23,56,26,57],[23,58,26,59],[23,60,26,61],[23,62,24,65],[23,66,26,75],[24,53,26,55],[25,62,26,65],[18,58,18,64],[17,40,17,57],[17,58,17,71],[18,40,18,45],[18,46,18,51],[18,65,18,71],[18,52,18,57],[6,66,14,75],[6,54,6,56],[12,40,14,40],[12,41,12,47],[12,48,12,54],[12,55,12,64],[13,41,13,47],[13,48,13,54],[13,55,13,64],[14,41,14,47],[14,48,14,54],[14,55,14,64],[6,58,6,60],[7,43,7,64],[8,40,8,47],[8,48,8,54],[8,55,8,64],[9,40,11,40],[9,41,9,47],[9,48,9,54],[9,55,9,64],[10,41,10,47],[10,48,10,54],[10,55,10,64],[11,41,11,47],[11,48,11,54],[11,55,11,64],[87,2,88,2],[87,3,88,5],[87,6,88,13],[87,14,88,16],[87,17,88,18],[87,19,88,20],[87,21,88,22],[87,23,87,26],[87,27,88,36],[88,23,88,26],[85,2,86,2],[85,3,86,5],[85,6,86,13],[85,14,86,16],[85,17,86,18],[85,19,86,20],[85,21,86,22],[85,23,85,26],[85,27,86,36],[86,23,86,26],[82,2,83,2],[82,3,83,5],[82,6,83,13],[82,14,83,16],[82,17,83,18],[82,19,83,20],[82,21,83,22],[82,23,82,26],[82,27,83,36],[83,23,83,26],[80,2,81,2],[80,3,81,5],[80,6,81,13],[80,14,81,16],[80,17,81,18],[80,19,81,20],[80,21,81,22],[80,23,80,26],[80,27,81,36],[81,23,81,26],[78,2,79,2],[78,3,79,5],[78,6,79,13],[78,14,79,16],[78,17,79,18],[78,19,79,20],[78,21,79,22],[78,23,78,26],[78,27,79,36],[79,23,79,26],[75,2,76,2],[75,3,76,5],[75,6,76,13],[75,14,76,16],[75,17,76,18],[75,19,76,20],[75,21,76,22],[75,23,75,26],[75,27,76,36],[76,23,76,26],[73,2,74,2],[73,3,74,5],[73,6,74,13],[73,14,74,16],[73,17,74,18],[73,19,74,20],[73,21,74,22],[73,23,73,26],[73,27,74,36],[74,23,74,26],[71,2,72,2],[71,3,72,5],[71,6,72,13],[71,14,72,16],[71,17,72,18],[71,19,72,20],[71,21,72,22],[71,23,71,26],[71,27,72,36],[72,23,72,26],[69,2,70,2],[69,3,70,5],[69,6,70,13],[69,14,70,16],[69,17,70,18],[69,19,70,20],[69,21,70,22],[69,23,69,26],[69,27,70,36],[70,23,70,26],[67,2,68,2],[67,3,68,5],[67,6,68,13],[67,14,68,16],[67,17,68,18],[67,19,68,20],[67,21,68,22],[67,23,67,26],[67,27,68,36],[68,23,68,26],[65,2,66,2],[65,3,66,5],[65,6,66,13],[65,14,66,16],[65,17,66,18],[65,19,66,20],[65,21,66,22],[65,23,65,26],[65,27,66,36],[66,23,66,26],[63,2,64,2],[63,3,64,5],[63,6,64,13],[63,14,64,16],[63,17,64,18],[63,19,64,20],[63,21,64,22],[63,23,63,26],[63,27,64,36],[64,23,64,26],[9,1,11,1],[12,1,14,1],[8,1,8,8],[3,1,3,9],[3,10,3,21],[4,1,4,21],[57,1,61,5],[57,6,61,13],[57,14,58,16],[57,17,57,36],[58,17,61,18],[58,19,61,20],[58,21,61,22],[58,23,59,26],[58,27,61,36],[59,14,61,16],[60,23,61,26],[36,17,37,18],[35,23,35,26],[34,6,35,13],[32,23,32,26],[30,23,30,26],[30,27,31,36],[31,23,31,26],[13,9,13,15],[10,9,10,15],[11,9,11,15],[12,9,12,15],[23,27,26,36],[18,19,18,25],[19,19,19,25],[18,26,18,32],[19,26,19,32],[17,19,17,32],[19,7,19,12],[18,7,18,12],[13,16,13,28],[14,16,14,28],[6,15,6,17],[23,23,24,26],[29,23,29,26],[28,23,28,26],[22,17,22,36],[23,17,26,18],[23,19,26,20],[23,21,26,22],[8,9,8,15],[9,9,9,15],[6,19,6,21],[8,16,8,28],[7,4,7,28],[6,4,6,13],[9,2,9,8],[10,2,10,8],[11,2,11,8],[12,2,12,8],[13,2,13,8],[14,2,14,8],[22,1,26,5],[28,27,29,36],[25,23,26,26],[14,9,14,15],[28,2,29,2],[28,3,29,5],[28,17,29,18],[28,19,29,20],[28,21,29,22],[18,1,18,6],[19,1,19,6],[34,27,35,36],[32,2,33,2],[32,3,33,5],[32,17,33,18],[32,19,33,20],[32,21,33,22],[32,6,33,13],[30,2,31,2],[30,3,31,5],[30,17,31,18],[30,19,31,20],[30,21,31,22],[34,21,35,22],[34,23,34,26],[24,14,26,16],[28,6,29,13],[22,14,23,16],[40,2,41,2],[40,3,41,5],[40,17,41,18],[40,19,41,20],[40,21,41,22],[38,2,39,2],[38,3,39,5],[38,17,39,18],[38,19,39,20],[52,2,53,2],[52,3,53,5],[52,17,53,18],[52,19,53,20],[52,21,53,22],[52,23,52,26],[47,27,48,36],[48,23,48,26],[50,2,51,2],[50,3,51,5],[50,17,51,18],[50,19,51,20],[50,21,51,22],[50,23,50,26],[50,27,51,36],[47,2,48,2],[47,3,48,5],[47,17,48,18],[47,19,48,20],[47,21,48,22],[47,23,47,26],[52,27,53,36],[53,23,53,26],[52,6,53,13],[38,27,39,36],[39,23,39,26],[30,6,31,13],[28,14,29,16],[22,6,26,13],[30,14,31,16],[51,23,51,26],[46,23,46,26],[45,6,46,13],[45,14,46,16],[43,27,44,36],[44,23,44,26],[45,17,46,18],[45,19,46,20],[45,21,46,22],[45,23,45,26],[45,27,46,36],[40,23,40,26],[40,27,41,36],[41,23,41,26],[34,17,35,18],[34,19,35,20],[43,17,44,18],[43,19,44,20],[33,23,33,26],[52,14,53,16],[36,6,37,13],[38,6,39,13],[40,6,41,13],[32,14,33,16],[34,14,35,16],[36,14,37,16],[38,14,39,16],[40,14,41,16],[47,6,48,13],[47,14,48,16],[50,6,51,13],[50,14,51,16],[43,6,44,13],[43,14,44,16],[38,21,39,22],[38,23,38,26],[43,21,44,22],[43,23,43,26],[6,43,6,52],[45,2,46,2],[45,3,46,5],[43,2,44,2],[43,3,44,5],[34,2,35,2],[34,3,35,5],[36,2,37,2],[36,3,37,5],[28,41,29,41],[32,41,33,41],[40,37,41,37],[28,37,29,37],[30,37,31,37],[32,37,33,37],[34,37,35,37],[36,37,37,37],[38,37,39,37],[36,19,37,20],[36,21,37,22],[36,23,36,26],[36,27,37,36],[37,23,37,26],[32,27,33,36]]}
[]
[]
[]
[null,"4．診断報告書",null,null,null,null,null,null,null,null,"43．診断結果報告会議事録",null,null,null,null,null,null,null,null,null,null,null,null,null,null,null,null,null,null,null,null,null,null,null,null,null,null,null,null,null,"記入例及び注記",null,null,null,null,null,null,null,"セル色凡例",null,null,null,null,null,"直接入力",null,null,null,null,"選択",null,null,null,"自動計算",null,null,null,null,null,null,null,null,null,null,null,null,null,null,null,null,null,null,null,"セル色の表示／非表示"]
[null,"431．報告会議事録",null,null,null,null,null,null,null,null,null,null,null,null,null,null,null,null,null,null,null,null,null,null,null,null,null,null,null,null,null,null,null,null,null,null,null,null,null,null,"（セルのメモやテキストボックスによる注記は移動できます）",null,null,null,null,null,null,null,null,null,null,null,null,null,null,null,null,null,null,null,null,null,null,null,null,null,null,null,null,null,null,null,null,null,null,null,null,null,null,null,null,null,null,false]
[null,null,null,null,null,null,null,null,null,null,null,null,null,null,null,null,null,null,null,null,null,null,null,null,null,null,null,null,null,null,null,"評価結果の注釈"]
[null,"開催日時",null,null,null,null,null,null,null,null,null,null,null,null,null,"00:00:00",null,null,"～","00:00:00",null,null,null,null,null,null,null,null,null,null,null,"・","実施体制",null,null,null,null,null,null,null,"開催日時",null,null,"2024-07-16",null,null,null,null,null,null,null,null,null,null,"13:00:00",null,null,"～","15:30:00",null,null,null,null,null,null,null,"※議事録に関する注記\n\n■開催日時や開催地、出席者等の\n　 実施状況を記録してください。\n\n■提案した対策に対する事業者の\n　 評価や実施判断、判断の理由や\n　 実施に向けたコメント等の報告会\n　 の結果を記録してください。",null,null,null,null,null,null,null,null,null,"　"]
[null,"開催場所",null,null,null,null,null,null,null,null,null,null,null,null,null,null,null,null,null,null,null,null,null,null,null,null,null,null,null,null,null,null,"ある＝○",null,null,null,null,null,null,null,"開催場所",null,null,"オンライン開催",null,null,null,null,null,null,null,null,null,null,null,null,null,null,null,null,null,null,null,null,null,null,null,null,null,null,null,null,null,null,null,null,null,null,null,null,null,null,null,"評価選択"]
[null,"出席者",null,null,null,null,null,null,null,"氏名",null,null,null,null,null,null,"所属・役職",null,null,null,null,null,null,null,null,null,null,null,null,null,null,null,"ない＝×",null,null,null,null,null,null,null,"出席者",null,null,null,null,null,null,null,"氏名",null,null,null,null,null,null,"所属・役職",null,null,null,null,null,null,null,null,null,null,null,null,null,null,null,null,null,null,null,null,null,null,null,null,null,null,null,"○"]
[null,"事業者","経営責任者(同等者)",null,null,null,null,null,null,null,null,null,null,null,null,null,null,null,null,null,null,null,null,null,null,null,null,null,null,null,null,"・","品質への影響",null,null,null,null,null,null,null,"事業者","経営責任者(同等者)",null,null,null,null,null,null,null,null,null,null,null,null,null,null,null,null,null,null,null,null,null,null,null,null,null,null,null,null,null,null,null,null,null,null,null,null,null,null,null,null,null,"×"]
[null,null,"同席者１",null,null,null,null,null,null,null,null,null,null,null,null,null,null,null,null,null,null,null,null,null,null,null,null,null,null,null,null,null,"少ない＝○",null,null,null,null,null,null,null,null,"同席者１"]
[null,null,"同席者２",null,null,null,null,null,null,null,null,null,null,null,null,null,null,null,null,null,null,null,null,null,null,null,null,null,null,null,null,null,"多い＝×",null,null,null,null,null,null,null,null,"同席者２",null,null,null,null,null,null,null,null,null,null,null,null,null,null,null,null,null,null,null,null,null,null,null,null,null,null,null,null,null,null,null,null,null,null,null,null,null,null,null,null,null,"実施判断"]
[null,"支援機関","支援責任者",null,null,null,null,null,null,null,null,null,null,null,null,null,null,null,null,null,null,null,null,null,null,null,null,null,null,null,null,"・","事業・投資計画",null,null,null,null,null,null,null,"支援機関","支援責任者",null,null,null,null,null,null,null,null,null,null,null,null,null,null,null,null,null,null,null,null,null,null,null,null,null,null,null,null,null,null,null,null,null,null,null,null,null,null,null,null,null,"実施する"]
[null,null,"支援員１",null,null,null,null,null,null,null,null,null,null,null,null,null,null,null,null,null,null,null,null,null,null,null,null,null,null,null,null,null,"合致する＝○　",null,null,null,null,null,null,null,null,"支援員１",null,null,null,null,null,null,null,null,null,null,null,null,null,null,null,null,null,null,null,null,null,null,null,null,null,null,null,null,null,null,null,null,null,null,null,null,null,null,null,null,null,"実施しない"]
[null,null,"支援員２",null,null,null,null,null,null,null,null,null,null,null,null,null,null,null,null,null,null,null,null,null,null,null,null,null,null,null,null,null,"合致しない＝×",null,null,null,null,null,null,null,null,"支援員２",null,null,null,null,null,null,null,null,null,null,null,null,null,null,null,null,null,null,null,null,null,null,null,null,null,null,null,null,null,null,null,null,null,null,null,null,null,null,null,null,null,"判断保留"]
[]
[null,"■","実施判断のまとめ（低炭素系統電力への変更提案を除く）",null,null,null,null,null,null,null,null,null,null,null,null,null,null,null,null,null,null,null,null,null,null,null,null,null,null,null,null,null,null,null,null,null,null,null,null,null,"■","実施判断のまとめ（低炭素系統電力への変更提案を除く）"]
[null,"実施判断結果",null,null,null,null,null,null,null,null,null,null,null,null,null,null,null,null,null,"「実施する対策」によるCO2削減効果",null,null,null,null,null,null,null,null,null,null,null,null,null,null,null,null,null,null,null,null,"実施判断結果",null,null,null,null,null,null,null,null,null,null,null,null,null,null,null,null,null,"「実施する対策」によるCO2削減効果"]
[null,"実施する対策数",null,null,null,null,null,"実施しない対策数",null,null,null,null,null,"判断保留の対策数",null,null,null,null,null,"CO2削減量(tCO2/年)",null,null,null,null,null,null,"削減率(%)※",null,null,null,null,null,null,null,null,null,null,null,null,null,"実施する対策数",null,null,null,null,null,"実施しない対策数",null,null,null,null,null,"判断保留の対策数",null,null,null,null,null,"CO2削減量(tCO2/年)",null,null,null,null,null,null,"削減率(%)※"]
[null,{"$f":"COUNTIF($X$29:$X$49,\"実施する\")+COUNTIF($X$64:$X$84,\"実施する\")","v":0},null,null,null,null,null,{"$f":"COUNTIF($X$29:$X$49,\"実施しない\")+COUNTIF($X$64:$X$84,\"実施しない\")","v":0},null,null,null,null,null,{"$f":"COUNTIF($X$29:$X$49,\"判断保留\")+COUNTIF($X$64:$X$84,\"判断保留\")","v":0},null,null,null,null,null,{"$f":"SUMIFS($O$29:$O$49,$X$29:$X$49,\"実施する\")+SUMIFS($O$64:$O$84,$X$64:$X$84,\"実施する\")","v":0},null,null,null,null,null,null,{"$f":"IFERROR(T20/'6-4. CO2排出量_総括'!K11*100,\"---\")","v":0},null,null,null,null,null,null,null,null,null,null,null,null,null,5,null,null,null,null,null,1,null,null,null,null,null,2,null,null,null,null,null,291,null,null,null,null,null,null,24.3]
[null,null,null,null,null,null,null,null,null,null,null,null,null,null,null,null,null,null,null,null,null,null,null,null,"※工場・事業場基準年度排出量に対する削減率",null,null,null,null,null,null,null,null,null,null,null,null,null,null,null,null,null,null,null,null,null,null,null,null,null,null,null,null,null,null,null,null,null,"※","工場・事業場基準年度排出量に対する削減率"]
[null,"■","提案対策一覧と実施判断",null,null,null,null,null,null,null,null,null,null,null,null,null,null,null,null,null,null,null,null,null,null,null,null,null,null,null,null,null,null,null,null,null,null,null,null,null,"■","提案対策一覧と実施判断",null,null,null,null,null,null,null,null,null,null,null,null,null,null,null,null,null,null,null,null,null,null,null,null,null,null,null,null,null,null,null,null,null,null,null,null,null,null,null,null,null,"INDIRECT用"]
[null,"対策の種類\n[対策個票番号]",null,null,null,null,"対策名称",null,null,null,null,null,null,null,"CO2削減\n効果",null,null,"事業者の実施判断",null,null,null,null,null,null,null,null,null,null,null,null,null,null,null,null,null,null,null,null,null,null,"対策の種類\n[対策個票番号]",null,null,null,null,"対策名称",null,null,null,null,null,null,null,"CO2削減\n効果",null,null,"事業者の実施判断",null,null,null,null,null,null,null,null,null,null,null,null,null,null,null,null,null,null,null,null,null,null,null,null,null,null,"422提案対策一覧"]
[null,null,null,null,null,null,null,null,null,null,null,null,null,null,null,null,null,"実施\n可能な\n体制が\nある",null,"品質\nへの\n影響が\n少ない",null,"事業・投資計画と合致する",null,"実施判断",null,null,null,"事業者のコメント",null,null,null,null,null,null,null,null,null,null,null,null,null,null,null,null,null,null,null,null,null,null,null,null,null,null,null,null,"実施\n可能な\n体制が\nある",null,"品質\nへの\n影響が\n少ない",null,"事業・投資計画と合致する",null,"実施判断",null,null,null,"事業者のコメント"]
[null,null,null,null,null,null,null,null,null,null,null,null,null,null,"CO2削減量\n(tCO2/年)",null,null,null,null,null,null,null,null,null,null,null,null,null,null,null,null,null,null,null,null,null,null,null,null,null,null,null,null,null,null,null,null,null,null,null,null,null,null,"CO2削減量\n(tCO2/年)"]
[null,null,null,null,null,null,null,null,null,null,null,null,null,null,null,null,null,null,null,null,null,null,null,"実施希望時期",null,null,null,null,null,null,null,null,null,null,null,null,null,null,null,null,null,null,null,null,null,null,null,null,null,null,null,null,null,null,null,null,null,null,null,null,null,null,"実施希望時期"]
[]
[null,"省エネルギー",null,null,null,null,null,null,null,null,null,null,null,null,null,null,null,null,null,null,null,null,null,null,null,null,null,null,null,null,null,null,null,null,null,null,null,null,null,null,"省エネルギー"]
[null,null,{"$f":"IF(INDIRECT($CF$23&\"!C27\")=\"\",\"\",INDIRECT($CF$23&\"!C27\"))","v":""},{"$f":"IF(INDIRECT($CF$23&\"!E27\")=\"\",\"\",INDIRECT($CF$23&\"!E27\"))","v":""},null,null,{"$f":"IF(INDIRECT($CF$23&\"!H27\")=\"\",\"\",INDIRECT($CF$23&\"!H27\"))","v":""},null,null,null,null,null,null,null,{"$f":"IF(INDIRECT($CF$23&\"!V27\")=\"\",\"\",INDIRECT($CF$23&\"!V27\"))","v":""},null,null,null,null,null,null,null,null,null,null,null,null,null,null,null,null,null,null,null,null,null,null,null,null,null,null,1,"部分更新・ 機能付加",null,null,"蒸気配管・蒸気バルブ・フランジ等の断熱強化",null,null,null,null,null,null,null,4.5539999999999736,null,null,"○",null,"○",null,"×",null,"実施する",null,null,null,"ボイラー更新を行うため、効率的に実施したい",null,null,null,null,null,null,null,null,null,null,"※実施判断に関する注記\n\n■報告会における事業者の実施判断を記録\n　 してください。\n 　「実施する」と判断された対策について実\n　 施計画を作成することになります。\n\n■報告会時点で「実施する／しない」を判断\n　 できなかった場合には「判断保留」を選択\n　 することになりますが、事前説明を行う等\n　 により、可能な限り「判断保留」とならない\n　 ようにしてください。"]
[null,null,null,null,null,null,null,null,null,null,null,null,null,null,null,null,null,null,null,null,null,null,null,null,null,null,null,null,null,null,null,null,null,null,null,null,null,null,null,null,null,null,null,null,null,null,null,null,null,null,null,null,null,null,null,null,null,null,null,null,null,null,"令和3年度"]
[null,null,{"$f":"IF(INDIRECT($CF$23&\"!C28\")=\"\",\"\",INDIRECT($CF$23&\"!C28\"))","v":""},{"$f":"IF(INDIRECT($CF$23&\"!E28\")=\"\",\"\",INDIRECT($CF$23&\"!E28\"))","v":""},null,null,{"$f":"IF(INDIRECT($CF$23&\"!H28\")=\"\",\"\",INDIRECT($CF$23&\"!H28\"))","v":""},null,null,null,null,null,null,null,{"$f":"IF(INDIRECT($CF$23&\"!V28\")=\"\",\"\",INDIRECT($CF$23&\"!V28\"))","v":""},null,null,null,null,null,null,null,null,null,null,null,null,null,null,null,null,null,null,null,null,null,null,null,null,null,null,2,"運用改善",null,null,"ボイラー圧力の調整",null,null,null,null,null,null,null,2.2769999999999868,null,null,"○",null,"×",null,"○",null,"実施する"]
[null,null,null,null,null,null,null,null,null,null,null,null,null,null,null,null,null,null,null,null,null,null,null,null,null,null,null,null,null,null,null,null,null,null,null,null,null,null,null,null,null,null,null,null,null,null,null,null,null,null,null,null,null,null,null,null,null,null,null,null,null,null,"令和4年度"]
[null,null,{"$f":"IF(INDIRECT($CF$23&\"!C29\")=\"\",\"\",INDIRECT($CF$23&\"!C29\"))","v":""},{"$f":"IF(INDIRECT($CF$23&\"!E29\")=\"\",\"\",INDIRECT($CF$23&\"!E29\"))","v":""},null,null,{"$f":"IF(INDIRECT($CF$23&\"!H29\")=\"\",\"\",INDIRECT($CF$23&\"!H29\"))","v":""},null,null,null,null,null,null,null,{"$f":"IF(INDIRECT($CF$23&\"!V29\")=\"\",\"\",INDIRECT($CF$23&\"!V29\"))","v":""},null,null,null,null,null,null,null,null,null,null,null,null,null,null,null,null,null,null,null,null,null,null,null,null,null,null,3,"設備導入",null,null,"コンプレッサーの更新",null,null,null,null,null,null,null,5.9578840000000071,null,null,"×",null,"×",null,"○",null,"判断保留",null,null,null,"追加説明資料の入手後、○月○日までに実施判断を行う。"]
[]
[null,null,{"$f":"IF(INDIRECT($CF$23&\"!C30\")=\"\",\"\",INDIRECT($CF$23&\"!C30\"))","v":""},{"$f":"IF(INDIRECT($CF$23&\"!E30\")=\"\",\"\",INDIRECT($CF$23&\"!E30\"))","v":""},null,null,{"$f":"IF(INDIRECT($CF$23&\"!H30\")=\"\",\"\",INDIRECT($CF$23&\"!H30\"))","v":""},null,null,null,null,null,null,null,{"$f":"IF(INDIRECT($CF$23&\"!V30\")=\"\",\"\",INDIRECT($CF$23&\"!V30\"))","v":""},null,null,null,null,null,null,null,null,null,null,null,null,null,null,null,null,null,null,null,null,null,null,null,null,null,null,4,"部分更新・ 機能付加",null,null,"曝気ブロアのインバーター化",null,null,null,null,null,null,null,16.835142999999995,null,null,"○",null,"○",null,"×",null,"実施する",null,null,null,"想定していた以上いロスが発生しており、対策実施の必要性が高いと判断した。"]
[null,null,null,null,null,null,null,null,null,null,null,null,null,null,null,null,null,null,null,null,null,null,null,null,null,null,null,null,null,null,null,null,null,null,null,null,null,null,null,null,null,null,null,null,null,null,null,null,null,null,null,null,null,null,null,null,null,null,null,null,null,null,"令和4年度"]
[null,null,{"$f":"IF(INDIRECT($CF$23&\"!C31\")=\"\",\"\",INDIRECT($CF$23&\"!C31\"))","v":""},{"$f":"IF(INDIRECT($CF$23&\"!E31\")=\"\",\"\",INDIRECT($CF$23&\"!E31\"))","v":""},null,null,{"$f":"IF(INDIRECT($CF$23&\"!H31\")=\"\",\"\",INDIRECT($CF$23&\"!H31\"))","v":""},null,null,null,null,null,null,null,{"$f":"IF(INDIRECT($CF$23&\"!V31\")=\"\",\"\",INDIRECT($CF$23&\"!V31\"))","v":""},null,null,null,null,null,null,null,null,null,null,null,null,null,null,null,null,null,null,null,null,null,null,null,null,null,null,5,"運用改善",null,null,"空調設定温度の緩和",null,null,null,null,null,null,null,4.861500000000003,null,null,"○",null,"○",null,"×",null,"判断保留"]
[null,null,null,null,null,null,null,null,null,null,null,null,null,null,null,null,null,null,null,null,null,null,null,null,null,null,null,null,null,null,null,null,null,null,null,null,null,null,null,null,null,null,null,null,null,null,null,null,null,null,null,null,null,null,null,null,null,null,null,null,null,null,null,null,null,null,null,null,null,null,null,null,null,null,null,null,null,"※事業者のコメントに関する注記\n\n■事業者の各実施判断の理由、対策実施に\n　 向けた要望等を簡潔に記載してください。\n\n■記入欄が不足の場合には、2ページ目の\n　 下方にある備考欄を活用してください。"]
[null,null,{"$f":"IF(INDIRECT($CF$23&\"!C32\")=\"\",\"\",INDIRECT($CF$23&\"!C32\"))","v":""},{"$f":"IF(INDIRECT($CF$23&\"!E32\")=\"\",\"\",INDIRECT($CF$23&\"!E32\"))","v":""},null,null,{"$f":"IF(INDIRECT($CF$23&\"!H32\")=\"\",\"\",INDIRECT($CF$23&\"!H32\"))","v":""},null,null,null,null,null,null,null,{"$f":"IF(INDIRECT($CF$23&\"!V32\")=\"\",\"\",INDIRECT($CF$23&\"!V32\"))","v":""},null,null,null,null,null,null,null,null,null,null,null,null,null,null,null,null,null,null,null,null,null,null,null,null,null,null,9,"設備導入",null,null,"LED照明の導入",null,null,null,null,null,null,null,4,null,null,"×",null,"○",null,"×",null,"実施しない",null,null,null,"他の対策を優先して実施したいため、今回の計画では実施しない"]
[]
[null,null,{"$f":"IF(INDIRECT($CF$23&\"!C33\")=\"\",\"\",INDIRECT($CF$23&\"!C33\"))","v":""},{"$f":"IF(INDIRECT($CF$23&\"!E33\")=\"\",\"\",INDIRECT($CF$23&\"!E33\"))","v":""},null,null,{"$f":"IF(INDIRECT($CF$23&\"!H33\")=\"\",\"\",INDIRECT($CF$23&\"!H33\"))","v":""},null,null,null,null,null,null,null,{"$f":"IF(INDIRECT($CF$23&\"!V33\")=\"\",\"\",INDIRECT($CF$23&\"!V33\"))","v":""}]
[]
[null,"脱炭素化：燃料低炭素化または電化、太陽光発電等の再生可能エネルギー利用など",null,null,null,null,null,null,null,null,null,null,null,null,null,null,null,null,null,null,null,null,null,null,null,null,null,null,null,null,null,null,null,null,null,null,null,null,null,null,"脱炭素化：燃料低炭素化または電化、太陽光発電等の再生可能エネルギー利用など"]
[null,null,{"$f":"IF(INDIRECT($CF$23&\"!C35\")=\"\",\"\",INDIRECT($CF$23&\"!C35\"))","v":""},{"$f":"IF(INDIRECT($CF$23&\"!E35\")=\"\",\"\",INDIRECT($CF$23&\"!E35\"))","v":""},null,null,{"$f":"IF(INDIRECT($CF$23&\"!H35\")=\"\",\"\",INDIRECT($CF$23&\"!H35\"))","v":""},null,null,null,null,null,null,null,{"$f":"IF(INDIRECT($CF$23&\"!V35\")=\"\",\"\",INDIRECT($CF$23&\"!V35\"))","v":""},null,null,null,null,null,null,null,null,null,null,null,null,null,null,null,null,null,null,null,null,null,null,null,null,null,null,6,"燃料転換",null,null,"ボイラーの燃料転換",null,null,null,null,null,null,null,200.37600000000003,null,null,"○",null,"○",null,"○",null,"実施する"]
[null,null,null,null,null,null,null,null,null,null,null,null,null,null,null,null,null,null,null,null,null,null,null,null,null,null,null,null,null,null,null,null,null,null,null,null,null,null,null,null,null,null,null,null,null,null,null,null,null,null,null,null,null,null,null,null,null,null,null,null,null,null,"令和3年度"]
[null,null,{"$f":"IF(INDIRECT($CF$23&\"!C36\")=\"\",\"\",INDIRECT($CF$23&\"!C36\"))","v":""},{"$f":"IF(INDIRECT($CF$23&\"!E36\")=\"\",\"\",INDIRECT($CF$23&\"!E36\"))","v":""},null,null,{"$f":"IF(INDIRECT($CF$23&\"!H36\")=\"\",\"\",INDIRECT($CF$23&\"!H36\"))","v":""},null,null,null,null,null,null,null,{"$f":"IF(INDIRECT($CF$23&\"!V36\")=\"\",\"\",INDIRECT($CF$23&\"!V36\"))","v":""},null,null,null,null,null,null,null,null,null,null,null,null,null,null,null,null,null,null,null,null,null,null,null,null,null,null,7,"電力低炭素化",null,null,"太陽光発電システムの設置",null,null,null,null,null,null,null,66.584030000000098,null,null,"○",null,"×",null,"○",null,"実施する"]
[null,null,null,null,null,null,null,null,null,null,null,null,null,null,null,null,null,null,null,null,null,null,null,null,null,null,null,null,null,null,null,null,null,null,null,null,null,null,null,null,null,null,null,null,null,null,null,null,null,null,null,null,null,null,null,null,null,null,null,null,null,null,"令和4年度"]
[null,null,{"$f":"IF(INDIRECT($CF$23&\"!C37\")=\"\",\"\",INDIRECT($CF$23&\"!C37\"))","v":""},{"$f":"IF(INDIRECT($CF$23&\"!E37\")=\"\",\"\",INDIRECT($CF$23&\"!E37\"))","v":""},null,null,{"$f":"IF(INDIRECT($CF$23&\"!H37\")=\"\",\"\",INDIRECT($CF$23&\"!H37\"))","v":""},null,null,null,null,null,null,null,{"$f":"IF(INDIRECT($CF$23&\"!V37\")=\"\",\"\",INDIRECT($CF$23&\"!V37\"))","v":""}]
[]
[null,"脱炭素化：低炭素系統電力への変更",null,null,null,null,null,null,null,null,null,null,null,null,null,null,null,null,null,null,null,null,null,null,null,null,null,null,null,null,null,null,null,null,null,null,null,null,null,null,"脱炭素化：低炭素系統電力への変更"]
[null,null,{"$f":"IF(INDIRECT($CF$23&\"!C39\")=\"\",\"\",INDIRECT($CF$23&\"!C39\"))","v":""},{"$f":"IF(INDIRECT($CF$23&\"!E39\")=\"\",\"\",INDIRECT($CF$23&\"!E39\"))","v":""},null,null,{"$f":"IF(INDIRECT($CF$23&\"!H39\")=\"\",\"\",INDIRECT($CF$23&\"!H39\"))","v":""},null,null,null,null,null,null,null,{"$f":"IF(INDIRECT($CF$23&\"!V39\")=\"\",\"\",INDIRECT($CF$23&\"!V39\"))","v":""},null,null,null,null,null,null,null,null,null,null,null,null,null,null,null,null,null,null,null,null,null,null,null,null,null,null,8,"電力低炭素化",null,null,"電力供給会社の変更",null,null,null,null,null,null,null,140.41691299999997,null,null,"○",null,"×",null,"○",null,"実施する"]
[null,null,null,null,null,null,null,null,null,null,null,null,null,null,null,null,null,null,null,null,null,null,null,null,null,null,null,null,null,null,null,null,null,null,null,null,null,null,null,null,null,null,null,null,null,null,null,null,null,null,null,null,null,null,null,null,null,null,null,null,null,null,"令和4年度"]
[null,null,{"$f":"IF(INDIRECT($CF$23&\"!C40\")=\"\",\"\",INDIRECT($CF$23&\"!C40\"))","v":""},{"$f":"IF(INDIRECT($CF$23&\"!E40\")=\"\",\"\",INDIRECT($CF$23&\"!E40\"))","v":""},null,null,{"$f":"IF(INDIRECT($CF$23&\"!H40\")=\"\",\"\",INDIRECT($CF$23&\"!H40\"))","v":""},null,null,null,null,null,null,null,{"$f":"IF(INDIRECT($CF$23&\"!V40\")=\"\",\"\",INDIRECT($CF$23&\"!V40\"))","v":""}]
[]
[]
[]
[null,"■","提案対策一覧【2ページ目】"]
[null,"対策の種類\n[対策個票番号]",null,null,null,null,"対策名称",null,null,null,null,null,null,null,"削減効果",null,null,"事業者の実施判断"]
[null,null,null,null,null,null,null,null,null,null,null,null,null,null,null,null,null,"実施\n可能な\n体制が\nある",null,"品質\nへの\n影響が\n少ない",null,"事業・投資計画と合致する",null,"実施判断",null,null,null,"事業者のコメント"]
[null,null,null,null,null,null,null,null,null,null,null,null,null,null,"CO2削減量\n(tCO2/年)"]
[null,null,null,null,null,null,null,null,null,null,null,null,null,null,null,null,null,null,null,null,null,null,null,"実施希望時期"]
[]
[null,"省エネルギー"]
[null,null,{"$f":"IF(INDIRECT($CF$23&\"!C48\")=\"\",\"\",INDIRECT($CF$23&\"!C48\"))","v":""},{"$f":"IF(INDIRECT($CF$23&\"!E48\")=\"\",\"\",INDIRECT($CF$23&\"!E48\"))","v":""},null,null,{"$f":"IF(INDIRECT($CF$23&\"!H48\")=\"\",\"\",INDIRECT($CF$23&\"!H48\"))","v":""},null,null,null,null,null,null,null,{"$f":"IF(INDIRECT($CF$23&\"!V48\")=\"\",\"\",INDIRECT($CF$23&\"!V48\"))","v":""}]
[]
[null,null,{"$f":"IF(INDIRECT($CF$23&\"!C49\")=\"\",\"\",INDIRECT($CF$23&\"!C49\"))","v":""},{"$f":"IF(INDIRECT($CF$23&\"!E49\")=\"\",\"\",INDIRECT($CF$23&\"!E49\"))","v":""},null,null,{"$f":"IF(INDIRECT($CF$23&\"!H49\")=\"\",\"\",INDIRECT($CF$23&\"!H49\"))","v":""},null,null,null,null,null,null,null,{"$f":"IF(INDIRECT($CF$23&\"!V49\")=\"\",\"\",INDIRECT($CF$23&\"!V49\"))","v":""}]
[]
[null,null,{"$f":"IF(INDIRECT($CF$23&\"!C50\")=\"\",\"\",INDIRECT($CF$23&\"!C50\"))","v":""},{"$f":"IF(INDIRECT($CF$23&\"!E50\")=\"\",\"\",INDIRECT($CF$23&\"!E50\"))","v":""},null,null,{"$f":"IF(INDIRECT($CF$23&\"!H50\")=\"\",\"\",INDIRECT($CF$23&\"!H50\"))","v":""},null,null,null,null,null,null,null,{"$f":"IF(INDIRECT($CF$23&\"!V50\")=\"\",\"\",INDIRECT($CF$23&\"!V50\"))","v":""}]
[]
[null,null,{"$f":"IF(INDIRECT($CF$23&\"!C51\")=\"\",\"\",INDIRECT($CF$23&\"!C51\"))","v":""},{"$f":"IF(INDIRECT($CF$23&\"!E51\")=\"\",\"\",INDIRECT($CF$23&\"!E51\"))","v":""},null,null,{"$f":"IF(INDIRECT($CF$23&\"!H51\")=\"\",\"\",INDIRECT($CF$23&\"!H51\"))","v":""},null,null,null,null,null,null,null,{"$f":"IF(INDIRECT($CF$23&\"!V51\")=\"\",\"\",INDIRECT($CF$23&\"!V51\"))","v":""}]
[]
[null,null,{"$f":"IF(INDIRECT($CF$23&\"!C52\")=\"\",\"\",INDIRECT($CF$23&\"!C52\"))","v":""},{"$f":"IF(INDIRECT($CF$23&\"!E52\")=\"\",\"\",INDIRECT($CF$23&\"!E52\"))","v":""},null,null,{"$f":"IF(INDIRECT($CF$23&\"!H52\")=\"\",\"\",INDIRECT($CF$23&\"!H52\"))","v":""},null,null,null,null,null,null,null,{"$f":"IF(INDIRECT($CF$23&\"!V52\")=\"\",\"\",INDIRECT($CF$23&\"!V52\"))","v":""}]
[]
[null,null,{"$f":"IF(INDIRECT($CF$23&\"!C53\")=\"\",\"\",INDIRECT($CF$23&\"!C53\"))","v":""},{"$f":"IF(INDIRECT($CF$23&\"!E53\")=\"\",\"\",INDIRECT($CF$23&\"!E53\"))","v":""},null,null,{"$f":"IF(INDIRECT($CF$23&\"!H53\")=\"\",\"\",INDIRECT($CF$23&\"!H53\"))","v":""},null,null,null,null,null,null,null,{"$f":"IF(INDIRECT($CF$23&\"!V53\")=\"\",\"\",INDIRECT($CF$23&\"!V53\"))","v":""}]
[]
[null,null,{"$f":"IF(INDIRECT($CF$23&\"!C54\")=\"\",\"\",INDIRECT($CF$23&\"!C54\"))","v":""},{"$f":"IF(INDIRECT($CF$23&\"!E54\")=\"\",\"\",INDIRECT($CF$23&\"!E54\"))","v":""},null,null,{"$f":"IF(INDIRECT($CF$23&\"!H54\")=\"\",\"\",INDIRECT($CF$23&\"!H54\"))","v":""},null,null,null,null,null,null,null,{"$f":"IF(INDIRECT($CF$23&\"!V54\")=\"\",\"\",INDIRECT($CF$23&\"!V54\"))","v":""}]
[]
[null,"脱炭素化：燃料低炭素化または電化、太陽光発電等の再生可能エネルギー利用など"]
[null,null,{"$f":"IF(INDIRECT($CF$23&\"!C56\")=\"\",\"\",INDIRECT($CF$23&\"!C56\"))","v":""},{"$f":"IF(INDIRECT($CF$23&\"!E56\")=\"\",\"\",INDIRECT($CF$23&\"!E56\"))","v":""},null,null,{"$f":"IF(INDIRECT($CF$23&\"!H56\")=\"\",\"\",INDIRECT($CF$23&\"!H56\"))","v":""},null,null,null,null,null,null,null,{"$f":"IF(INDIRECT($CF$23&\"!V56\")=\"\",\"\",INDIRECT($CF$23&\"!V56\"))","v":""}]
[]
[null,null,{"$f":"IF(INDIRECT($CF$23&\"!C57\")=\"\",\"\",INDIRECT($CF$23&\"!C57\"))","v":""},{"$f":"IF(INDIRECT($CF$23&\"!E57\")=\"\",\"\",INDIRECT($CF$23&\"!E57\"))","v":""},null,null,{"$f":"IF(INDIRECT($CF$23&\"!H57\")=\"\",\"\",INDIRECT($CF$23&\"!H57\"))","v":""},null,null,null,null,null,null,null,{"$f":"IF(INDIRECT($CF$23&\"!V57\")=\"\",\"\",INDIRECT($CF$23&\"!V57\"))","v":""}]
[]
[null,null,{"$f":"IF(INDIRECT($CF$23&\"!C58\")=\"\",\"\",INDIRECT($CF$23&\"!C58\"))","v":""},{"$f":"IF(INDIRECT($CF$23&\"!E58\")=\"\",\"\",INDIRECT($CF$23&\"!E58\"))","v":""},null,null,{"$f":"IF(INDIRECT($CF$23&\"!H58\")=\"\",\"\",INDIRECT($CF$23&\"!H58\"))","v":""},null,null,null,null,null,null,null,{"$f":"IF(INDIRECT($CF$23&\"!V58\")=\"\",\"\",INDIRECT($CF$23&\"!V58\"))","v":""}]
[]
[null,"脱炭素化：低炭素系統電力への変更"]
[null,null,{"$f":"IF(INDIRECT($CF$23&\"!C60\")=\"\",\"\",INDIRECT($CF$23&\"!C60\"))","v":""},{"$f":"IF(INDIRECT($CF$23&\"!E60\")=\"\",\"\",INDIRECT($CF$23&\"!E60\"))","v":""},null,null,{"$f":"IF(INDIRECT($CF$23&\"!H60\")=\"\",\"\",INDIRECT($CF$23&\"!H60\"))","v":""},null,null,null,null,null,null,null,{"$f":"IF(INDIRECT($CF$23&\"!V60\")=\"\",\"\",INDIRECT($CF$23&\"!V60\"))","v":""}]
[]
[null,null,{"$f":"IF(INDIRECT($CF$23&\"!C61\")=\"\",\"\",INDIRECT($CF$23&\"!C61\"))","v":""},{"$f":"IF(INDIRECT($CF$23&\"!E61\")=\"\",\"\",INDIRECT($CF$23&\"!E61\"))","v":""},null,null,{"$f":"IF(INDIRECT($CF$23&\"!H61\")=\"\",\"\",INDIRECT($CF$23&\"!H61\"))","v":""},null,null,null,null,null,null,null,{"$f":"IF(INDIRECT($CF$23&\"!V61\")=\"\",\"\",INDIRECT($CF$23&\"!V61\"))","v":""}]
[]
[]
[]
[null,"■","備考"]

{"sheet":"511脱炭素化計画","index":23,"n_rows":82,"n_cols":153,"rows_kept":82,"cut":false,"hidden":false,"merged":[[77,109,82,133],[72,76,72,79],[72,80,72,82],[72,83,72,86],[72,87,72,90],[72,91,72,94],[72,95,72,98],[72,99,72,102],[72,103,72,106],[76,76,76,82],[76,83,76,86],[76,87,76,90],[76,91,76,94],[76,95,76,98],[76,99,76,102],[76,103,76,106],[75,83,75,86],[81,80,81,82],[81,83,81,86],[81,87,81,90],[80,95,80,98],[80,99,80,102],[80,103,80,106],[81,76,81,79],[77,83,77,86],[77,87,77,90],[77,91,77,94],[77,95,77,98],[77,99,77,102],[77,103,77,106],[73,68,81,70],[73,71,75,75],[73,76,73,82],[73,83,73,86],[73,87,73,90],[73,91,73,94],[73,95,73,98],[73,99,73,102],[73,103,73,106],[74,76,74,82],[74,83,74,86],[74,87,74,90],[74,91,74,94],[74,95,74,98],[74,99,74,102],[74,103,74,106],[75,76,75,82],[80,83,80,86],[80,87,80,90],[78,95,78,98],[78,99,78,102],[78,103,78,106],[79,71,81,75],[79,76,79,82],[79,83,79,86],[79,87,79,90],[79,91,79,94],[79,95,79,98],[79,99,79,102],[79,103,79,106],[80,76,80,82],[80,91,80,94],[76,71,78,75],[78,91,78,94],[69,87,69,90],[69,91,69,94],[69,95,69,98],[69,99,69,102],[69,103,69,106],[81,91,81,94],[81,95,81,98],[81,99,81,102],[81,103,81,106],[75,87,75,90],[75,91,75,94],[75,95,75,98],[75,99,75,102],[75,103,75,106],[77,76,77,82],[78,76,78,82],[78,83,78,86],[78,87,78,90],[69,113,71,113],[69,114,69,124],[69,125,69,128],[69,129,69,131],[70,76,70,82],[70,83,70,86],[70,87,70,90],[70,91,70,94],[70,95,70,98],[70,99,70,102],[70,103,70,106],[70,114,70,124],[70,125,70,128],[70,129,70,131],[71,76,71,82],[71,103,71,106],[71,114,71,124],[71,125,71,128],[71,129,71,131],[66,114,66,124],[66,125,66,128],[66,129,66,131],[67,125,67,128],[67,129,67,131],[67,71,69,75],[67,76,67,82],[67,83,67,86],[67,87,67,90],[67,91,67,94],[67,95,67,98],[67,99,67,102],[67,103,67,106],[67,114,67,124],[68,76,68,82],[68,83,68,86],[68,87,68,90],[68,91,68,94],[68,95,68,98],[68,99,68,102],[68,103,68,106],[68,108,71,112],[68,113,68,124],[70,71,72,75],[71,83,71,86],[71,87,71,90],[71,91,71,94],[71,95,71,98],[71,99,71,102],[68,125,68,128],[68,129,68,131],[69,76,69,82],[62,113,63,124],[62,125,63,128],[62,129,63,131],[63,87,63,90],[63,91,63,94],[63,95,63,98],[63,99,63,102],[63,103,63,106],[64,68,72,70],[64,71,66,75],[64,76,64,82],[64,83,64,86],[64,87,64,90],[64,91,64,94],[64,95,64,98],[64,99,64,102],[64,103,64,106],[64,108,67,112],[64,113,64,124],[64,125,64,128],[64,129,64,131],[65,76,65,82],[65,83,65,86],[65,87,65,90],[65,91,65,94],[65,95,65,98],[65,99,65,102],[65,103,65,106],[65,113,67,113],[65,114,65,124],[65,125,65,128],[65,129,65,131],[62,68,63,70],[62,83,63,86],[62,87,62,90],[62,91,62,94],[62,95,62,98],[62,99,62,102],[62,103,62,106],[62,108,63,112],[62,46,63,57],[62,58,63,61],[62,62,63,64],[64,62,64,64],[69,32,69,35],[71,32,71,35],[76,41,81,64],[70,47,70,57],[71,47,71,57],[65,46,67,46],[64,46,64,57],[69,46,71,46],[68,46,68,57],[62,41,63,45],[64,41,67,45],[68,41,71,45],[66,76,66,82],[66,83,66,86],[66,87,66,90],[66,91,66,94],[66,95,66,98],[66,99,66,102],[66,103,66,106],[69,83,69,86],[59,48,59,50],[58,48,58,50],[58,51,58,53],[59,51,59,53],[59,54,59,56],[59,57,59,64],[58,54,58,56],[58,57,58,64],[9,108,14,131],[16,108,19,131],[8,68,9,74],[10,68,14,74],[15,68,15,74],[16,68,19,74],[18,78,18,82],[18,83,18,86],[18,87,18,90],[18,91,18,94],[18,95,18,98],[18,99,18,102],[18,103,18,106],[16,75,16,82],[16,83,16,86],[16,87,16,90],[57,70,59,91],[15,83,15,86],[15,87,15,90],[15,91,15,94],[19,91,19,94],[19,95,19,98],[19,99,19,102],[19,103,19,106],[9,41,14,64],[16,41,19,64],[16,95,16,98],[16,99,16,102],[16,103,16,106],[17,87,17,90],[17,91,17,94],[17,95,17,98],[17,99,17,102],[17,103,17,106],[19,78,19,82],[19,83,19,86],[18,75,19,77],[14,78,14,82],[14,83,14,86],[14,87,14,90],[14,91,14,94],[13,91,13,94],[13,95,13,98],[13,99,13,102],[15,95,15,98],[15,99,15,102],[15,103,15,106],[11,91,11,94],[12,95,12,98],[12,99,12,102],[12,103,12,106],[13,75,14,77],[13,78,13,82],[13,83,13,86],[13,87,13,90],[13,103,13,106],[19,32,19,35],[19,36,19,39],[19,87,19,90],[16,1,19,7],[16,8,16,15],[16,16,16,19],[16,20,16,23],[16,24,16,27],[16,28,16,31],[16,32,16,35],[16,36,16,39],[18,8,19,10],[18,11,18,15],[18,16,18,19],[18,20,18,23],[18,24,18,27],[18,28,18,31],[18,32,18,35],[18,36,18,39],[19,11,19,15],[19,16,19,19],[19,20,19,23],[19,24,19,27],[19,28,19,31],[17,8,17,15],[17,16,17,19],[17,20,17,23],[17,24,17,27],[17,28,17,31],[17,32,17,35],[17,36,17,39],[17,75,17,82],[15,1,15,7],[15,8,15,15],[15,16,15,19],[15,20,15,23],[15,24,15,27],[15,28,15,31],[15,32,15,35],[15,36,15,39],[14,11,14,15],[14,16,14,19],[14,20,14,23],[14,24,14,27],[14,28,14,31],[14,32,14,35],[14,36,14,39],[10,1,14,7],[12,36,12,39],[12,24,12,27],[12,28,12,31],[10,8,10,15],[10,16,10,19],[10,20,10,23],[13,8,14,10],[13,11,13,15],[13,16,13,19],[13,20,13,23],[13,24,13,27],[13,28,13,31],[13,32,13,35],[13,36,13,39],[12,20,12,23],[11,95,11,98],[11,99,11,102],[11,103,11,106],[17,83,17,86],[16,91,16,94],[14,95,14,98],[14,99,14,102],[14,103,14,106],[15,75,15,82],[12,75,12,82],[12,83,12,86],[12,87,12,90],[12,91,12,94],[11,8,11,15],[8,83,9,86],[8,87,8,90],[8,91,8,94],[11,32,11,35],[11,36,11,39],[11,75,11,82],[11,83,11,86],[11,87,11,90],[12,32,12,35],[11,16,11,19],[11,20,11,23],[11,24,11,27],[11,28,11,31],[12,8,12,15],[12,16,12,19],[8,16,9,19],[8,20,8,23],[8,24,8,27],[8,28,8,31],[8,32,8,35],[8,36,8,39],[8,75,9,82],[10,95,10,98],[10,99,10,102],[10,103,10,106],[10,24,10,27],[10,28,10,31],[10,32,10,35],[10,36,10,39],[10,75,10,82],[10,83,10,86],[10,87,10,90],[10,91,10,94],[8,95,8,98],[52,51,52,53],[52,54,52,56],[52,57,52,64],[30,39,30,41],[32,48,32,50],[32,51,32,53],[32,54,32,56],[31,39,31,41],[31,42,31,44],[30,28,30,29],[30,30,30,34],[30,35,30,38],[26,35,26,38],[27,39,27,41],[27,42,27,44],[26,30,26,34],[54,48,54,50],[54,51,54,53],[54,54,54,56],[54,57,54,64],[32,69,32,70],[34,69,34,70],[35,69,35,70],[36,69,36,70],[38,69,38,70],[39,69,39,70],[50,48,50,50],[50,51,50,53],[50,54,50,56],[50,57,50,64],[51,48,51,50],[51,51,51,53],[59,2,59,3],[59,4,59,7],[59,8,59,27],[59,28,59,29],[59,30,59,34],[59,35,59,38],[59,39,59,41],[59,42,59,44],[59,45,59,47],[56,2,56,3],[56,4,56,7],[56,8,56,27],[56,28,56,29],[56,30,56,34],[56,35,56,38],[56,39,56,41],[56,42,56,44],[56,45,56,47],[58,2,58,3],[58,4,58,7],[58,8,58,27],[58,28,58,29],[58,30,58,34],[55,2,55,3],[55,4,55,7],[55,8,55,27],[55,28,55,29],[55,30,55,34],[55,35,55,38],[55,39,55,41],[55,42,55,44],[55,45,55,47],[52,2,52,3],[52,4,52,7],[52,8,52,27],[52,28,52,29],[52,30,52,34],[52,35,52,38],[52,39,52,41],[52,42,52,44],[52,45,52,47],[54,2,54,3],[54,4,54,7],[54,8,54,27],[54,28,54,29],[54,30,54,34],[54,35,54,38],[54,39,54,41],[54,42,54,44],[54,45,54,47],[51,2,51,3],[51,4,51,7],[51,8,51,27],[51,28,51,29],[51,30,51,34],[51,35,51,38],[51,39,51,41],[51,42,51,44],[51,45,51,47],[50,2,50,3],[50,4,50,7],[50,8,50,27],[50,28,50,29],[50,30,50,34],[50,35,50,38],[50,39,50,41],[50,42,50,44],[50,45,50,47],[49,2,49,3],[49,4,49,7],[49,8,49,27],[49,28,49,29],[49,30,49,34],[49,35,49,38],[49,39,49,41],[49,42,49,44],[49,45,49,47],[49,48,49,50],[49,51,49,53],[49,54,49,56],[49,57,49,64],[48,2,48,3],[48,4,48,7],[48,8,48,27],[48,28,48,29],[48,30,48,34],[48,35,48,38],[48,39,48,41],[48,42,48,44],[48,45,48,47],[48,48,48,50],[48,51,48,53],[48,54,48,56],[48,57,48,64],[47,2,47,3],[47,4,47,7],[47,8,47,27],[47,28,47,29],[47,30,47,34],[47,35,47,38],[47,39,47,41],[47,42,47,44],[47,45,47,47],[47,48,47,50],[47,51,47,53],[47,54,47,56],[47,57,47,64],[46,2,46,3],[46,4,46,7],[46,8,46,27],[46,28,46,29],[46,30,46,34],[46,35,46,38],[46,39,46,41],[46,42,46,44],[46,45,46,47],[46,57,46,64],[42,1,44,7],[42,8,44,27],[42,28,44,29],[42,30,44,34],[42,35,44,38],[42,39,44,41],[42,42,42,56],[46,48,46,50],[46,51,46,53],[46,54,46,56],[42,57,44,64],[43,42,43,44],[43,45,43,47],[43,48,43,50],[43,51,43,53],[43,54,43,56],[44,42,44,44],[44,45,44,47],[44,48,44,50],[44,51,44,53],[44,54,44,56],[29,2,29,3],[30,2,30,3],[31,2,31,3],[32,2,32,3],[34,2,34,3],[35,2,35,3],[36,2,36,3],[38,2,38,3],[39,2,39,3],[22,39,24,41],[24,51,24,53],[24,54,24,56],[23,42,23,44],[23,45,23,47],[23,48,23,50],[23,51,23,53],[23,54,23,56],[22,42,22,56],[31,45,31,47],[31,48,31,50],[31,51,31,53],[39,35,39,38],[39,39,39,41],[39,54,39,56],[36,4,36,7],[36,8,36,27],[36,28,36,29],[36,30,36,34],[36,35,36,38],[36,39,36,41],[36,42,36,44],[35,54,35,56],[38,124,38,131],[38,95,38,96],[38,97,38,101],[38,102,38,105],[38,106,38,108],[38,71,38,74],[38,75,38,94],[35,121,35,123],[35,124,35,131],[35,106,35,108],[35,109,35,111],[35,112,35,114],[35,115,35,117],[35,118,35,120],[36,109,36,111],[36,112,36,114],[36,115,36,117],[36,118,36,120],[35,102,35,105],[36,71,36,74],[36,75,36,94],[36,95,36,96],[36,97,36,101],[36,102,36,105],[39,109,39,111],[39,112,39,114],[39,115,39,117],[39,118,39,120],[39,121,39,123],[39,124,39,131],[39,95,39,96],[39,97,39,101],[39,102,39,105],[39,106,39,108],[39,4,39,7],[39,8,39,27],[38,109,38,111],[38,112,38,114],[38,42,38,44],[38,45,38,47],[38,48,38,50],[38,51,38,53],[38,54,38,56],[38,57,38,64],[38,28,38,29],[38,30,38,34],[38,35,38,38],[38,39,38,41],[38,4,38,7],[38,8,38,27],[39,71,39,74],[39,75,39,94],[39,42,39,44],[38,115,38,117],[38,118,38,120],[38,121,38,123],[35,28,35,29],[35,30,35,34],[36,121,36,123],[36,124,36,131],[36,106,36,108],[34,48,34,50],[34,51,34,53],[34,54,34,56],[34,57,34,64],[35,71,35,74],[35,75,35,94],[35,95,35,96],[35,97,35,101],[35,45,35,47],[35,48,35,50],[35,51,35,53],[34,118,34,120],[34,121,34,123],[34,124,34,131],[34,71,34,74],[34,75,34,94],[34,95,34,96],[34,97,34,101],[34,102,34,105],[34,106,34,108],[34,109,34,111],[34,112,34,114],[34,115,34,117],[32,121,32,123],[32,124,32,131],[34,4,34,7],[34,8,34,27],[34,28,34,29],[34,30,34,34],[34,35,34,38],[34,39,34,41],[34,42,34,44],[32,102,32,105],[32,106,32,108],[32,109,32,111],[32,112,32,114],[32,115,32,117],[32,118,32,120],[32,57,32,64],[32,71,32,74],[32,75,32,94],[32,95,32,96],[32,97,32,101],[32,39,32,41],[32,42,32,44],[32,45,32,47],[32,4,32,7],[32,8,32,27],[32,28,32,29],[32,30,32,34],[32,35,32,38],[31,109,31,111],[31,112,31,114],[31,115,31,117],[31,118,31,120],[31,121,31,123],[31,54,31,56],[31,124,31,131],[31,106,31,108],[30,102,30,105],[30,57,30,64],[31,71,31,74],[31,75,31,94],[31,95,31,96],[31,97,31,101],[31,102,31,105],[30,71,30,74],[30,75,30,94],[30,95,30,96],[30,97,30,101],[30,121,30,123],[30,124,30,131],[30,106,30,108],[30,109,30,111],[30,112,30,114],[30,115,30,117],[31,57,31,64],[30,69,30,70],[31,69,31,70],[30,54,30,56],[29,118,29,120],[29,121,29,123],[29,124,29,131],[29,71,29,74],[29,95,29,96],[29,102,29,105],[29,45,29,47],[28,45,28,47],[29,48,29,50],[29,51,29,53],[29,54,29,56],[29,57,29,64],[29,69,29,70],[29,75,29,94],[29,97,29,101],[28,121,28,123],[30,118,30,120],[29,109,29,111],[29,112,29,114],[29,115,29,117],[29,106,29,108],[28,48,28,50],[28,51,28,53],[28,54,28,56],[28,71,28,74],[28,75,28,94],[28,95,28,96],[28,97,28,101],[28,69,28,70],[30,45,30,47],[30,48,30,50],[30,51,30,53],[27,109,27,111],[27,112,27,114],[27,115,27,117],[27,118,27,120],[27,121,27,123],[27,124,27,131],[27,69,27,70],[26,57,26,64],[26,45,26,47],[27,71,27,74],[27,75,27,94],[27,95,27,96],[27,106,27,108],[28,124,28,131],[28,102,28,105],[28,106,28,108],[28,109,28,111],[28,112,28,114],[28,115,28,117],[28,118,28,120],[28,57,28,64],[27,57,27,64],[26,48,26,50],[26,51,26,53],[26,54,26,56],[27,51,27,53],[27,54,27,56],[26,124,26,131],[22,1,24,7],[22,8,24,27],[22,28,24,29],[22,30,24,34],[22,35,24,38],[26,2,26,3],[22,57,24,64],[22,68,24,74],[22,75,24,94],[22,95,24,96],[24,42,24,44],[24,109,24,111],[22,109,22,123],[24,112,24,114],[24,115,24,117],[24,118,24,120],[23,112,23,114],[26,121,26,123],[24,121,24,123],[26,95,26,96],[26,97,26,101],[26,102,26,105],[26,106,26,108],[26,109,26,111],[26,112,26,114],[26,115,26,117],[26,118,26,120],[26,71,26,74],[26,75,26,94],[26,4,26,7],[26,8,26,27],[26,28,26,29],[4,1,4,22],[3,1,3,10],[3,11,3,22],[3,35,3,64],[4,35,4,64],[5,35,5,64],[3,102,3,131],[4,102,4,131],[5,102,5,131],[23,115,23,117],[23,118,23,120],[23,121,23,123],[8,99,8,102],[8,103,8,106],[9,20,9,23],[9,24,9,27],[22,124,24,131],[23,109,23,111],[9,28,9,31],[9,32,9,35],[9,36,9,39],[9,87,9,90],[9,91,9,94],[9,95,9,98],[9,99,9,102],[9,103,9,106],[8,1,9,7],[8,8,9,15],[3,29,3,34],[4,29,4,34],[5,29,5,34],[3,96,3,101],[62,1,63,3],[64,1,72,3],[64,4,66,8],[67,4,69,8],[68,9,68,15],[69,9,69,15],[70,9,70,15],[71,9,71,15],[70,16,70,19],[62,16,63,19],[71,16,71,19],[24,45,24,47],[24,48,24,50],[22,102,24,105],[22,106,24,108],[22,97,24,101],[26,69,26,70],[26,39,26,41],[27,97,27,101],[27,102,27,105],[27,45,27,47],[27,48,27,50],[27,2,27,3],[28,2,28,3],[26,42,26,44],[27,4,27,7],[27,8,27,27],[27,28,27,29],[27,30,27,34],[27,35,27,38],[28,4,28,7],[28,8,28,27],[58,39,58,41],[58,42,58,44],[58,45,58,47],[51,54,51,56],[51,57,51,64],[39,57,39,64],[28,28,28,29],[28,30,28,34],[28,35,28,38],[30,4,30,7],[30,8,30,27],[35,35,35,38],[34,45,34,47],[29,4,29,7],[29,8,29,27],[29,28,29,29],[29,30,29,34],[29,35,29,38],[29,39,29,41],[29,42,29,44],[28,39,28,41],[28,42,28,44],[31,4,31,7],[31,8,31,27],[31,28,31,29],[31,30,31,34],[31,35,31,38],[30,42,30,44],[35,39,35,41],[35,42,35,44],[35,4,35,7],[35,8,35,27],[71,62,71,64],[69,47,69,57],[64,58,64,61],[65,58,65,61],[66,58,66,61],[67,58,67,61],[68,58,68,61],[69,58,69,61],[70,58,70,61],[71,58,71,61],[65,62,65,64],[66,62,66,64],[67,62,67,64],[68,62,68,64],[67,47,67,57],[66,47,66,57],[65,47,65,57],[70,36,70,39],[62,28,62,31],[62,32,62,35],[62,36,62,39],[36,45,36,47],[36,48,36,50],[36,51,36,53],[36,54,36,56],[36,57,36,64],[63,20,63,23],[63,24,63,27],[63,28,63,31],[63,32,63,35],[63,36,63,39],[65,20,65,23],[65,28,65,31],[64,20,64,23],[64,36,64,39],[65,36,65,39],[64,28,64,31],[64,32,64,35],[65,32,65,35],[62,20,62,23],[69,62,69,64],[70,62,70,64],[39,28,39,29],[39,30,39,34],[39,45,39,47],[39,48,39,50],[39,51,39,53],[52,48,52,50],[58,35,58,38],[64,9,64,15],[64,16,64,19],[65,16,65,19],[66,16,66,19],[67,9,67,15],[66,9,66,15],[65,9,65,15],[67,16,67,19],[72,20,72,23],[72,24,72,27],[70,20,70,23],[71,20,71,23],[68,16,68,19],[69,16,69,19],[35,57,35,64],[55,48,55,50],[55,51,55,53],[55,54,55,56],[55,57,55,64],[56,48,56,50],[56,51,56,53],[56,54,56,56],[56,57,56,64],[71,24,71,27],[70,24,70,27],[72,28,72,31],[72,32,72,35],[72,36,72,39],[68,36,68,39],[69,36,69,39],[71,36,71,39],[62,24,62,27],[79,4,81,8],[70,4,72,8],[75,16,75,19],[75,20,75,23],[75,24,75,27],[75,28,75,31],[75,32,75,35],[75,36,75,39],[76,4,78,8],[64,24,64,27],[65,24,65,27],[66,24,66,27],[67,24,67,27],[68,24,68,27],[66,28,66,31],[67,28,67,31]],"merged_total":1080,"flags":["merged_cut"]}
[]
[]
[]
[null,"5．実施計画書",null,null,null,null,null,null,null,null,null,"51．脱炭素化計画",null,null,null,null,null,null,null,null,null,null,null,null,null,null,null,null,null,"事業者名",null,null,null,null,null,{"$f":"IF(表紙!L41=\"\",\"\",表紙!L41)","v":"ABC工業株式会社"},null,null,null,null,null,null,null,null,null,null,null,null,null,null,null,null,null,null,null,null,null,null,null,null,null,null,null,null,null,null,null,null,"記入例及び注記",null,null,null,null,null,null,null,null,"セル色凡例",null,null,null,null,null,"直接入力",null,null,null,null,"選択",null,null,null,"自動計算",null,null,null,"事業者名",null,null,null,null,null,"○○株式会社",null,null,null,null,null,null,null,null,null,null,null,null,null,null,null,null,null,null,null,null,null,null,null,null,null,null,null,null,null,null,null,null,null,null,null,null,null,null,null,null,null,null,"セル色の表示／非表示"]
[null,"511．脱炭素化計画",null,null,null,null,null,null,null,null,null,null,null,null,null,null,null,null,null,null,null,null,null,null,null,null,null,null,null,"工場・事業場名",null,null,null,null,null,{"$f":"IF(表紙!L44=\"\",\"\",表紙!L44)","v":"ABC工業株式会社SHIFT工場"},null,null,null,null,null,null,null,null,null,null,null,null,null,null,null,null,null,null,null,null,null,null,null,null,null,null,null,null,null,null,null,null,"（セルのメモやテキストボックスによる注記は移動できます）",null,null,null,null,null,null,null,null,null,null,null,null,null,null,null,null,null,null,null,null,null,null,null,null,null,null,null,"工場・事業場名",null,null,null,null,null,"○○○○工場",null,null,null,null,null,null,null,null,null,null,null,null,null,null,null,null,null,null,null,null,null,null,null,null,null,null,null,null,null,null,null,null,null,null,null,null,null,null,null,null,null,null,false]
[null,null,null,null,null,null,null,null,null,null,null,null,null,null,null,null,null,null,null,null,null,null,null,null,null,null,null,null,null,"支援機関名",null,null,null,null,null,{"$f":"IF(表紙!L55=\"\",\"\",表紙!L55)&IF(OR(表紙!L58=\"なし\",表紙!L58=\"\"),\"\",\"、\"&表紙!L58)","v":""},null,null,null,null,null,null,null,null,null,null,null,null,null,null,null,null,null,null,null,null,null,null,null,null,null,null,null,null,null,null,null,null,null,null,null,null,null,null,null,null,null,null,null,null,null,null,null,null,null,null,null,null,null,null,null,null,null,null,null,null,"支援機関名",null,null,null,null,null,"株式会社△△"]
[]
[null,"１．脱炭素化計画（低炭素系統電力への変更による効果を除く）",null,null,null,null,null,null,null,null,null,null,null,null,null,null,null,null,null,null,null,null,null,null,null,null,null,null,null,null,null,null,null,null,null,null,null,null,null,"（単位：t-CO2/年）",null,"２.中長期の取組",null,null,null,null,null,null,null,null,null,null,null,null,null,null,null,null,null,null,null,null,null,null,null,null,null,null,"１．脱炭素化計画（低炭素系統電力への変更による効果を除く）",null,null,null,null,null,null,null,null,null,null,null,null,null,null,null,null,null,null,null,null,null,null,null,null,null,null,null,null,null,null,null,null,null,null,null,null,null,null,null,null,null,null,null,null,null,null,null,null,null,null,null,null,null,null,null,null,null,null,null,null,null,null,null,null,null,null,null,null,null,null,null,null,null,null,null,null,"INDIRECT用"]
[null,"対象範囲",null,null,null,null,null,null,"エネルギー起源CO2",null,null,null,null,null,null,null,"基準年度",null,null,null,{"$f":"IF($AQ$24=\"\",\"\",$AQ$24)","v":""},null,null,null,{"$f":"IF($AT$24=\"\",\"\",$AT$24)","v":"目標年度"},null,null,null,{"$f":"IF($AW$24=\"\",\"\",$AW$24)","v":""},null,null,null,{"$f":"IF($AZ$24=\"\",\"\",$AZ$24)","v":""},null,null,null,{"$f":"IF($BC$24=\"\",\"\",$BC$24)","v":""},null,null,null,null,"2030年削減目標への取組",null,null,null,null,null,null,null,null,null,null,null,null,null,null,null,null,null,null,null,null,null,null,null,null,null,null,"対象範囲",null,null,null,null,null,null,"エネルギー起源CO2",null,null,null,null,null,null,null,"基準年度",null,null,null,"",null,null,null,"目標年度",null,null,null,null,null,null,null,"",null,null,null,null,null,null,null,null,"2030年削減目標への取組",null,null,null,null,null,null,null,null,null,null,null,null,null,null,null,null,null,null,null,null,null,null,null,null,null,null,null,null,null,null,null,null,null,null,null,null,"対策個票"]
[null,null,null,null,null,null,null,null,null,null,null,null,null,null,null,null,null,null,null,null,{"$f":"IF($AQ$25=\"\",\"\",$AQ$25)","v":"令和6年度"},null,null,null,{"$f":"IF($AT$25=\"\",\"\",$AT$25)","v":"令和7年度"},null,null,null,{"$f":"IF($AW$25=\"\",\"\",$AW$25)","v":"令和8年度"},null,null,null,{"$f":"IF($AZ$25=\"\",\"\",$AZ$25)","v":"令和9年度"},null,null,null,{"$f":"IF($BC$25=\"\",\"\",$BC$25)","v":"令和10年度"},null,null,null,null,null,null,null,null,null,null,null,null,null,null,null,null,null,null,null,null,null,null,null,null,null,null,null,null,null,null,null,null,null,null,null,null,null,null,null,null,null,null,null,null,null,null,null,null,null,null,"令和6年度",null,null,null,"令和7年度",null,null,null,"令和8年度",null,null,null,"令和9年度",null,null,null,"令和10年度",null,null,null,null,"2030年、基準年度CO2排出量の50％減を目指す。その実現に向けて、途中の2025年（目標年度）までに基準年度の30％以上の削減を達成する。",null,null,null,null,null,null,null,null,null,null,null,null,null,null,null,null,null,null,null,null,null,null,null,null,null,null,null,null,null,null,null,null,null,null,null,null,{"$f":"MID(CELL(\"filename\",'512排出量(対策なし)根拠'!AK3),FIND(\"]\",CELL(\"filename\",'512排出量(対策なし)根拠'!AK3))+1,LEN(CELL(\"filename\",'512排出量(対策なし)根拠'!AK3)))","v":"512排出量(対策なし)根拠"}]
[null,"工場・事業場全体",null,null,null,null,null,null,"CO2排出量(対策なし)",null,null,null,null,null,null,null,{"$f":"IF('512排出量(対策なし)根拠'!$N$11=\"\",\"\",'512排出量(対策なし)根拠'!$N$11)","v":4379.9200666666666},null,null,null,{"$f":"IF('512排出量(対策なし)根拠'!$R$11=\"\",\"\",'512排出量(対策なし)根拠'!$R$11)","v":4379.9200666666666},null,null,null,{"$f":"IF('512排出量(対策なし)根拠'!$V$11=\"\",\"\",'512排出量(対策なし)根拠'!$V$11)","v":4379.9200666666666},null,null,null,{"$f":"IF('512排出量(対策なし)根拠'!$Z$11=\"\",\"\",'512排出量(対策なし)根拠'!$Z$11)","v":4379.9200666666666},null,null,null,{"$f":"IF('512排出量(対策なし)根拠'!$AD$11=\"\",\"\",'512排出量(対策なし)根拠'!$AD$11)","v":4379.9200666666666},null,null,null,{"$f":"IF('512排出量(対策なし)根拠'!$AH$11=\"\",\"\",'512排出量(対策なし)根拠'!$AH$11)","v":4379.9200666666666},null,null,null,null,null,null,null,null,null,null,null,null,null,null,null,null,null,null,null,null,null,null,null,null,null,null,null,null,null,null,null,"工場・事業場全体",null,null,null,null,null,null,"CO2排出量(対策なし)",null,null,null,null,null,null,null,1200,null,null,null,1200,null,null,null,1200,null,null,null,1200,null,null,null,1200,null,null,null,1200]
[null,null,null,null,null,null,null,null,"対策によるCO2削減効果",null,null,null,null,null,null,null,"―",null,null,null,{"$f":"SUM($AQ$27:$AQ$37)+SUM($AQ$47:$AQ$57)","v":0},null,null,null,{"$f":"SUM($AT$27:$AT$37)+SUM($AT$47:$AT$57)","v":0},null,null,null,{"$f":"SUM($AW$27:$AW$37)+SUM($AW$47:$AW$57)","v":0},null,null,null,{"$f":"SUM($AZ$27:$AZ$37)+SUM($AZ$47:$AZ$57)","v":0},null,null,null,{"$f":"SUM($BC$27:$BC$37)+SUM($BC$47:$BC$57)","v":0},null,null,null,null,null,null,null,null,null,null,null,null,null,null,null,null,null,null,null,null,null,null,null,null,null,null,null,null,null,null,null,null,null,null,null,null,null,null,"対策によるCO2削減効果",null,null,null,null,null,null,null,"―",null,null,null,0,null,null,null,20,null,null,null,231,null,null,null,297,null,null,null,297]
[null,null,null,null,null,null,null,null,"CO2排出量(対策後)",null,null,null,null,null,null,null,"―",null,null,null,{"$f":"IFERROR(U11-U12,\"---\")","v":4379.9200666666666},null,null,null,{"$f":"IFERROR(Y11-Y12,\"---\")","v":4379.9200666666666},null,null,null,{"$f":"IFERROR(AC11-AC12,\"---\")","v":4379.9200666666666},null,null,null,{"$f":"IFERROR(AG11-AG12,\"---\")","v":4379.9200666666666},null,null,null,{"$f":"IFERROR(AK11-AK12,\"---\")","v":4379.9200666666666},null,null,null,null,null,null,null,null,null,null,null,null,null,null,null,null,null,null,null,null,null,null,null,null,null,null,null,null,null,null,null,null,null,null,null,null,null,null,"CO2排出量(対策後)",null,null,null,null,null,null,null,"―",null,null,null,1200,null,null,null,1180,null,null,null,969,null,null,null,903,null,null,null,903]
[null,null,null,null,null,null,null,null,"対\n基準年度",null,null,"CO2削減量",null,null,null,null,"―",null,null,null,{"$f":"IFERROR($Q$11-U13,\"---\")","v":0},null,null,null,{"$f":"IFERROR($Q$11-Y13,\"---\")","v":0},null,null,null,{"$f":"IFERROR($Q$11-AC13,\"---\")","v":0},null,null,null,{"$f":"IFERROR($Q$11-AG13,\"---\")","v":0},null,null,null,{"$f":"IFERROR($Q$11-AK13,\"---\")","v":0},null,null,null,null,null,null,null,null,null,null,null,null,null,null,null,null,null,null,null,null,null,null,null,null,null,null,null,null,null,null,null,null,null,null,null,null,null,null,"対\n基準年度",null,null,"CO2削減量",null,null,null,null,"―",null,null,null,0,null,null,null,20,null,null,null,231,null,null,null,297,null,null,null,297]
[null,null,null,null,null,null,null,null,null,null,null,"CO2削減率(%)",null,null,null,null,"―",null,null,null,{"$f":"IFERROR(U14/$Q$11*100,\"---\")","v":0},null,null,null,{"$f":"IFERROR(Y14/$Q$11*100,\"---\")","v":0},null,null,null,{"$f":"IFERROR(AC14/$Q$11*100,\"---\")","v":0},null,null,null,{"$f":"IFERROR(AG14/$Q$11*100,\"---\")","v":0},null,null,null,{"$f":"IFERROR(AK14/$Q$11*100,\"---\")","v":0},null,null,null,null,null,null,null,null,null,null,null,null,null,null,null,null,null,null,null,null,null,null,null,null,null,null,null,null,null,null,null,null,null,null,null,null,null,null,null,null,null,"CO2削減率",null,null,null,null,"―",null,null,null,0,null,null,null,1.6E-2,null,null,null,0.192,null,null,null,0.247,null,null,null,0.247]
[null,"主要システム系統",null,null,null,null,null,null,"CO2排出量(対策なし)",null,null,null,null,null,null,null,{"$f":"IF('512排出量(対策なし)根拠'!$N$13=\"\",\"\",'512排出量(対策なし)根拠'!$N$13)","v":2657.712},null,null,null,{"$f":"IF('512排出量(対策なし)根拠'!$R$13=\"\",\"\",'512排出量(対策なし)根拠'!$R$13)","v":2657.712},null,null,null,{"$f":"IF('512排出量(対策なし)根拠'!$V$13=\"\",\"\",'512排出量(対策なし)根拠'!$V$13)","v":2657.712},null,null,null,{"$f":"IF('512排出量(対策なし)根拠'!$Z$13=\"\",\"\",'512排出量(対策なし)根拠'!$Z$13)","v":2657.712},null,null,null,{"$f":"IF('512排出量(対策なし)根拠'!$AD$13=\"\",\"\",'512排出量(対策なし)根拠'!$AD$13)","v":2657.712},null,null,null,{"$f":"IF('512排出量(対策なし)根拠'!$AH$13=\"\",\"\",'512排出量(対策なし)根拠'!$AH$13)","v":2657.712},null,null,null,null,"2050年削減目標への取組",null,null,null,null,null,null,null,null,null,null,null,null,null,null,null,null,null,null,null,null,null,null,null,null,null,null,"主要システム系統",null,null,null,null,null,null,"CO2排出量(対策なし)",null,null,null,null,null,null,null,500,null,null,null,800,null,null,null,800,null,null,null,800,null,null,null,800,null,null,null,800,null,null,null,null,"2050年削減目標への取組"]
[null,{"$f":"IF('512排出量(対策なし)根拠'!$N$16=\"\",\"\",'512排出量(対策なし)根拠'!$N$16)","v":""},null,null,null,null,null,null,"対策によるCO2削減効果",null,null,null,null,null,null,null,"―",null,null,null,{"$f":"SUMIF($AC$27:$AC$37,\"○\",$AQ$27:$AQ$37)+SUMIF($AC$47:$AC$57,\"○\",$AQ$47:$AQ$57)","v":0},null,null,null,{"$f":"SUMIF($AC$27:$AC$37,\"○\",$AT$27:$AT$37)+SUMIF($AC$47:$AC$57,\"○\",$AT$47:$AT$57)","v":0},null,null,null,{"$f":"SUMIF($AC$27:$AC$37,\"○\",$AW$27:$AW$37)+SUMIF($AC$47:$AC$57,\"○\",$AW$47:$AW$57)","v":0},null,null,null,{"$f":"SUMIF($AC$27:$AC$37,\"○\",$AZ$27:$AZ$37)+SUMIF($AC$47:$AC$57,\"○\",$AZ$47:$AZ$57)","v":0},null,null,null,{"$f":"SUMIF($AC$27:$AC$37,\"○\",$BC$27:$BC$37)+SUMIF($AC$47:$AC$57,\"○\",$BC$47:$BC$57)","v":0},null,null,null,null,null,null,null,null,null,null,null,null,null,null,null,null,null,null,null,null,null,null,null,null,null,null,null,null,null,null,null,"蒸気システム",null,null,null,null,null,null,"対策によるCO2削減効果",null,null,null,null,null,null,null,"―",null,null,null,0,null,null,null,0,null,null,null,206,null,null,null,206,null,null,null,206,null,null,null,null,"国の環境方針に沿い、2050年には当工場からのCO2排出量をゼロにする。"]
[null,null,null,null,null,null,null,null,"CO2排出量(対策後)",null,null,null,null,null,null,null,"―",null,null,null,{"$f":"IFERROR(U16-U17,\"---\")","v":2657.712},null,null,null,{"$f":"IFERROR(Y16-Y17,\"---\")","v":2657.712},null,null,null,{"$f":"IFERROR(AC16-AC17,\"---\")","v":2657.712},null,null,null,{"$f":"IFERROR(AG16-AG17,\"---\")","v":2657.712},null,null,null,{"$f":"IFERROR(AK16-AK17,\"---\")","v":2657.712},null,null,null,null,null,null,null,null,null,null,null,null,null,null,null,null,null,null,null,null,null,null,null,null,null,null,null,null,null,null,null,null,null,null,null,null,null,null,"CO2排出量(対策後)",null,null,null,null,null,null,null,"―",null,null,null,800,null,null,null,800,null,null,null,594,null,null,null,594,null,null,null,594]
[null,null,null,null,null,null,null,null,"対\n基準年度",null,null,"CO2削減量",null,null,null,null,"―",null,null,null,{"$f":"IFERROR($Q$16-U18,\"---\")","v":0},null,null,null,{"$f":"IFERROR($Q$16-Y18,\"---\")","v":0},null,null,null,{"$f":"IFERROR($Q$16-AC18,\"---\")","v":0},null,null,null,{"$f":"IFERROR($Q$16-AG18,\"---\")","v":0},null,null,null,{"$f":"IFERROR($Q$16-AK18,\"---\")","v":0},null,null,null,null,null,null,null,null,null,null,null,null,null,null,null,null,null,null,null,null,null,null,null,null,null,null,null,null,null,null,null,null,null,null,null,null,null,null,"対\n基準年度",null,null,"CO2削減量",null,null,null,null,"―",null,null,null,0,null,null,null,0,null,null,null,206,null,null,null,206,null,null,null,206]
[null,null,null,null,null,null,null,null,null,null,null,"CO2削減率(%)",null,null,null,null,"―",null,null,null,{"$f":"IFERROR(U19/$Q$16*100,\"---\")","v":0},null,null,null,{"$f":"IFERROR(Y19/$Q$16*100,\"---\")","v":0},null,null,null,{"$f":"IFERROR(AC19/$Q$16*100,\"---\")","v":0},null,null,null,{"$f":"IFERROR(AG19/$Q$16*100,\"---\")","v":0},null,null,null,{"$f":"IFERROR(AK19/$Q$16*100,\"---\")","v":0},null,null,null,null,null,null,null,null,null,null,null,null,null,null,null,null,null,null,null,null,null,null,null,null,null,null,null,null,null,null,null,null,null,null,null,null,null,null,null,null,null,"CO2削減率",null,null,null,null,"―",null,null,null,0,null,null,null,0,null,null,null,0.25700000000000001,null,null,null,0.25700000000000001,null,null,null,0.25700000000000001]
[]
[null,"３．脱炭素化計画（対策別）【1ページ目】",null,null,null,null,null,null,null,null,null,null,null,null,null,null,null,null,null,null,null,null,null,null,null,null,null,null,null,null,null,null,null,null,null,null,null,null,null,null,null,null,null,null,null,null,null,null,null,null,null,null,null,null,null,null,null,null,null,null,null,null,null,null,"（単位：t-CO2/年）",null,null,null,"３．脱炭素化計画（対策別）",null,null,null,null,null,null,null,null,null,null,null,null,null,null,null,null,null,null,null,null,null,null,null,null,null,null,null,null,null,null,null,null,null,null,null,null,null,null,null,null,null,null,null,null,null,null,null,null,null,null,null,null,null,null,null,null,null,null,null,null,null,null,"（単位：t-CO2/年）"]
[null,"対策の種類\n[対策個票番号]",null,null,null,null,null,null,"対策名称",null,null,null,null,null,null,null,null,null,null,null,null,null,null,null,null,null,null,null,"主要\nシステム\n系統",null,"申請予定\n補助金",null,null,null,null,"対策着手\n時期",null,null,null,"年間CO2\n削減量",null,null,"計画年度・CO2削減量",null,null,null,null,null,null,null,null,null,null,null,null,null,null,"以降の活動予定",null,null,null,null,null,null,null,null,null,null,"対策の種類\n[対策個票番号]",null,null,null,null,null,null,"対策名称",null,null,null,null,null,null,null,null,null,null,null,null,null,null,null,null,null,null,null,"主要\nシステム\n系統",null,"申請予定\n補助金",null,null,null,null,"対策着手\n時期",null,null,null,"年間CO2\n削減量",null,null,"計画年度・CO2削減量",null,null,null,null,null,null,null,null,null,null,null,null,null,null,"以降の活動予定"]
[null,null,null,null,null,null,null,null,null,null,null,null,null,null,null,null,null,null,null,null,null,null,null,null,null,null,null,null,null,null,null,null,null,null,null,null,null,null,null,null,null,null,null,null,null,"目標年度",null,null,null,null,null,null,null,null,null,null,null,null,null,null,null,null,null,null,null,null,null,null,null,null,null,null,null,null,null,null,null,null,null,null,null,null,null,null,null,null,null,null,null,null,null,null,null,null,null,null,null,null,null,null,null,null,null,null,null,null,null,null,null,null,null,null,"目標年度"]
[null,null,null,null,null,null,null,null,null,null,null,null,null,null,null,null,null,null,null,null,null,null,null,null,null,null,null,null,null,null,null,null,null,null,null,null,null,null,null,null,null,null,"令和6年度",null,null,"令和7年度",null,null,"令和8年度",null,null,"令和9年度",null,null,"令和10年度",null,null,null,null,null,null,null,null,null,null,null,null,null,null,null,null,null,null,null,null,null,null,null,null,null,null,null,null,null,null,null,null,null,null,null,null,null,null,null,null,null,null,null,null,null,null,null,null,null,null,null,null,null,null,"令和6年度",null,null,"令和7年度",null,null,"令和8年度",null,null,"令和9年度",null,null,"令和10年度",null,null,null,null,null,null,null,null,null,null,null,null,null,null,null,null,null,null,null,null,null,null,null,"↓他の計算式で使用していない（参考情報）"]
[null,"省エネルギー",null,null,null,null,null,null,null,null,null,null,null,null,null,null,null,null,null,null,null,null,null,null,null,null,null,null,null,null,null,null,null,null,null,null,null,null,null,null,null,null,null,null,null,null,null,null,null,null,null,null,null,null,null,null,null,null,null,null,null,null,null,null,null,null,null,null,"省エネ",null,null,null,null,null,null,null,null,null,null,null,null,null,null,null,null,null,null,null,null,null,null,null,null,null,null,null,null,null,null,null,null,null,null,null,null,null,null,null,null,null,null,null,null,null,null,null,null,null,null,null,null,null,null,null,null,null,null,null,null,null,null,null,null,null,null,null,null,null,null,null,null,null,null,null,null,"個票番号","GJ削減効果","年度1","年度2","年度3","年度4","年度5","主要システム系統"]
[null,null,null,null,{"$f":"IF($C27=\"\",\"\",IFERROR(IF(INDIRECT(\"'\"&$EP$9&$C27&\"'!C9\")=\"\",\"\",INDIRECT(\"'\"&$EP$9&$C27&\"'!C9\")),\"―\"))","v":""},null,null,null,{"$f":"IF($C27=\"\",\"\",IFERROR(IF(INDIRECT(\"'\"&$EP$9&$C27&\"'!G9\")=\"\",\"\",INDIRECT(\"'\"&$EP$9&$C27&\"'!G9\")),\"―\"))","v":""},null,null,null,null,null,null,null,null,null,null,null,null,null,null,null,null,null,null,null,null,null,{"$f":"IF($C27=\"\",\"\",IFERROR(IF(INDIRECT(\"'\"&$EP$9&$C27&\"'!B294\")=\"\",\"\",INDIRECT(\"'\"&$EP$9&$C27&\"'!B294\")),\"―\"))","v":""},null,null,null,null,{"$f":"IF($C27=\"\",\"\",IFERROR(IF(INDIRECT(\"'\"&$EP$9&$C27&\"'!F271\")=\"\",\"\",INDIRECT(\"'\"&$EP$9&$C27&\"'!F271\")),\"―\"))&IF($C27=\"\",\"\",IFERROR(IF(INDIRECT(\"'\"&$EP$9&$C27&\"'!I271\")=\"\",\"\",INDIRECT(\"'\"&$EP$9&$C27&\"'!I271\")),\"―\"))","v":""},null,null,null,{"$f":"IF($C27=\"\",\"\",IFERROR(INDIRECT(\"'\"&$EP$9&$C27&\"'!J75\"),\"―\"))","v":""},null,null,{"$f":"IF($C27=\"\",\"\",IFERROR(IF(INDIRECT(\"'\"&$EP$9&$C27&\"'!R278\")=\"\",\"\",INDIRECT(\"'\"&$EP$9&$C27&\"'!R278\")),\"―\"))","v":""},null,null,{"$f":"IF($C27=\"\",\"\",IFERROR(IF(INDIRECT(\"'\"&$EP$9&$C27&\"'!V278\")=\"\",\"\",INDIRECT(\"'\"&$EP$9&$C27&\"'!V278\")),\"―\"))","v":""},null,null,{"$f":"IF($C27=\"\",\"\",IFERROR(IF(INDIRECT(\"'\"&$EP$9&$C27&\"'!Z278\")=\"\",\"\",INDIRECT(\"'\"&$EP$9&$C27&\"'!Z278\")),\"―\"))","v":""},null,null,{"$f":"IF($C27=\"\",\"\",IFERROR(IF(INDIRECT(\"'\"&$EP$9&$C27&\"'!AD278\")=\"\",\"\",INDIRECT(\"'\"&$EP$9&$C27&\"'!AD278\")),\"―\"))","v":""},null,null,{"$f":"IF($C27=\"\",\"\",IFERROR(IF(INDIRECT(\"'\"&$EP$9&$C27&\"'!AH278\")=\"\",\"\",INDIRECT(\"'\"&$EP$9&$C27&\"'!AH278\")),\"―\"))","v":""},null,null,null,null,null,null,null,null,null,null,{"$f":"IF(OR(INDIRECT($BK$63&ROW())=\"\",INDIRECT($BK$63&ROW())=\"―\"),0,1)","v":0},null,null,null,1,null,"部分更新・ 機能付加",null,null,null,"蒸気配管・蒸気バルブ・フランジ等の断熱強化",null,null,null,null,null,null,null,null,null,null,null,null,null,null,null,null,null,null,null,"○",null,"予定なし",null,null,null,null,"令和7年12月",null,null,null,4,null,null,"",null,null,"",null,null,4,null,null,4,null,null,4,null,null,null,null,null,null,null,null,null,null,null,null,null,null,null,null,null,null,null,null,null,null,null,{"$f":"IF(C27=\"\",\"\",C27)","v":""},{"$f":"IF($C27=\"\",\"\",IFERROR(INDIRECT(\"'\"&$EP$9&$C27&\"'!J81\"),\"―\"))","v":""},{"$f":"IF(AQ27=\"\",\"\",$EQ27)","v":""},{"$f":"IF(AT27=\"\",\"\",$EQ27)","v":""},{"$f":"IF(AW27=\"\",\"\",$EQ27)","v":""},{"$f":"IF(AZ27=\"\",\"\",$EQ27)","v":""},{"$f":"IF(BC27=\"\",\"\",$EQ27)","v":""},{"$f":"IF(AC27=\"\",\"\",AC27)","v":""}]
[null,null,null,null,"",null,null,null,{"$f":"IF($C28=\"\",\"\",IFERROR(IF(INDIRECT(\"'\"&$EP$9&$C28&\"'!G9\")=\"\",\"\",INDIRECT(\"'\"&$EP$9&$C28&\"'!G9\")),\"―\"))","v":""},null,null,null,null,null,null,null,null,null,null,null,null,null,null,null,null,null,null,null,null,null,"",null,null,null,null,{"$f":"IF($C28=\"\",\"\",IFERROR(IF(INDIRECT(\"'\"&$EP$9&$C28&\"'!F271\")=\"\",\"\",INDIRECT(\"'\"&$EP$9&$C28&\"'!F271\")),\"―\"))&IF($C28=\"\",\"\",IFERROR(IF(INDIRECT(\"'\"&$EP$9&$C28&\"'!I271\")=\"\",\"\",INDIRECT(\"'\"&$EP$9&$C28&\"'!I271\")),\"―\"))","v":""},null,null,null,"",null,null,"",null,null,"",null,null,"",null,null,"",null,null,"",null,null,null,null,null,null,null,null,null,null,{"$f":"IF(OR(INDIRECT($BK$63&ROW())=\"\",INDIRECT($BK$63&ROW())=\"―\"),0,1)","v":0},null,null,null,2,null,"運用改善",null,null,null,"ボイラー圧力の調整",null,null,null,null,null,null,null,null,null,null,null,null,null,null,null,null,null,null,null,"○",null,"予定なし",null,null,null,null,"令和8年1月",null,null,null,2,null,null,"",null,null,"",null,null,2,null,null,2,null,null,2,null,null,null,null,null,null,null,null,null,null,null,null,null,null,null,null,null,null,null,null,null,null,null,{"$f":"IF(C28=\"\",\"\",C28)","v":""},"",{"$f":"IF(AQ28=\"\",\"\",$EQ28)","v":""},{"$f":"IF(AT28=\"\",\"\",$EQ28)","v":""},{"$f":"IF(AW28=\"\",\"\",$EQ28)","v":""},{"$f":"IF(AZ28=\"\",\"\",$EQ28)","v":""},{"$f":"IF(BC28=\"\",\"\",$EQ28)","v":""},""]
[null,null,null,null,"",null,null,null,"",null,null,null,null,null,null,null,null,null,null,null,null,null,null,null,null,null,null,null,null,null,"",null,null,null,null,"",null,null,null,"",null,null,"",null,null,"",null,null,"",null,null,"",null,null,"",null,null,null,null,null,null,null,null,null,null,0,null,null,null,3,null,"設備導入",null,null,null,"コンプレッサーの更新",null,null,null,null,null,null,null,null,null,null,null,null,null,null,null,null,null,null,null,null,null,"国(SHIFT)",null,null,null,null,"令和7年1月",null,null,null,5,null,null,"",null,null,5,null,null,5,null,null,5,null,null,5,null,null,null,null,null,null,null,null,null,null,null,null,null,null,null,null,null,null,null,null,null,null,null,{"$f":"IF(C29=\"\",\"\",C29)","v":""},"",{"$f":"IF(AQ29=\"\",\"\",$EQ29)","v":""},{"$f":"IF(AT29=\"\",\"\",$EQ29)","v":""},{"$f":"IF(AW29=\"\",\"\",$EQ29)","v":""},{"$f":"IF(AZ29=\"\",\"\",$EQ29)","v":""},{"$f":"IF(BC29=\"\",\"\",$EQ29)","v":""},""]
[null,null,null,null,"",null,null,null,"",null,null,null,null,null,null,null,null,null,null,null,null,null,null,null,null,null,null,null,null,null,"",null,null,null,null,"",null,null,null,"",null,null,"",null,null,"",null,null,"",null,null,"",null,null,"",null,null,null,null,null,null,null,null,null,null,0,null,null,null,4,null,"部分更新・ 機能付加",null,null,null,"曝気ブロアのインバーター化",null,null,null,null,null,null,null,null,null,null,null,null,null,null,null,null,null,null,null,null,null,"予定なし",null,null,null,null,"令和6年12月",null,null,null,16,null,null,"",null,null,16,null,null,16,null,null,16,null,null,16,null,null,null,null,null,null,null,null,null,null,null,null,null,null,null,null,null,null,null,null,null,null,null,{"$f":"IF(C30=\"\",\"\",C30)","v":""},"",{"$f":"IF(AQ30=\"\",\"\",$EQ30)","v":""},{"$f":"IF(AT30=\"\",\"\",$EQ30)","v":""},{"$f":"IF(AW30=\"\",\"\",$EQ30)","v":""},{"$f":"IF(AZ30=\"\",\"\",$EQ30)","v":""},{"$f":"IF(BC30=\"\",\"\",$EQ30)","v":""},""]
[null,null,null,null,"",null,null,null,"",null,null,null,null,null,null,null,null,null,null,null,null,null,null,null,null,null,null,null,null,null,"",null,null,null,null,"",null,null,null,"",null,null,"",null,null,"",null,null,"",null,null,"",null,null,"",null,null,null,null,null,null,null,null,null,null,0,null,null,null,5,null,"運用改善",null,null,null,"空調設定温度の緩和",null,null,null,null,null,null,null,null,null,null,null,null,null,null,null,null,null,null,null,null,null,"予定なし",null,null,null,null,"令和6年11月",null,null,null,4,null,null,"",null,null,4,null,null,4,null,null,4,null,null,4,null,null,null,null,null,null,null,null,null,null,null,null,null,null,null,null,null,null,null,null,null,null,null,{"$f":"IF(C31=\"\",\"\",C31)","v":""},"",{"$f":"IF(AQ31=\"\",\"\",$EQ31)","v":""},{"$f":"IF(AT31=\"\",\"\",$EQ31)","v":""},{"$f":"IF(AW31=\"\",\"\",$EQ31)","v":""},{"$f":"IF(AZ31=\"\",\"\",$EQ31)","v":""},{"$f":"IF(BC31=\"\",\"\",$EQ31)","v":""},""]
[null,null,null,null,"",null,null,null,"",null,null,null,null,null,null,null,null,null,null,null,null,null,null,null,null,null,null,null,null,null,"",null,null,null,null,"",null,null,null,"",null,null,"",null,null,"",null,null,"",null,null,"",null,null,"",null,null,null,null,null,null,null,null,null,null,0,null,null,null,null,null,null,null,null,null,null,null,null,null,null,null,null,null,null,null,null,null,null,null,null,null,null,null,null,null,null,null,null,null,null,null,null,"",null,null,null,null,null,null,null,null,null,"",null,null,"",null,null,"",null,null,"",null,null,null,null,null,null,null,null,null,null,null,null,null,null,null,null,null,null,null,null,null,null,null,{"$f":"IF(C32=\"\",\"\",C32)","v":""},"",{"$f":"IF(AQ32=\"\",\"\",$EQ32)","v":""},{"$f":"IF(AT32=\"\",\"\",$EQ32)","v":""},{"$f":"IF(AW32=\"\",\"\",$EQ32)","v":""},{"$f":"IF(AZ32=\"\",\"\",$EQ32)","v":""},{"$f":"IF(BC32=\"\",\"\",$EQ32)","v":""},""]
[null,null,null,null,"",null,null,null,"",null,null,null,null,null,null,null,null,null,null,null,null,null,null,null,null,null,null,null,null,null,"",null,null,null,null,"",null,null,null,"",null,null,"",null,null,"",null,null,"",null,null,"",null,null,"",null,null,null,null,null,null,null,null,null,null,0,null,null,null,null,null,"",null,null,null,"",null,null,null,null,null,null,null,null,null,null,null,null,null,null,null,null,null,null,null,null,null,null,null,null,null,null,"",null,null,null,"",null,null,null,null,null,"",null,null,"",null,null,"",null,null,"",null,null,null,null,null,null,null,null,null,null,null,null,null,null,null,null,null,null,null,null,null,null,null,{"$f":"IF(C33=\"\",\"\",C33)","v":""},"",{"$f":"IF(AQ33=\"\",\"\",$EQ33)","v":""},{"$f":"IF(AT33=\"\",\"\",$EQ33)","v":""},{"$f":"IF(AW33=\"\",\"\",$EQ33)","v":""},{"$f":"IF(AZ33=\"\",\"\",$EQ33)","v":""},{"$f":"IF(BC33=\"\",\"\",$EQ33)","v":""},""]
[null,"脱炭素化：燃料低炭素化または電化、太陽光発電等の再生可能エネルギー利用など",null,null,null,null,null,null,null,null,null,null,null,null,null,null,null,null,null,null,null,null,null,null,null,null,null,null,null,null,null,null,null,null,null,null,null,null,null,null,null,null,null,null,null,null,null,null,null,null,null,null,null,null,null,null,null,null,null,null,null,null,null,null,null,null,null,null,"脱炭素化：燃料低炭素化または電化、太陽光発電等の再生可能エネルギー利用など",null,null,null,null,null,null,null,null,null,null,null,null,null,null,null,null,null,null,null,null,null,null,null,null,null,null,null,null,null,null,null,null,null,null,null,null,null,null,null,null,null,null,null,null,null,null,null,null,null,null,null,null,null,null,null,null,null,null,null,null,null,null,null,null,null,null,null,null,null,null,null,null,null,null,null,null,"エネ転"]
[null,null,null,null,{"$f":"IF($C35=\"\",\"\",IFERROR(IF(INDIRECT(\"'\"&$EP$9&$C35&\"'!C9\")=\"\",\"\",INDIRECT(\"'\"&$EP$9&$C35&\"'!C9\")),\"―\"))","v":""},null,null,null,{"$f":"IF($C35=\"\",\"\",IFERROR(IF(INDIRECT(\"'\"&$EP$9&$C35&\"'!G9\")=\"\",\"\",INDIRECT(\"'\"&$EP$9&$C35&\"'!G9\")),\"―\"))","v":""},null,null,null,null,null,null,null,null,null,null,null,null,null,null,null,null,null,null,null,null,null,{"$f":"IF($C35=\"\",\"\",IFERROR(IF(INDIRECT(\"'\"&$EP$9&$C35&\"'!B294\")=\"\",\"\",INDIRECT(\"'\"&$EP$9&$C35&\"'!B294\")),\"―\"))","v":""},null,null,null,null,{"$f":"IF($C35=\"\",\"\",IFERROR(IF(INDIRECT(\"'\"&$EP$9&$C35&\"'!F271\")=\"\",\"\",INDIRECT(\"'\"&$EP$9&$C35&\"'!F271\")),\"―\"))&IF($C35=\"\",\"\",IFERROR(IF(INDIRECT(\"'\"&$EP$9&$C35&\"'!I271\")=\"\",\"\",INDIRECT(\"'\"&$EP$9&$C35&\"'!I271\")),\"―\"))","v":""},null,null,null,{"$f":"IF($C35=\"\",\"\",IFERROR(INDIRECT(\"'\"&$EP$9&$C35&\"'!J75\"),\"―\"))","v":""},null,null,{"$f":"IF($C35=\"\",\"\",IFERROR(IF(INDIRECT(\"'\"&$EP$9&$C35&\"'!R278\")=\"\",\"\",INDIRECT(\"'\"&$EP$9&$C35&\"'!R278\")),\"―\"))","v":""},null,null,{"$f":"IF($C35=\"\",\"\",IFERROR(IF(INDIRECT(\"'\"&$EP$9&$C35&\"'!V278\")=\"\",\"\",INDIRECT(\"'\"&$EP$9&$C35&\"'!V278\")),\"―\"))","v":""},null,null,{"$f":"IF($C35=\"\",\"\",IFERROR(IF(INDIRECT(\"'\"&$EP$9&$C35&\"'!Z278\")=\"\",\"\",INDIRECT(\"'\"&$EP$9&$C35&\"'!Z278\")),\"―\"))","v":""},null,null,{"$f":"IF($C35=\"\",\"\",IFERROR(IF(INDIRECT(\"'\"&$EP$9&$C35&\"'!AD278\")=\"\",\"\",INDIRECT(\"'\"&$EP$9&$C35&\"'!AD278\")),\"―\"))","v":""},null,null,{"$f":"IF($C35=\"\",\"\",IFERROR(IF(INDIRECT(\"'\"&$EP$9&$C35&\"'!AH278\")=\"\",\"\",INDIRECT(\"'\"&$EP$9&$C35&\"'!AH278\")),\"―\"))","v":""},null,null,null,null,null,null,null,null,null,null,{"$f":"IF(OR(INDIRECT($BK$63&ROW())=\"\",INDIRECT($BK$63&ROW())=\"―\"),0,1)","v":0},null,null,null,6,null,"燃料転換",null,null,null,"ボイラーの燃料転換",null,null,null,null,null,null,null,null,null,null,null,null,null,null,null,null,null,null,null,"○",null,"国(SHIFT)",null,null,null,null,"令和6年9月",null,null,null,200,null,null,"",null,null,200,null,null,200,null,null,200,null,null,200,null,null,null,null,null,null,null,null,null,null,null,null,null,null,null,null,null,null,null,null,null,null,null,"",{"$f":"IF($C35=\"\",\"\",IFERROR(INDIRECT(\"'\"&$EP$9&$C35&\"'!J81\"),\"―\"))","v":""},{"$f":"IF(AQ35=\"\",\"\",$EQ35)","v":""},{"$f":"IF(AT35=\"\",\"\",$EQ35)","v":""},{"$f":"IF(AW35=\"\",\"\",$EQ35)","v":""},{"$f":"IF(AZ35=\"\",\"\",$EQ35)","v":""},{"$f":"IF(BC35=\"\",\"\",$EQ35)","v":""},{"$f":"IF(AC35=\"\",\"\",AC35)","v":""}]
[null,null,null,null,{"$f":"IF($C36=\"\",\"\",IFERROR(IF(INDIRECT(\"'\"&$EP$9&$C36&\"'!C9\")=\"\",\"\",INDIRECT(\"'\"&$EP$9&$C36&\"'!C9\")),\"―\"))","v":""},null,null,null,{"$f":"IF($C36=\"\",\"\",IFERROR(IF(INDIRECT(\"'\"&$EP$9&$C36&\"'!G9\")=\"\",\"\",INDIRECT(\"'\"&$EP$9&$C36&\"'!G9\")),\"―\"))","v":""},null,null,null,null,null,null,null,null,null,null,null,null,null,null,null,null,null,null,null,null,null,{"$f":"IF($C36=\"\",\"\",IFERROR(IF(INDIRECT(\"'\"&$EP$9&$C36&\"'!B294\")=\"\",\"\",INDIRECT(\"'\"&$EP$9&$C36&\"'!B294\")),\"―\"))","v":""},null,null,null,null,"",null,null,null,{"$f":"IF($C36=\"\",\"\",IFERROR(INDIRECT(\"'\"&$EP$9&$C36&\"'!J75\"),\"―\"))","v":""},null,null,{"$f":"IF($C36=\"\",\"\",IFERROR(IF(INDIRECT(\"'\"&$EP$9&$C36&\"'!R278\")=\"\",\"\",INDIRECT(\"'\"&$EP$9&$C36&\"'!R278\")),\"―\"))","v":""},null,null,{"$f":"IF($C36=\"\",\"\",IFERROR(IF(INDIRECT(\"'\"&$EP$9&$C36&\"'!V278\")=\"\",\"\",INDIRECT(\"'\"&$EP$9&$C36&\"'!V278\")),\"―\"))","v":""},null,null,{"$f":"IF($C36=\"\",\"\",IFERROR(IF(INDIRECT(\"'\"&$EP$9&$C36&\"'!Z278\")=\"\",\"\",INDIRECT(\"'\"&$EP$9&$C36&\"'!Z278\")),\"―\"))","v":""},null,null,{"$f":"IF($C36=\"\",\"\",IFERROR(IF(INDIRECT(\"'\"&$EP$9&$C36&\"'!AD278\")=\"\",\"\",INDIRECT(\"'\"&$EP$9&$C36&\"'!AD278\")),\"―\"))","v":""},null,null,{"$f":"IF($C36=\"\",\"\",IFERROR(IF(INDIRECT(\"'\"&$EP$9&$C36&\"'!AH278\")=\"\",\"\",INDIRECT(\"'\"&$EP$9&$C36&\"'!AH278\")),\"―\"))","v":""},null,null,null,null,null,null,null,null,null,null,0,null,null,null,7,null,"電力低炭素化",null,null,null,"太陽光発電システムの設置",null,null,null,null,null,null,null,null,null,null,null,null,null,null,null,null,null,null,null,null,null,"地方\n自治体",null,null,null,null,"令和7年12月",null,null,null,66,null,null,"",null,null,"",null,null,"",null,null,66,null,null,66,null,null,null,null,null,null,null,null,null,null,null,null,null,null,null,null,null,null,null,null,null,null,null,"",{"$f":"IF($C36=\"\",\"\",IFERROR(INDIRECT(\"'\"&$EP$9&$C36&\"'!J81\"),\"―\"))","v":""},{"$f":"IF(AQ36=\"\",\"\",$EQ36)","v":""},{"$f":"IF(AT36=\"\",\"\",$EQ36)","v":""},{"$f":"IF(AW36=\"\",\"\",$EQ36)","v":""},{"$f":"IF(AZ36=\"\",\"\",$EQ36)","v":""},{"$f":"IF(BC36=\"\",\"\",$EQ36)","v":""},""]
[null,null,null,null,{"$f":"IF($C37=\"\",\"\",IFERROR(IF(INDIRECT(\"'\"&$EP$9&$C37&\"'!C9\")=\"\",\"\",INDIRECT(\"'\"&$EP$9&$C37&\"'!C9\")),\"―\"))","v":""},null,null,null,{"$f":"IF($C37=\"\",\"\",IFERROR(IF(INDIRECT(\"'\"&$EP$9&$C37&\"'!G9\")=\"\",\"\",INDIRECT(\"'\"&$EP$9&$C37&\"'!G9\")),\"―\"))","v":""},null,null,null,null,null,null,null,null,null,null,null,null,null,null,null,null,null,null,null,null,null,{"$f":"IF($C37=\"\",\"\",IFERROR(IF(INDIRECT(\"'\"&$EP$9&$C37&\"'!B294\")=\"\",\"\",INDIRECT(\"'\"&$EP$9&$C37&\"'!B294\")),\"―\"))","v":""},null,null,null,null,"",null,null,null,{"$f":"IF($C37=\"\",\"\",IFERROR(INDIRECT(\"'\"&$EP$9&$C37&\"'!J75\"),\"―\"))","v":""},null,null,{"$f":"IF($C37=\"\",\"\",IFERROR(IF(INDIRECT(\"'\"&$EP$9&$C37&\"'!R278\")=\"\",\"\",INDIRECT(\"'\"&$EP$9&$C37&\"'!R278\")),\"―\"))","v":""},null,null,{"$f":"IF($C37=\"\",\"\",IFERROR(IF(INDIRECT(\"'\"&$EP$9&$C37&\"'!V278\")=\"\",\"\",INDIRECT(\"'\"&$EP$9&$C37&\"'!V278\")),\"―\"))","v":""},null,null,{"$f":"IF($C37=\"\",\"\",IFERROR(IF(INDIRECT(\"'\"&$EP$9&$C37&\"'!Z278\")=\"\",\"\",INDIRECT(\"'\"&$EP$9&$C37&\"'!Z278\")),\"―\"))","v":""},null,null,{"$f":"IF($C37=\"\",\"\",IFERROR(IF(INDIRECT(\"'\"&$EP$9&$C37&\"'!AD278\")=\"\",\"\",INDIRECT(\"'\"&$EP$9&$C37&\"'!AD278\")),\"―\"))","v":""},null,null,{"$f":"IF($C37=\"\",\"\",IFERROR(IF(INDIRECT(\"'\"&$EP$9&$C37&\"'!AH278\")=\"\",\"\",INDIRECT(\"'\"&$EP$9&$C37&\"'!AH278\")),\"―\"))","v":""},null,null,null,null,null,null,null,null,null,null,0,null,null,null,null,null,"",null,null,null,"",null,null,null,null,null,null,null,null,null,null,null,null,null,null,null,null,null,null,null,null,null,null,null,null,null,null,"",null,null,null,"",null,null,null,null,null,null,null,null,"",null,null,"",null,null,"",null,null,null,null,null,null,null,null,null,null,null,null,null,null,null,null,null,null,null,null,null,null,null,"",{"$f":"IF($C37=\"\",\"\",IFERROR(INDIRECT(\"'\"&$EP$9&$C37&\"'!J81\"),\"―\"))","v":""},{"$f":"IF(AQ37=\"\",\"\",$EQ37)","v":""},{"$f":"IF(AT37=\"\",\"\",$EQ37)","v":""},{"$f":"IF(AW37=\"\",\"\",$EQ37)","v":""},{"$f":"IF(AZ37=\"\",\"\",$EQ37)","v":""},{"$f":"IF(BC37=\"\",\"\",$EQ37)","v":""},""]
[null,"脱炭素化：低炭素系統電力への変更",null,null,null,null,null,null,null,null,null,null,null,null,null,null,null,null,null,null,null,null,null,null,null,null,null,null,null,null,null,null,null,null,null,null,null,null,null,null,null,null,null,null,null,null,null,null,null,null,null,null,null,null,null,null,null,null,null,null,null,null,null,null,null,null,null,null,"脱炭素化／低炭素系統電力への変更",null,null,null,null,null,null,null,null,null,null,null,null,null,null,null,null,null,null,null,null,null,null,null,null,null,null,null,null,null,null,null,null,null,null,null,null,null,null,null,null,null,null,null,null,null,null,null,null,null,null,null,null,null,null,null,null,null,null,null,null,null,null,null,null,null,null,null,null,null,null,null,null,null,null,null,null,"低炭素電力への切り替え"]
[null,null,null,null,{"$f":"IF($C39=\"\",\"\",IFERROR(IF(INDIRECT(\"'\"&$EP$9&$C39&\"'!C9\")=\"\",\"\",INDIRECT(\"'\"&$EP$9&$C39&\"'!C9\")),\"―\"))","v":""},null,null,null,{"$f":"IF($C39=\"\",\"\",IFERROR(IF(INDIRECT(\"'\"&$EP$9&$C39&\"'!G9\")=\"\",\"\",INDIRECT(\"'\"&$EP$9&$C39&\"'!G9\")),\"―\"))","v":""},null,null,null,null,null,null,null,null,null,null,null,null,null,null,null,null,null,null,null,null,null,{"$f":"IF($C39=\"\",\"\",IFERROR(IF(INDIRECT(\"'\"&$EP$9&$C39&\"'!B294\")=\"\",\"\",INDIRECT(\"'\"&$EP$9&$C39&\"'!B294\")),\"―\"))","v":""},null,null,null,null,{"$f":"IF($C39=\"\",\"\",IFERROR(IF(INDIRECT(\"'\"&$EP$9&$C39&\"'!F271\")=\"\",\"\",INDIRECT(\"'\"&$EP$9&$C39&\"'!F271\")),\"―\"))&IF($C39=\"\",\"\",IFERROR(IF(INDIRECT(\"'\"&$EP$9&$C39&\"'!I271\")=\"\",\"\",INDIRECT(\"'\"&$EP$9&$C39&\"'!I271\")),\"―\"))","v":""},null,null,null,{"$f":"IF($C39=\"\",\"\",IFERROR(INDIRECT(\"'\"&$EP$9&$C39&\"'!J75\"),\"―\"))","v":""},null,null,{"$f":"IF($C39=\"\",\"\",IFERROR(IF(INDIRECT(\"'\"&$EP$9&$C39&\"'!R278\")=\"\",\"\",INDIRECT(\"'\"&$EP$9&$C39&\"'!R278\")),\"―\"))","v":""},null,null,{"$f":"IF($C39=\"\",\"\",IFERROR(IF(INDIRECT(\"'\"&$EP$9&$C39&\"'!V278\")=\"\",\"\",INDIRECT(\"'\"&$EP$9&$C39&\"'!V278\")),\"―\"))","v":""},null,null,{"$f":"IF($C39=\"\",\"\",IFERROR(IF(INDIRECT(\"'\"&$EP$9&$C39&\"'!Z278\")=\"\",\"\",INDIRECT(\"'\"&$EP$9&$C39&\"'!Z278\")),\"―\"))","v":""},null,null,{"$f":"IF($C39=\"\",\"\",IFERROR(IF(INDIRECT(\"'\"&$EP$9&$C39&\"'!AD278\")=\"\",\"\",INDIRECT(\"'\"&$EP$9&$C39&\"'!AD278\")),\"―\"))","v":""},null,null,{"$f":"IF($C39=\"\",\"\",IFERROR(IF(INDIRECT(\"'\"&$EP$9&$C39&\"'!AH278\")=\"\",\"\",INDIRECT(\"'\"&$EP$9&$C39&\"'!AH278\")),\"―\"))","v":""},null,null,null,null,null,null,null,null,null,null,{"$f":"IF(OR(INDIRECT($BK$63&ROW())=\"\",INDIRECT($BK$63&ROW())=\"―\"),0,1)","v":0},null,null,null,8,null,"電力低炭素化",null,null,null,"電力供給会社の変更",null,null,null,null,null,null,null,null,null,null,null,null,null,null,null,null,null,null,null,null,null,"予定なし",null,null,null,null,"令和9年2月",null,null,null,140,null,null,"",null,null,"",null,null,"",null,null,140,null,null,140,null,null,null,null,null,null,null,null,null,null,null,null,null,null,null,null,null,null,null,null,null,null,null,{"$f":"IF(C39=\"\",\"\",C39)","v":""},{"$f":"IF($C39=\"\",\"\",IFERROR(INDIRECT(\"'\"&$EP$9&$C39&\"'!J81\"),\"―\"))","v":""},{"$f":"IF(AQ39=\"\",\"\",$EQ39)","v":""},{"$f":"IF(AT39=\"\",\"\",$EQ39)","v":""},{"$f":"IF(AW39=\"\",\"\",$EQ39)","v":""},{"$f":"IF(AZ39=\"\",\"\",$EQ39)","v":""},{"$f":"IF(BC39=\"\",\"\",$EQ39)","v":""},""]
[null,null,null,null,{"$f":"IF($C40=\"\",\"\",IFERROR(IF(INDIRECT(\"'\"&$EP$9&$C40&\"'!C9\")=\"\",\"\",INDIRECT(\"'\"&$EP$9&$C40&\"'!C9\")),\"―\"))","v":""},null,null,null,{"$f":"IF($C40=\"\",\"\",IFERROR(IF(INDIRECT(\"'\"&$EP$9&$C40&\"'!G9\")=\"\",\"\",INDIRECT(\"'\"&$EP$9&$C40&\"'!G9\")),\"―\"))","v":""},null,null,null,null,null,null,null,null,null,null,null,null,null,null,null,null,null,null,null,null,null,{"$f":"IF($C40=\"\",\"\",IFERROR(IF(INDIRECT(\"'\"&$EP$9&$C40&\"'!B294\")=\"\",\"\",INDIRECT(\"'\"&$EP$9&$C40&\"'!B294\")),\"―\"))","v":""},null,null,null,null,{"$f":"IF($C40=\"\",\"\",IFERROR(IF(INDIRECT(\"'\"&$EP$9&$C40&\"'!F271\")=\"\",\"\",INDIRECT(\"'\"&$EP$9&$C40&\"'!F271\")),\"―\"))&IF($C40=\"\",\"\",IFERROR(IF(INDIRECT(\"'\"&$EP$9&$C40&\"'!I271\")=\"\",\"\",INDIRECT(\"'\"&$EP$9&$C40&\"'!I271\")),\"―\"))","v":""},null,null,null,{"$f":"IF($C40=\"\",\"\",IFERROR(INDIRECT(\"'\"&$EP$9&$C40&\"'!J75\"),\"―\"))","v":""},null,null,{"$f":"IF($C40=\"\",\"\",IFERROR(IF(INDIRECT(\"'\"&$EP$9&$C40&\"'!R278\")=\"\",\"\",INDIRECT(\"'\"&$EP$9&$C40&\"'!R278\")),\"―\"))","v":""},null,null,{"$f":"IF($C40=\"\",\"\",IFERROR(IF(INDIRECT(\"'\"&$EP$9&$C40&\"'!V278\")=\"\",\"\",INDIRECT(\"'\"&$EP$9&$C40&\"'!V278\")),\"―\"))","v":""},null,null,{"$f":"IF($C40=\"\",\"\",IFERROR(IF(INDIRECT(\"'\"&$EP$9&$C40&\"'!Z278\")=\"\",\"\",INDIRECT(\"'\"&$EP$9&$C40&\"'!Z278\")),\"―\"))","v":""},null,null,{"$f":"IF($C40=\"\",\"\",IFERROR(IF(INDIRECT(\"'\"&$EP$9&$C40&\"'!AD278\")=\"\",\"\",INDIRECT(\"'\"&$EP$9&$C40&\"'!AD278\")),\"―\"))","v":""},null,null,{"$f":"IF($C40=\"\",\"\",IFERROR(IF(INDIRECT(\"'\"&$EP$9&$C40&\"'!AH278\")=\"\",\"\",INDIRECT(\"'\"&$EP$9&$C40&\"'!AH278\")),\"―\"))","v":""},null,null,null,null,null,null,null,null,null,null,0,null,null,null,null,null,"",null,null,null,"",null,null,null,null,null,null,null,null,null,null,null,null,null,null,null,null,null,null,null,null,null,null,null,null,null,null,null,null,null,null,null,null,null,null,null,null,null,null,null,null,null,null,null,null,null,null,null,null,null,null,null,null,null,null,null,null,null,null,null,null,null,null,null,null,null,null,null,null,null,"",{"$f":"IF($C40=\"\",\"\",IFERROR(INDIRECT(\"'\"&$EP$9&$C40&\"'!J81\"),\"―\"))","v":""},{"$f":"IF(AQ40=\"\",\"\",$EQ40)","v":""},{"$f":"IF(AT40=\"\",\"\",$EQ40)","v":""},{"$f":"IF(AW40=\"\",\"\",$EQ40)","v":""},{"$f":"IF(AZ40=\"\",\"\",$EQ40)","v":""},{"$f":"IF(BC40=\"\",\"\",$EQ40)","v":""},""]
[]
[null,"３．脱炭素化計画（対策別）【2ページ目】",null,null,null,null,null,null,null,null,null,null,null,null,null,null,null,null,null,null,null,null,null,null,null,null,null,null,null,null,null,null,null,null,null,null,null,null,null,null,null,null,null,null,null,null,null,null,null,null,null,null,null,null,null,null,null,null,null,null,null,null,null,null,"（単位：t-CO2/年）"]
[null,"対策の種類\n[対策個票番号]",null,null,null,null,null,null,"対策名称",null,null,null,null,null,null,null,null,null,null,null,null,null,null,null,null,null,null,null,"主要\nシステム\n系統",null,"申請予定\n補助金",null,null,null,null,"対策着手\n時期",null,null,null,"年間CO2\n削減量",null,null,"計画年度・CO2削減量",null,null,null,null,null,null,null,null,null,null,null,null,null,null,"以降の活動予定"]
[null,null,null,null,null,null,null,null,null,null,null,null,null,null,null,null,null,null,null,null,null,null,null,null,null,null,null,null,null,null,null,null,null,null,null,null,null,null,null,null,null,null,{"$f":"IF(AQ24=\"\",\"\",AQ24)","v":""},null,null,{"$f":"IF(AT24=\"\",\"\",AT24)","v":"目標年度"},null,null,{"$f":"IF(AW24=\"\",\"\",AW24)","v":""},null,null,{"$f":"IF(AZ24=\"\",\"\",AZ24)","v":""},null,null,{"$f":"IF(BC24=\"\",\"\",BC24)","v":""}]
[null,null,null,null,null,null,null,null,null,null,null,null,null,null,null,null,null,null,null,null,null,null,null,null,null,null,null,null,null,null,null,null,null,null,null,null,null,null,null,null,null,null,{"$f":"IF(AQ25=\"\",\"\",AQ25)","v":"令和6年度"},null,null,{"$f":"IF(AT25=\"\",\"\",AT25)","v":"令和7年度"},null,null,{"$f":"IF(AW25=\"\",\"\",AW25)","v":"令和8年度"},null,null,{"$f":"IF(AZ25=\"\",\"\",AZ25)","v":"令和9年度"},null,null,{"$f":"IF(BC25=\"\",\"\",BC25)","v":"令和10年度"}]
[null,"省エネルギー"]
[null,null,null,null,{"$f":"IF($C47=\"\",\"\",IFERROR(IF(INDIRECT(\"'\"&$EP$9&$C47&\"'!C9\")=\"\",\"\",INDIRECT(\"'\"&$EP$9&$C47&\"'!C9\")),\"―\"))","v":""},null,null,null,{"$f":"IF($C47=\"\",\"\",IFERROR(IF(INDIRECT(\"'\"&$EP$9&$C47&\"'!G9\")=\"\",\"\",INDIRECT(\"'\"&$EP$9&$C47&\"'!G9\")),\"―\"))","v":""},null,null,null,null,null,null,null,null,null,null,null,null,null,null,null,null,null,null,null,null,null,{"$f":"IF($C47=\"\",\"\",IFERROR(IF(INDIRECT(\"'\"&$EP$9&$C47&\"'!B294\")=\"\",\"\",INDIRECT(\"'\"&$EP$9&$C47&\"'!B294\")),\"―\"))","v":""},null,null,null,null,{"$f":"IF($C47=\"\",\"\",IFERROR(IF(INDIRECT(\"'\"&$EP$9&$C47&\"'!F271\")=\"\",\"\",INDIRECT(\"'\"&$EP$9&$C47&\"'!F271\")),\"―\"))&IF($C47=\"\",\"\",IFERROR(IF(INDIRECT(\"'\"&$EP$9&$C47&\"'!I271\")=\"\",\"\",INDIRECT(\"'\"&$EP$9&$C47&\"'!I271\")),\"―\"))","v":""},null,null,null,{"$f":"IF($C47=\"\",\"\",IFERROR(INDIRECT(\"'\"&$EP$9&$C47&\"'!J75\"),\"―\"))","v":""},null,null,{"$f":"IF($C47=\"\",\"\",IFERROR(IF(INDIRECT(\"'\"&$EP$9&$C47&\"'!R278\")=\"\",\"\",INDIRECT(\"'\"&$EP$9&$C47&\"'!R278\")),\"―\"))","v":""},null,null,{"$f":"IF($C47=\"\",\"\",IFERROR(IF(INDIRECT(\"'\"&$EP$9&$C47&\"'!V278\")=\"\",\"\",INDIRECT(\"'\"&$EP$9&$C47&\"'!V278\")),\"―\"))","v":""},null,null,{"$f":"IF($C47=\"\",\"\",IFERROR(IF(INDIRECT(\"'\"&$EP$9&$C47&\"'!Z278\")=\"\",\"\",INDIRECT(\"'\"&$EP$9&$C47&\"'!Z278\")),\"―\"))","v":""},null,null,{"$f":"IF($C47=\"\",\"\",IFERROR(IF(INDIRECT(\"'\"&$EP$9&$C47&\"'!AD278\")=\"\",\"\",INDIRECT(\"'\"&$EP$9&$C47&\"'!AD278\")),\"―\"))","v":""},null,null,{"$f":"IF($C47=\"\",\"\",IFERROR(IF(INDIRECT(\"'\"&$EP$9&$C47&\"'!AH278\")=\"\",\"\",INDIRECT(\"'\"&$EP$9&$C47&\"'!AH278\")),\"―\"))","v":""},null,null,null,null,null,null,null,null,null,null,{"$f":"IF(OR(INDIRECT($BK$63&ROW())=\"\",INDIRECT($BK$63&ROW())=\"―\"),0,1)","v":0},null,null,null,null,null,null,null,null,null,null,null,null,null,null,null,null,null,null,null,null,null,null,null,null,null,null,null,null,null,null,null,null,null,null,null,null,null,null,null,null,null,null,null,null,null,null,null,null,null,null,null,null,null,null,null,null,null,null,null,null,null,null,null,null,null,null,null,null,null,null,null,null,null,null,null,null,null,null,null,{"$f":"IF(C47=\"\",\"\",C47)","v":""},{"$f":"IF($C47=\"\",\"\",IFERROR(INDIRECT(\"'\"&$EP$9&$C47&\"'!J81\"),\"―\"))","v":""},{"$f":"IF(AQ47=\"\",\"\",$EQ47)","v":""},{"$f":"IF(AT47=\"\",\"\",$EQ47)","v":""},{"$f":"IF(AW47=\"\",\"\",$EQ47)","v":""},{"$f":"IF(AZ47=\"\",\"\",$EQ47)","v":""},{"$f":"IF(BC47=\"\",\"\",$EQ47)","v":""},""]
[null,null,null,null,"",null,null,null,"",null,null,null,null,null,null,null,null,null,null,null,null,null,null,null,null,null,null,null,null,null,"",null,null,null,null,"",null,null,null,"",null,null,"",null,null,"",null,null,"",null,null,"",null,null,"",null,null,null,null,null,null,null,null,null,null,0,null,null,null,null,null,null,null,null,null,null,null,null,null,null,null,null,null,null,null,null,null,null,null,null,null,null,null,null,null,null,null,null,null,null,null,null,null,null,null,null,null,null,null,null,null,null,null,null,null,null,null,null,null,null,null,null,null,null,null,null,null,null,null,null,null,null,null,null,null,null,null,null,null,null,null,null,null,null,null,{"$f":"IF(C48=\"\",\"\",C48)","v":""},"",{"$f":"IF(AQ48=\"\",\"\",$EQ48)","v":""},{"$f":"IF(AT48=\"\",\"\",$EQ48)","v":""},{"$f":"IF(AW48=\"\",\"\",$EQ48)","v":""},{"$f":"IF(AZ48=\"\",\"\",$EQ48)","v":""},{"$f":"IF(BC48=\"\",\"\",$EQ48)","v":""},""]
[null,null,null,null,{"$f":"IF($C49=\"\",\"\",IFERROR(IF(INDIRECT(\"'\"&$EP$9&$C49&\"'!C9\")=\"\",\"\",INDIRECT(\"'\"&$EP$9&$C49&\"'!C9\")),\"―\"))","v":""},null,null,null,"",null,null,null,null,null,null,null,null,null,null,null,null,null,null,null,null,null,null,null,null,null,"",null,null,null,null,"",null,null,null,"",null,null,"",null,null,"",null,null,"",null,null,"",null,null,"",null,null,null,null,null,null,null,null,null,null,0,null,null,null,null,null,null,null,null,null,null,null,null,null,null,null,null,null,null,null,null,null,null,null,null,null,null,null,null,null,null,null,null,null,null,null,null,null,null,null,null,null,null,null,null,null,null,null,null,null,null,null,null,null,null,null,null,null,null,null,null,null,null,null,null,null,null,null,null,null,null,null,null,null,null,null,null,null,null,null,{"$f":"IF(C49=\"\",\"\",C49)","v":""},"",{"$f":"IF(AQ49=\"\",\"\",$EQ49)","v":""},{"$f":"IF(AT49=\"\",\"\",$EQ49)","v":""},{"$f":"IF(AW49=\"\",\"\",$EQ49)","v":""},{"$f":"IF(AZ49=\"\",\"\",$EQ49)","v":""},{"$f":"IF(BC49=\"\",\"\",$EQ49)","v":""},""]
[null,null,null,null,"",null,null,null,"",null,null,null,null,null,null,null,null,null,null,null,null,null,null,null,null,null,null,null,null,null,"",null,null,null,null,"",null,null,null,"",null,null,"",null,null,"",null,null,"",null,null,"",null,null,"",null,null,null,null,null,null,null,null,null,null,0,null,null,null,null,null,null,null,null,null,null,null,null,null,null,null,null,null,null,null,null,null,null,null,null,null,null,null,null,null,null,null,null,null,null,null,null,null,null,null,null,null,null,null,null,null,null,null,null,null,null,null,null,null,null,null,null,null,null,null,null,null,null,null,null,null,null,null,null,null,null,null,null,null,null,null,null,null,null,null,{"$f":"IF(C50=\"\",\"\",C50)","v":""},"",{"$f":"IF(AQ50=\"\",\"\",$EQ50)","v":""},{"$f":"IF(AT50=\"\",\"\",$EQ50)","v":""},{"$f":"IF(AW50=\"\",\"\",$EQ50)","v":""},{"$f":"IF(AZ50=\"\",\"\",$EQ50)","v":""},{"$f":"IF(BC50=\"\",\"\",$EQ50)","v":""},""]
[null,null,null,null,"",null,null,null,"",null,null,null,null,null,null,null,null,null,null,null,null,null,null,null,null,null,null,null,null,null,"",null,null,null,null,"",null,null,null,"",null,null,"",null,null,"",null,null,"",null,null,"",null,null,"",null,null,null,null,null,null,null,null,null,null,0,null,null,null,null,null,null,null,null,null,null,null,null,null,null,null,null,null,null,null,null,null,null,null,null,null,null,null,null,null,null,null,null,null,null,null,null,null,null,null,null,null,null,null,null,null,null,null,null,null,null,null,null,null,null,null,null,null,null,null,null,null,null,null,null,null,null,null,null,null,null,null,null,null,null,null,null,null,null,null,{"$f":"IF(C51=\"\",\"\",C51)","v":""},"",{"$f":"IF(AQ51=\"\",\"\",$EQ51)","v":""},{"$f":"IF(AT51=\"\",\"\",$EQ51)","v":""},{"$f":"IF(AW51=\"\",\"\",$EQ51)","v":""},{"$f":"IF(AZ51=\"\",\"\",$EQ51)","v":""},{"$f":"IF(BC51=\"\",\"\",$EQ51)","v":""},""]
[null,null,null,null,"",null,null,null,"",null,null,null,null,null,null,null,null,null,null,null,null,null,null,null,null,null,null,null,null,null,"",null,null,null,null,"",null,null,null,"",null,null,"",null,null,"",null,null,"",null,null,"",null,null,"",null,null,null,null,null,null,null,null,null,null,0,null,null,null,null,null,null,null,null,null,null,null,null,null,null,null,null,null,null,null,null,null,null,null,null,null,null,null,null,null,null,null,null,null,null,null,null,null,null,null,null,null,null,null,null,null,null,null,null,null,null,null,null,null,null,null,null,null,null,null,null,null,null,null,null,null,null,null,null,null,null,null,null,null,null,null,null,null,null,null,{"$f":"IF(C52=\"\",\"\",C52)","v":""},"",{"$f":"IF(AQ52=\"\",\"\",$EQ52)","v":""},{"$f":"IF(AT52=\"\",\"\",$EQ52)","v":""},{"$f":"IF(AW52=\"\",\"\",$EQ52)","v":""},{"$f":"IF(AZ52=\"\",\"\",$EQ52)","v":""},{"$f":"IF(BC52=\"\",\"\",$EQ52)","v":""},""]
[null,null,null,null,"",null,null,null,"",null,null,null,null,null,null,null,null,null,null,null,null,null,null,null,null,null,null,null,null,null,"",null,null,null,null,"",null,null,null,"",null,null,"",null,null,"",null,null,"",null,null,"",null,null,"",null,null,null,null,null,null,null,null,null,null,0,null,null,null,null,null,null,null,null,null,null,null,null,null,null,null,null,null,null,null,null,null,null,null,null,null,null,null,null,null,null,null,null,null,null,null,null,null,null,null,null,null,null,null,null,null,null,null,null,null,null,null,null,null,null,null,null,null,null,null,null,null,null,null,null,null,null,null,null,null,null,null,null,null,null,null,null,null,null,null,{"$f":"IF(C53=\"\",\"\",C53)","v":""},"",{"$f":"IF(AQ53=\"\",\"\",$EQ53)","v":""},{"$f":"IF(AT53=\"\",\"\",$EQ53)","v":""},{"$f":"IF(AW53=\"\",\"\",$EQ53)","v":""},{"$f":"IF(AZ53=\"\",\"\",$EQ53)","v":""},{"$f":"IF(BC53=\"\",\"\",$EQ53)","v":""},""]
[null,"脱炭素化：燃料低炭素化または電化、太陽光発電等の再生可能エネルギー利用など",null,null,null,null,null,null,null,null,null,null,null,null,null,null,null,null,null,null,null,null,null,null,null,null,null,null,null,null,null,null,null,null,null,null,null,null,null,null,null,null,null,null,null,null,null,null,null,null,null,null,null,null,null,null,null,null,null,null,null,null,null,null,null,null,null,null,null,null,null,null,null,null,null,null,null,null,null,null,null,null,null,null,null,null,null,null,null,null,null,null,null,null,null,null,null,null,null,null,null,null,null,null,null,null,null,null,null,null,null,null,null,null,null,null,null,null,null,null,null,null,null,null,null,null,null,null,null,null,null,null,null,null,null,null,null,null,null,null,null,null,null,null,null,"エネ転"]
[null,null,null,null,{"$f":"IF($C55=\"\",\"\",IFERROR(IF(INDIRECT(\"'\"&$EP$9&$C55&\"'!C9\")=\"\",\"\",INDIRECT(\"'\"&$EP$9&$C55&\"'!C9\")),\"―\"))","v":""},null,null,null,{"$f":"IF($C55=\"\",\"\",IFERROR(IF(INDIRECT(\"'\"&$EP$9&$C55&\"'!G9\")=\"\",\"\",INDIRECT(\"'\"&$EP$9&$C55&\"'!G9\")),\"―\"))","v":""},null,null,null,null,null,null,null,null,null,null,null,null,null,null,null,null,null,null,null,null,null,{"$f":"IF($C55=\"\",\"\",IFERROR(IF(INDIRECT(\"'\"&$EP$9&$C55&\"'!B294\")=\"\",\"\",INDIRECT(\"'\"&$EP$9&$C55&\"'!B294\")),\"―\"))","v":""},null,null,null,null,{"$f":"IF($C55=\"\",\"\",IFERROR(IF(INDIRECT(\"'\"&$EP$9&$C55&\"'!F271\")=\"\",\"\",INDIRECT(\"'\"&$EP$9&$C55&\"'!F271\")),\"―\"))&IF($C55=\"\",\"\",IFERROR(IF(INDIRECT(\"'\"&$EP$9&$C55&\"'!I271\")=\"\",\"\",INDIRECT(\"'\"&$EP$9&$C55&\"'!I271\")),\"―\"))","v":""},null,null,null,{"$f":"IF($C55=\"\",\"\",IFERROR(INDIRECT(\"'\"&$EP$9&$C55&\"'!J75\"),\"―\"))","v":""},null,null,{"$f":"IF($C55=\"\",\"\",IFERROR(IF(INDIRECT(\"'\"&$EP$9&$C55&\"'!R278\")=\"\",\"\",INDIRECT(\"'\"&$EP$9&$C55&\"'!R278\")),\"―\"))","v":""},null,null,{"$f":"IF($C55=\"\",\"\",IFERROR(IF(INDIRECT(\"'\"&$EP$9&$C55&\"'!V278\")=\"\",\"\",INDIRECT(\"'\"&$EP$9&$C55&\"'!V278\")),\"―\"))","v":""},null,null,{"$f":"IF($C55=\"\",\"\",IFERROR(IF(INDIRECT(\"'\"&$EP$9&$C55&\"'!Z278\")=\"\",\"\",INDIRECT(\"'\"&$EP$9&$C55&\"'!Z278\")),\"―\"))","v":""},null,null,{"$f":"IF($C55=\"\",\"\",IFERROR(IF(INDIRECT(\"'\"&$EP$9&$C55&\"'!AD278\")=\"\",\"\",INDIRECT(\"'\"&$EP$9&$C55&\"'!AD278\")),\"―\"))","v":""},null,null,{"$f":"IF($C55=\"\",\"\",IFERROR(IF(INDIRECT(\"'\"&$EP$9&$C55&\"'!AH278\")=\"\",\"\",INDIRECT(\"'\"&$EP$9&$C55&\"'!AH278\")),\"―\"))","v":""},null,null,null,null,null,null,null,null,null,null,{"$f":"IF(OR(INDIRECT($BK$63&ROW())=\"\",INDIRECT($BK$63&ROW())=\"―\"),0,1)","v":0},null,null,null,null,null,null,null,null,null,null,null,null,null,null,null,null,null,null,null,null,null,null,null,null,null,null,null,null,null,null,null,null,null,null,null,null,null,null,null,null,null,null,null,null,null,null,null,null,null,null,null,null,null,null,null,null,null,null,null,null,null,null,null,null,null,null,null,null,null,null,null,null,null,null,null,null,null,null,null,"",{"$f":"IF($C55=\"\",\"\",IFERROR(INDIRECT(\"'\"&$EP$9&$C55&\"'!J81\"),\"―\"))","v":""},{"$f":"IF(AQ55=\"\",\"\",$EQ55)","v":""},{"$f":"IF(AT55=\"\",\"\",$EQ55)","v":""},{"$f":"IF(AW55=\"\",\"\",$EQ55)","v":""},{"$f":"IF(AZ55=\"\",\"\",$EQ55)","v":""},{"$f":"IF(BC55=\"\",\"\",$EQ55)","v":""},""]
[null,null,null,null,{"$f":"IF($C56=\"\",\"\",IFERROR(IF(INDIRECT(\"'\"&$EP$9&$C56&\"'!C9\")=\"\",\"\",INDIRECT(\"'\"&$EP$9&$C56&\"'!C9\")),\"―\"))","v":""},null,null,null,{"$f":"IF($C56=\"\",\"\",IFERROR(IF(INDIRECT(\"'\"&$EP$9&$C56&\"'!G9\")=\"\",\"\",INDIRECT(\"'\"&$EP$9&$C56&\"'!G9\")),\"―\"))","v":""},null,null,null,null,null,null,null,null,null,null,null,null,null,null,null,null,null,null,null,null,null,{"$f":"IF($C56=\"\",\"\",IFERROR(IF(INDIRECT(\"'\"&$EP$9&$C56&\"'!B294\")=\"\",\"\",INDIRECT(\"'\"&$EP$9&$C56&\"'!B294\")),\"―\"))","v":""},null,null,null,null,"",null,null,null,{"$f":"IF($C56=\"\",\"\",IFERROR(INDIRECT(\"'\"&$EP$9&$C56&\"'!J75\"),\"―\"))","v":""},null,null,{"$f":"IF($C56=\"\",\"\",IFERROR(IF(INDIRECT(\"'\"&$EP$9&$C56&\"'!R278\")=\"\",\"\",INDIRECT(\"'\"&$EP$9&$C56&\"'!R278\")),\"―\"))","v":""},null,null,{"$f":"IF($C56=\"\",\"\",IFERROR(IF(INDIRECT(\"'\"&$EP$9&$C56&\"'!V278\")=\"\",\"\",INDIRECT(\"'\"&$EP$9&$C56&\"'!V278\")),\"―\"))","v":""},null,null,{"$f":"IF($C56=\"\",\"\",IFERROR(IF(INDIRECT(\"'\"&$EP$9&$C56&\"'!Z278\")=\"\",\"\",INDIRECT(\"'\"&$EP$9&$C56&\"'!Z278\")),\"―\"))","v":""},null,null,{"$f":"IF($C56=\"\",\"\",IFERROR(IF(INDIRECT(\"'\"&$EP$9&$C56&\"'!AD278\")=\"\",\"\",INDIRECT(\"'\"&$EP$9&$C56&\"'!AD278\")),\"―\"))","v":""},null,null,{"$f":"IF($C56=\"\",\"\",IFERROR(IF(INDIRECT(\"'\"&$EP$9&$C56&\"'!AH278\")=\"\",\"\",INDIRECT(\"'\"&$EP$9&$C56&\"'!AH278\")),\"―\"))","v":""},null,null,null,null,null,null,null,null,null,null,0,null,null,null,null,null,null,null,null,null,null,null,null,null,null,null,null,null,null,null,null,null,null,null,null,null,null,null,null,null,null,null,null,null,null,null,null,null,null,null,null,null,null,null,null,null,null,null,null,null,null,null,null,null,null,null,null,null,null,null,null,null,null,null,null,null,null,null,null,null,null,null,null,null,null,null,null,null,null,null,"",{"$f":"IF($C56=\"\",\"\",IFERROR(INDIRECT(\"'\"&$EP$9&$C56&\"'!J81\"),\"―\"))","v":""},{"$f":"IF(AQ56=\"\",\"\",$EQ56)","v":""},{"$f":"IF(AT56=\"\",\"\",$EQ56)","v":""},{"$f":"IF(AW56=\"\",\"\",$EQ56)","v":""},{"$f":"IF(AZ56=\"\",\"\",$EQ56)","v":""},{"$f":"IF(BC56=\"\",\"\",$EQ56)","v":""},""]
[null,null,null,null,{"$f":"IF($C57=\"\",\"\",IFERROR(IF(INDIRECT(\"'\"&$EP$9&$C57&\"'!C9\")=\"\",\"\",INDIRECT(\"'\"&$EP$9&$C57&\"'!C9\")),\"―\"))","v":""},null,null,null,{"$f":"IF($C57=\"\",\"\",IFERROR(IF(INDIRECT(\"'\"&$EP$9&$C57&\"'!G9\")=\"\",\"\",INDIRECT(\"'\"&$EP$9&$C57&\"'!G9\")),\"―\"))","v":""},null,null,null,null,null,null,null,null,null,null,null,null,null,null,null,null,null,null,null,null,null,{"$f":"IF($C57=\"\",\"\",IFERROR(IF(INDIRECT(\"'\"&$EP$9&$C57&\"'!B294\")=\"\",\"\",INDIRECT(\"'\"&$EP$9&$C57&\"'!B294\")),\"―\"))","v":""},null,null,null,null,"",null,null,null,{"$f":"IF($C57=\"\",\"\",IFERROR(INDIRECT(\"'\"&$EP$9&$C57&\"'!J75\"),\"―\"))","v":""},null,null,{"$f":"IF($C57=\"\",\"\",IFERROR(IF(INDIRECT(\"'\"&$EP$9&$C57&\"'!R278\")=\"\",\"\",INDIRECT(\"'\"&$EP$9&$C57&\"'!R278\")),\"―\"))","v":""},null,null,{"$f":"IF($C57=\"\",\"\",IFERROR(IF(INDIRECT(\"'\"&$EP$9&$C57&\"'!V278\")=\"\",\"\",INDIRECT(\"'\"&$EP$9&$C57&\"'!V278\")),\"―\"))","v":""},null,null,{"$f":"IF($C57=\"\",\"\",IFERROR(IF(INDIRECT(\"'\"&$EP$9&$C57&\"'!Z278\")=\"\",\"\",INDIRECT(\"'\"&$EP$9&$C57&\"'!Z278\")),\"―\"))","v":""},null,null,{"$f":"IF($C57=\"\",\"\",IFERROR(IF(INDIRECT(\"'\"&$EP$9&$C57&\"'!AD278\")=\"\",\"\",INDIRECT(\"'\"&$EP$9&$C57&\"'!AD278\")),\"―\"))","v":""},null,null,{"$f":"IF($C57=\"\",\"\",IFERROR(IF(INDIRECT(\"'\"&$EP$9&$C57&\"'!AH278\")=\"\",\"\",INDIRECT(\"'\"&$EP$9&$C57&\"'!AH278\")),\"―\"))","v":""},null,null,null,null,null,null,null,null,null,null,0,null,null,null,null,null,null,null,null,null,null,null,null,null,null,null,null,null,null,null,null,null,null,null,null,null,null,null,null,null,null,null,null,null,null,null,null,null,null,null,null,null,null,null,null,null,null,null,null,null,null,null,null,null,null,null,null,null,null,null,null,null,null,null,null,null,null,null,null,null,null,null,null,null,null,null,null,null,null,null,"",{"$f":"IF($C57=\"\",\"\",IFERROR(INDIRECT(\"'\"&$EP$9&$C57&\"'!J81\"),\"―\"))","v":""},{"$f":"IF(AQ57=\"\",\"\",$EQ57)","v":""},{"$f":"IF(AT57=\"\",\"\",$EQ57)","v":""},{"$f":"IF(AW57=\"\",\"\",$EQ57)","v":""},{"$f":"IF(AZ57=\"\",\"\",$EQ57)","v":""},{"$f":"IF(BC57=\"\",\"\",$EQ57)","v":""},""]
[null,"脱炭素化：低炭素系統電力への変更",null,null,null,null,null,null,null,null,null,null,null,null,null,null,null,null,null,null,null,null,null,null,null,null,null,null,null,null,null,null,null,null,null,null,null,null,null,null,null,null,null,null,null,null,null,null,null,null,null,null,null,null,null,null,null,null,null,null,null,null,null,null,null,null,null,null,null,null,"※「4.脱炭素化指標」及び「5.CO2削減量の分類」に関する注記\n\n「4.脱炭素化指標」及び「5.CO2削減量の分類」は、SHIFT設備更新補助申請の申請／採択に必要な数値を示しています。",null,null,null,null,null,null,null,null,null,null,null,null,null,null,null,null,null,null,null,null,null,null,null,null,null,null,null,null,null,null,null,null,null,null,null,null,null,null,null,null,null,null,null,null,null,null,null,null,null,null,null,null,null,null,null,null,null,null,null,null,null,null,null,null,null,null,null,null,null,null,null,null,null,null,"低炭素電力への切り替え"]
[null,null,null,null,{"$f":"IF($C59=\"\",\"\",IFERROR(IF(INDIRECT(\"'\"&$EP$9&$C59&\"'!C9\")=\"\",\"\",INDIRECT(\"'\"&$EP$9&$C59&\"'!C9\")),\"―\"))","v":""},null,null,null,{"$f":"IF($C59=\"\",\"\",IFERROR(IF(INDIRECT(\"'\"&$EP$9&$C59&\"'!G9\")=\"\",\"\",INDIRECT(\"'\"&$EP$9&$C59&\"'!G9\")),\"―\"))","v":""},null,null,null,null,null,null,null,null,null,null,null,null,null,null,null,null,null,null,null,null,null,{"$f":"IF($C59=\"\",\"\",IFERROR(IF(INDIRECT(\"'\"&$EP$9&$C59&\"'!B294\")=\"\",\"\",INDIRECT(\"'\"&$EP$9&$C59&\"'!B294\")),\"―\"))","v":""},null,null,null,null,{"$f":"IF($C59=\"\",\"\",IFERROR(IF(INDIRECT(\"'\"&$EP$9&$C59&\"'!F271\")=\"\",\"\",INDIRECT(\"'\"&$EP$9&$C59&\"'!F271\")),\"―\"))&IF($C59=\"\",\"\",IFERROR(IF(INDIRECT(\"'\"&$EP$9&$C59&\"'!I271\")=\"\",\"\",INDIRECT(\"'\"&$EP$9&$C59&\"'!I271\")),\"―\"))","v":""},null,null,null,{"$f":"IF($C59=\"\",\"\",IFERROR(INDIRECT(\"'\"&$EP$9&$C59&\"'!J75\"),\"―\"))","v":""},null,null,{"$f":"IF($C59=\"\",\"\",IFERROR(IF(INDIRECT(\"'\"&$EP$9&$C59&\"'!R278\")=\"\",\"\",INDIRECT(\"'\"&$EP$9&$C59&\"'!R278\")),\"―\"))","v":""},null,null,{"$f":"IF($C59=\"\",\"\",IFERROR(IF(INDIRECT(\"'\"&$EP$9&$C59&\"'!V278\")=\"\",\"\",INDIRECT(\"'\"&$EP$9&$C59&\"'!V278\")),\"―\"))","v":""},null,null,{"$f":"IF($C59=\"\",\"\",IFERROR(IF(INDIRECT(\"'\"&$EP$9&$C59&\"'!Z278\")=\"\",\"\",INDIRECT(\"'\"&$EP$9&$C59&\"'!Z278\")),\"―\"))","v":""},null,null,{"$f":"IF($C59=\"\",\"\",IFERROR(IF(INDIRECT(\"'\"&$EP$9&$C59&\"'!AD278\")=\"\",\"\",INDIRECT(\"'\"&$EP$9&$C59&\"'!AD278\")),\"―\"))","v":""},null,null,{"$f":"IF($C59=\"\",\"\",IFERROR(IF(INDIRECT(\"'\"&$EP$9&$C59&\"'!AH278\")=\"\",\"\",INDIRECT(\"'\"&$EP$9&$C59&\"'!AH278\")),\"―\"))","v":""},null,null,null,null,null,null,null,null,null,null,{"$f":"IF(OR(INDIRECT($BK$63&ROW())=\"\",INDIRECT($BK$63&ROW())=\"―\"),0,1)","v":0},null,null,null,null,null,null,null,null,null,null,null,null,null,null,null,null,null,null,null,null,null,null,null,null,null,null,null,null,null,null,null,null,null,null,null,null,null,null,null,null,null,null,null,null,null,null,null,null,null,null,null,null,null,null,null,null,null,null,null,null,null,null,null,null,null,null,null,null,null,null,null,null,null,null,null,null,null,null,null,{"$f":"IF(C59=\"\",\"\",C59)","v":""},{"$f":"IF($C59=\"\",\"\",IFERROR(INDIRECT(\"'\"&$EP$9&$C59&\"'!J81\"),\"―\"))","v":""},{"$f":"IF(AQ59=\"\",\"\",$EQ59)","v":""},{"$f":"IF(AT59=\"\",\"\",$EQ59)","v":""},{"$f":"IF(AW59=\"\",\"\",$EQ59)","v":""},{"$f":"IF(AZ59=\"\",\"\",$EQ59)","v":""},{"$f":"IF(BC59=\"\",\"\",$EQ59)","v":""},""]
[null,null,null,null,{"$f":"IF($C60=\"\",\"\",IFERROR(IF(INDIRECT(\"'\"&$EP$9&$C60&\"'!C9\")=\"\",\"\",INDIRECT(\"'\"&$EP$9&$C60&\"'!C9\")),\"―\"))","v":""},null,null,null,{"$f":"IF($C60=\"\",\"\",IFERROR(IF(INDIRECT(\"'\"&$EP$9&$C60&\"'!G9\")=\"\",\"\",INDIRECT(\"'\"&$EP$9&$C60&\"'!G9\")),\"―\"))","v":""},null,null,null,null,null,null,null,null,null,null,null,null,null,null,null,null,null,null,null,null,null,{"$f":"IF($C60=\"\",\"\",IFERROR(IF(INDIRECT(\"'\"&$EP$9&$C60&\"'!B294\")=\"\",\"\",INDIRECT(\"'\"&$EP$9&$C60&\"'!B294\")),\"―\"))","v":""},null,null,null,null,"",null,null,null,{"$f":"IF($C60=\"\",\"\",IFERROR(INDIRECT(\"'\"&$EP$9&$C60&\"'!J75\"),\"―\"))","v":""},null,null,{"$f":"IF($C60=\"\",\"\",IFERROR(IF(INDIRECT(\"'\"&$EP$9&$C60&\"'!R278\")=\"\",\"\",INDIRECT(\"'\"&$EP$9&$C60&\"'!R278\")),\"―\"))","v":""},null,null,{"$f":"IF($C60=\"\",\"\",IFERROR(IF(INDIRECT(\"'\"&$EP$9&$C60&\"'!V278\")=\"\",\"\",INDIRECT(\"'\"&$EP$9&$C60&\"'!V278\")),\"―\"))","v":""},null,null,{"$f":"IF($C60=\"\",\"\",IFERROR(IF(INDIRECT(\"'\"&$EP$9&$C60&\"'!Z278\")=\"\",\"\",INDIRECT(\"'\"&$EP$9&$C60&\"'!Z278\")),\"―\"))","v":""},null,null,{"$f":"IF($C60=\"\",\"\",IFERROR(IF(INDIRECT(\"'\"&$EP$9&$C60&\"'!AD278\")=\"\",\"\",INDIRECT(\"'\"&$EP$9&$C60&\"'!AD278\")),\"―\"))","v":""},null,null,{"$f":"IF($C60=\"\",\"\",IFERROR(IF(INDIRECT(\"'\"&$EP$9&$C60&\"'!AH278\")=\"\",\"\",INDIRECT(\"'\"&$EP$9&$C60&\"'!AH278\")),\"―\"))","v":""},null,null,null,null,null,null,null,null,null,null,0,null,null,null,null,null,null,null,null,null,null,null,null,null,null,null,null,null,null,null,null,null,null,null,null,null,null,null,null,null,null,null,null,null,null,null,null,null,null,null,null,null,null,null,null,null,null,null,null,null,null,null,null,null,null,null,null,null,null,null,null,null,null,null,null,null,null,null,null,null,null,null,null,null,null,null,null,null,null,null,"",{"$f":"IF($C60=\"\",\"\",IFERROR(INDIRECT(\"'\"&$EP$9&$C60&\"'!J81\"),\"―\"))","v":""},{"$f":"IF(AQ60=\"\",\"\",$EQ60)","v":""},{"$f":"IF(AT60=\"\",\"\",$EQ60)","v":""},{"$f":"IF(AW60=\"\",\"\",$EQ60)","v":""},{"$f":"IF(AZ60=\"\",\"\",$EQ60)","v":""},{"$f":"IF(BC60=\"\",\"\",$EQ60)","v":""},""]
[]
[null,"４．脱炭素化指標（低炭素系統電力への変更による効果を除く）",null,null,null,null,null,null,null,null,null,null,null,null,null,null,null,null,null,null,null,null,null,null,null,null,null,null,null,null,null,null,null,null,null,null,null,null,null,null,null,"５．CO2削減量の分類（低炭素系統電力への変更による効果を除く）",null,null,null,null,null,null,null,null,null,null,null,null,null,null,null,null,null,null,null,null,null,null,null,null,null,null,"４．脱炭素化指標（低炭素系統電力への変更による効果を除く）",null,null,null,null,null,null,null,null,null,null,null,null,null,null,null,null,null,null,null,null,null,null,null,null,null,null,null,null,null,null,null,null,null,null,null,null,null,null,null,"５．CO2削減量の分類（低炭素系統電力への変更による効果を除く）"]
[null,"対象範囲",null,null,null,null,null,null,null,null,null,null,null,null,null,null,"基準年度",null,null,null,{"$f":"IF($AQ$24=\"\",\"\",$AQ$24)","v":""},null,null,null,{"$f":"IF($AT$24=\"\",\"\",$AT$24)","v":"目標年度"},null,null,null,{"$f":"IF($AW$24=\"\",\"\",$AW$24)","v":""},null,null,null,{"$f":"IF($AZ$24=\"\",\"\",$AZ$24)","v":""},null,null,null,{"$f":"IF($BC$24=\"\",\"\",$BC$24)","v":""},null,null,null,null,"対象範囲",null,null,null,null,null,null,null,null,null,null,null,null,null,null,null,null,null,null,null,null,{"$f":"IF($AQ$44<>\"\",\"AQ\",IF($AT$44<>\"\",\"AT\",IF($AW$44<>\"\",\"AW\",IF($AZ$44<>\"\",\"AZ\",\"BC\"))))","v":"AT"},null,null,null,null,null,"対象範囲",null,null,null,null,null,null,null,null,null,null,null,null,null,null,"基準年度",null,null,null,"",null,null,null,"目標年度",null,null,null,"",null,null,null,"",null,null,null,null,null,null,null,null,"対象範囲",null,null,null,null,null,null,null,null,null,null,null,null,null,null,null,null,null,null,null,null,"BC"]
[null,null,null,null,null,null,null,null,null,null,null,null,null,null,null,null,null,null,null,null,{"$f":"IF($AQ$25=\"\",\"\",$AQ$25)","v":"令和6年度"},null,null,null,{"$f":"IF($AT$25=\"\",\"\",$AT$25)","v":"令和7年度"},null,null,null,{"$f":"IF($AW$25=\"\",\"\",$AW$25)","v":"令和8年度"},null,null,null,{"$f":"IF($AZ$25=\"\",\"\",$AZ$25)","v":"令和9年度"},null,null,null,{"$f":"IF($BC$25=\"\",\"\",$BC$25)","v":"令和10年度"},null,null,null,null,null,null,null,null,null,null,null,null,null,null,null,null,null,null,null,null,null,null,null,null,null,null,null,null,null,null,null,null,null,null,null,null,null,null,null,null,null,null,null,null,null,null,null,null,null,null,"令和5年度",null,null,null,"令和6年度",null,null,null,"令和7年度",null,null,null,"令和8年度",null,null,null,"令和9年度"]
[null,"工場\n・\n事業場\n全体",null,null,"CO2排出量(h)\n(t-CO2)",null,null,null,null,"対策なし",null,null,null,null,null,null,{"$f":"IF(Q11=\"\",\"\",Q11)","v":4379.9200666666666},null,null,null,{"$f":"IF(U11=\"\",\"\",U11)","v":4379.9200666666666},null,null,null,{"$f":"IF(Y11=\"\",\"\",Y11)","v":4379.9200666666666},null,null,null,{"$f":"IF(AC11=\"\",\"\",AC11)","v":4379.9200666666666},null,null,null,{"$f":"IF(AG11=\"\",\"\",AG11)","v":4379.9200666666666},null,null,null,{"$f":"IF(AK11=\"\",\"\",AK11)","v":4379.9200666666666},null,null,null,null,"工場・事業場\n全体",null,null,null,null,"基準年度CO2排出量の10%値",null,null,null,null,null,null,null,null,null,null,null,{"$f":"IF($Q$11=\"\",\"\",$Q$11*0.1)","v":437.99200666666667},null,null,null,"tCO2/年",null,null,null,null,null,"工場\n・\n事業場\n全体",null,null,"CO2排出量(h)\n(t-CO2)",null,null,null,null,"対策なし",null,null,null,null,null,null,1200,null,null,null,1201,null,null,null,1202,null,null,null,1203,null,null,null,1204,null,null,null,1205,null,null,null,null,"工場・事業場\n全体",null,null,null,null,"基準年度CO2排出量の10%値",null,null,null,null,null,null,null,null,null,null,null,120,null,null,null,"tCO2/年"]
[null,null,null,null,null,null,null,null,null,"対策による削減効果",null,null,null,null,null,null,"―",null,null,null,{"$f":"IF(U12=\"\",\"\",U12)","v":0},null,null,null,{"$f":"IF(Y12=\"\",\"\",Y12)","v":0},null,null,null,{"$f":"IF(AC12=\"\",\"\",AC12)","v":0},null,null,null,{"$f":"IF(AG12=\"\",\"\",AG12)","v":0},null,null,null,{"$f":"IF(AK12=\"\",\"\",AK12)","v":0},null,null,null,null,null,null,null,null,null,"目標年度","更新設備分CO2削減量※1",null,null,null,null,null,null,null,null,null,null,{"$f":"SUMIFS(INDIRECT($BK$63&\"27:\"&$BK$63&\"37\"),$AE$27:$AE$37,\"*SHIFT*\")+SUMIFS(INDIRECT($BK$63&\"47:\"&$BK$63&\"57\"),$AE$47:$AE$57,\"*SHIFT*\")","v":0},null,null,null,"tCO2/年",null,null,null,null,null,null,null,null,null,null,null,null,null,"対策による削減効果",null,null,null,null,null,null,"―",null,null,null,0,null,null,null,52,null,null,null,503,null,null,null,569,null,null,null,569,null,null,null,null,null,null,null,null,null,"目標年度","更新設備分CO2削減量※1",null,null,null,null,null,null,null,null,null,null,405,null,null,null,"tCO2/年"]
[null,null,null,null,null,null,null,null,null,"対策後",null,null,null,null,null,null,"―",null,null,null,{"$f":"IF(U13=\"\",\"\",U13)","v":4379.9200666666666},null,null,null,{"$f":"IF(Y13=\"\",\"\",Y13)","v":4379.9200666666666},null,null,null,{"$f":"IF(AC13=\"\",\"\",AC13)","v":4379.9200666666666},null,null,null,{"$f":"IF(AG13=\"\",\"\",AG13)","v":4379.9200666666666},null,null,null,{"$f":"IF(AK13=\"\",\"\",AK13)","v":4379.9200666666666},null,null,null,null,null,null,null,null,null,null,"自主的削減対策分CO2削減量※2",null,null,null,null,null,null,null,null,null,null,{"$f":"SUM(INDIRECT($BK$63&\"27:\"&$BK$63&\"37\"))+SUM(INDIRECT($BK$63&\"47:\"&$BK$63&\"57\"))-BG66","v":0},null,null,null,"tCO2/年",null,null,null,null,null,null,null,null,null,null,null,null,null,"対策後",null,null,null,null,null,null,"―",null,null,null,1201,null,null,null,1150,null,null,null,700,null,null,null,635,null,null,null,636,null,null,null,null,null,null,null,null,null,null,"自主的削減対策分CO2削減量※2",null,null,null,null,null,null,null,null,null,null,164,null,null,null,"tCO2/年"]
[null,null,null,null,"エネルギー\n使用量(i)\n(GJ換算値)",null,null,null,null,"対策なし",null,null,null,null,null,null,{"$f":"IF('512排出量(対策なし)根拠'!$N$12=\"\",\"\",'512排出量(対策なし)根拠'!$N$12)","v":67161.133333333331},null,null,null,{"$f":"IF('512排出量(対策なし)根拠'!$R$12=\"\",\"\",'512排出量(対策なし)根拠'!$R$12)","v":67161.133333333331},null,null,null,{"$f":"IF('512排出量(対策なし)根拠'!$V$12=\"\",\"\",'512排出量(対策なし)根拠'!$V$12)","v":67161.133333333331},null,null,null,{"$f":"IF('512排出量(対策なし)根拠'!$Z$12=\"\",\"\",'512排出量(対策なし)根拠'!$Z$12)","v":67161.133333333331},null,null,null,{"$f":"IF('512排出量(対策なし)根拠'!$AD$12=\"\",\"\",'512排出量(対策なし)根拠'!$AD$12)","v":67161.133333333331},null,null,null,{"$f":"IF('512排出量(対策なし)根拠'!$AH$12=\"\",\"\",'512排出量(対策なし)根拠'!$AH$12)","v":67161.133333333331},null,null,null,null,null,null,null,null,null,null,"自主的削減対策実施数",null,null,null,null,null,null,null,null,null,null,{"$f":"(COUNTIFS($BN$27:$BN$37,1)-COUNTIFS($BN$27:$BN$37,1,$AE$27:$AE$37,\"*SHIFT*\"))+(COUNTIFS($BN$47:$BN$57,1)-COUNTIFS($BN$47:$BN$57,1,$AE$47:$AE$57,\"*SHIFT*\"))","v":0},null,null,null,"件",null,null,null,null,null,null,null,null,"エネルギー\n使用量(i)\n(GJ換算値)",null,null,null,null,"対策なし",null,null,null,null,null,null,2500,null,null,null,2501,null,null,null,2502,null,null,null,2503,null,null,null,2504,null,null,null,2505,null,null,null,null,null,null,null,null,null,null,"自主的削減対策実施数",null,null,null,null,null,null,null,null,null,null,17,null,null,null,"件"]
[null,null,null,null,null,null,null,null,null,"対策による削減効果",null,null,null,null,null,null,"―",null,null,null,{"$f":"SUM($ER$27:$ER$37)+SUM($ER$47:$ER$57)","v":0},null,null,null,{"$f":"SUM($ES$27:$ES$37)+SUM($ES$47:$ES$57)","v":0},null,null,null,{"$f":"SUM($ET$27:$ET$37)+SUM($ET$47:$ET$57)","v":0},null,null,null,{"$f":"SUM($EU$27:$EU$37)+SUM($EU$47:$EU$57)","v":0},null,null,null,{"$f":"SUM($EV$27:$EV$37)+SUM($EV$47:$EV$57)","v":0},null,null,null,null,"主要システム\n系統",null,null,null,null,"基準年度CO2排出量の10%値",null,null,null,null,null,null,null,null,null,null,null,{"$f":"IF($Q$16=\"\",\"\",$Q$16*0.1)","v":265.77120000000002},null,null,null,"tCO2/年",null,null,null,null,null,null,null,null,null,null,null,null,null,"対策による削減効果",null,null,null,null,null,null,"―",null,null,null,0,null,null,null,1164,null,null,null,4464,null,null,null,5867,null,null,null,5867,null,null,null,null,"主要システム\n系統",null,null,null,null,"基準年度CO2排出量の10%値",null,null,null,null,null,null,null,null,null,null,null,80,null,null,null,"tCO2/年"]
[null,null,null,null,null,null,null,null,null,"対策後",null,null,null,null,null,null,"―",null,null,null,{"$f":"IFERROR(U68-U69,\"---\")","v":67161.133333333331},null,null,null,{"$f":"IFERROR(Y68-Y69,\"---\")","v":67161.133333333331},null,null,null,{"$f":"IFERROR(AC68-AC69,\"---\")","v":67161.133333333331},null,null,null,{"$f":"IFERROR(AG68-AG69,\"---\")","v":67161.133333333331},null,null,null,{"$f":"IFERROR(AK68-AK69,\"---\")","v":67161.133333333331},null,null,null,null,null,null,null,null,null,"目標年度","更新設備分CO2削減量※1",null,null,null,null,null,null,null,null,null,null,{"$f":"SUMIFS(INDIRECT($BK$63&\"27:\"&$BK$63&\"37\"),$AC$27:$AC$37,\"○\",$AE$27:$AE$37,\"*SHIFT*\")+SUMIFS(INDIRECT($BK$63&\"47:\"&$BK$63&\"57\"),$AC$47:$AC$57,\"○\",$AE$47:$AE$57,\"*SHIFT*\")","v":0},null,null,null,"tCO2/年",null,null,null,null,null,null,null,null,null,null,null,null,null,"対策後",null,null,null,null,null,null,"―",null,null,null,2501,null,null,null,1338,null,null,null,-1961,null,null,null,-3363,null,null,null,-3362,null,null,null,null,null,null,null,null,null,"目標年度","更新設備分CO2削減量※1",null,null,null,null,null,null,null,null,null,null,200,null,null,null,"tCO2/年"]
[null,null,null,null,"脱炭素化指標\n(h)／(i)",null,null,null,null,"対策なし",null,null,null,null,null,null,{"$f":"IFERROR(Q65/Q68,\"---\")","v":6.5215100598858267E-2},null,null,null,"―",null,null,null,"―",null,null,null,"―",null,null,null,"―",null,null,null,"―",null,null,null,null,null,null,null,null,null,null,"自主的削減対策分CO2削減量※2",null,null,null,null,null,null,null,null,null,null,{"$f":"SUMIFS(INDIRECT($BK$63&\"27:\"&$BK$63&\"37\"),$AC$27:$AC$37,\"○\")+SUMIFS(INDIRECT($BK$63&\"47:\"&$BK$63&\"57\"),$AC$47:$AC$57,\"○\")-BG70","v":0},null,null,null,"tCO2/年",null,null,null,null,null,null,null,null,"脱炭素化指標\n(h)／(i)",null,null,null,null,"対策なし",null,null,null,null,null,null,0.48,null,null,null,"―",null,null,null,"―",null,null,null,"―",null,null,null,"―",null,null,null,"―",null,null,null,null,null,null,null,null,null,null,"自主的削減対策分CO2削減量※2",null,null,null,null,null,null,null,null,null,null,14,null,null,null,"tCO2/年"]
[null,null,null,null,null,null,null,null,null,"対策後",null,null,null,null,null,null,"―",null,null,null,{"$f":"IFERROR(U67/U70,\"---\")","v":6.5215100598858267E-2},null,null,null,{"$f":"IFERROR(Y67/Y70,\"---\")","v":6.5215100598858267E-2},null,null,null,{"$f":"IFERROR(AC67/AC70,\"---\")","v":6.5215100598858267E-2},null,null,null,{"$f":"IFERROR(AG67/AG70,\"---\")","v":6.5215100598858267E-2},null,null,null,{"$f":"IFERROR(AK67/AK70,\"---\")","v":6.5215100598858267E-2},null,null,null,null,null,null,null,null,null,null,"自主的削減対策実施数",null,null,null,null,null,null,null,null,null,null,{"$f":"(COUNTIFS($BN$27:$BN$37,1,$AC$27:$AC$37,\"○\")-COUNTIFS($BN$27:$BN$37,1,$AC$27:$AC$37,\"○\",$AE$27:$AE$37,\"*SHIFT*\"))+(COUNTIFS($BN$47:$BN$57,1,$AC$47:$AC$57,\"○\")-COUNTIFS($BN$47:$BN$57,1,$AC$47:$AC$57,\"○\",$AE$47:$AE$57,\"*SHIFT*\"))","v":0},null,null,null,"件",null,null,null,null,null,null,null,null,null,null,null,null,null,"対策後",null,null,null,null,null,null,"―",null,null,null,0.48020000000000002,null,null,null,0.85940000000000005,null,null,null,-0.3569,null,null,null,-0.1888,null,null,null,-0.18909999999999999,null,null,null,null,null,null,null,null,null,null,"自主的削減対策実施数",null,null,null,null,null,null,null,null,null,null,4,null,null,null,"件"]
[null,null,null,null,null,null,null,null,null,"対基準年度",null,null,null,"差分",null,null,"―",null,null,null,{"$f":"IFERROR($Q$71-U72,\"---\")","v":0},null,null,null,{"$f":"IFERROR($Q$71-Y72,\"---\")","v":0},null,null,null,{"$f":"IFERROR($Q$71-AC72,\"---\")","v":0},null,null,null,{"$f":"IFERROR($Q$71-AG72,\"---\")","v":0},null,null,null,{"$f":"IFERROR($Q$71-AK72,\"---\")","v":0},null,null,null,null,"※1","目標年度において、SHIFT事業の設備更新補助経費により削減されるCO2",null,null,null,null,null,null,null,null,null,null,null,null,null,null,null,null,null,null,null,null,null,null,null,null,null,null,null,null,null,null,null,null,null,"対基準年度",null,null,null,"差分",null,null,"―",null,null,null,-2.0000000000000001E-4,null,null,null,-0.37940000000000002,null,null,null,0.83689999999999998,null,null,null,0.66879999999999995,null,null,null,0.66910000000000003,null,null,null,null,"※1","目標年度において、SHIFT事業の設備更新補助経費により削減されるCO2"]
[null,"主要\nシステム系統",null,null,"CO2排出量(j)\n(t-CO2)",null,null,null,null,"対策なし",null,null,null,null,null,null,{"$f":"IF(Q16=\"\",\"\",Q16)","v":2657.712},null,null,null,{"$f":"IF(U16=\"\",\"\",U16)","v":2657.712},null,null,null,{"$f":"IF(Y16=\"\",\"\",Y16)","v":2657.712},null,null,null,{"$f":"IF(AC16=\"\",\"\",AC16)","v":2657.712},null,null,null,{"$f":"IF(AG16=\"\",\"\",AG16)","v":2657.712},null,null,null,{"$f":"IF(AK16=\"\",\"\",AK16)","v":2657.712},null,null,null,null,"※2","目標年度において、SHIFT事業の設備更新補助経費以外の経費により削減されるCO2",null,null,null,null,null,null,null,null,null,null,null,null,null,null,null,null,null,null,null,null,null,null,null,null,null,"主要\nシステム系統",null,null,"CO2排出量(j)\n(t-CO2)",null,null,null,null,"対策なし",null,null,null,null,null,null,800,null,null,null,801,null,null,null,802,null,null,null,803,null,null,null,804,null,null,null,805,null,null,null,null,"※2","目標年度において、SHIFT事業の設備更新補助経費以外の経費により削減されるCO2"]
[null,null,null,null,null,null,null,null,null,"対策による削減効果",null,null,null,null,null,null,"―",null,null,null,{"$f":"IF(U17=\"\",\"\",U17)","v":0},null,null,null,{"$f":"IF(Y17=\"\",\"\",Y17)","v":0},null,null,null,{"$f":"IF(AC17=\"\",\"\",AC17)","v":0},null,null,null,{"$f":"IF(AG17=\"\",\"\",AG17)","v":0},null,null,null,{"$f":"IF(AK17=\"\",\"\",AK17)","v":0},null,null,null,null,null,null,null,null,null,null,null,null,null,null,null,null,null,null,null,null,null,null,null,null,null,null,null,null,null,null,null,null,null,null,null,null,null,null,null,"対策による削減効果",null,null,null,null,null,null,"―",null,null,null,0,null,null,null,0,null,null,null,214,null,null,null,214,null,null,null,214]
[null,null,null,null,null,null,null,null,null,"対策後",null,null,null,null,null,null,"―",null,null,null,{"$f":"IF(U18=\"\",\"\",U18)","v":2657.712},null,null,null,{"$f":"IF(Y18=\"\",\"\",Y18)","v":2657.712},null,null,null,{"$f":"IF(AC18=\"\",\"\",AC18)","v":2657.712},null,null,null,{"$f":"IF(AG18=\"\",\"\",AG18)","v":2657.712},null,null,null,{"$f":"IF(AK18=\"\",\"\",AK18)","v":2657.712},null,null,null,null,"■","備考",null,null,null,null,null,null,null,null,null,null,null,null,null,null,null,null,null,null,null,null,null,null,null,null,null,null,null,null,null,null,null,null,null,"対策後",null,null,null,null,null,null,"―",null,null,null,801,null,null,null,802,null,null,null,589,null,null,null,590,null,null,null,591,null,null,null,null,"■","備考"]
[null,null,null,null,"エネルギー\n使用量(k)\n(GJ換算値)",null,null,null,null,"対策なし",null,null,null,null,null,null,{"$f":"IF('512排出量(対策なし)根拠'!$N$14=\"\",\"\",'512排出量(対策なし)根拠'!$N$14)","v":38034.666666666664},null,null,null,{"$f":"IF('512排出量(対策なし)根拠'!$R$14=\"\",\"\",'512排出量(対策なし)根拠'!$R$14)","v":38034.666666666664},null,null,null,{"$f":"IF('512排出量(対策なし)根拠'!$V$14=\"\",\"\",'512排出量(対策なし)根拠'!$V$14)","v":38034.666666666664},null,null,null,{"$f":"IF('512排出量(対策なし)根拠'!$Z$14=\"\",\"\",'512排出量(対策なし)根拠'!$Z$14)","v":38034.666666666664},null,null,null,{"$f":"IF('512排出量(対策なし)根拠'!$AD$14=\"\",\"\",'512排出量(対策なし)根拠'!$AD$14)","v":38034.666666666664},null,null,null,{"$f":"IF('512排出量(対策なし)根拠'!$AH$14=\"\",\"\",'512排出量(対策なし)根拠'!$AH$14)","v":38034.666666666664},null,null,null,null,null,null,null,null,null,null,null,null,null,null,null,null,null,null,null,null,null,null,null,null,null,null,null,null,null,null,null,null,null,null,"エネルギー\n使用量(k)\n(GJ換算値)",null,null,null,null,"対策なし",null,null,null,null,null,null,13500,null,null,null,13400,null,null,null,13300,null,null,null,13200,null,null,null,13100,null,null,null,13000]
[null,null,null,null,null,null,null,null,null,"対策による削減効果",null,null,null,null,null,null,"―",null,null,null,{"$f":"SUMIFS($ER$27:$ER$37,$EW$27:$EW$37,\"○\")+SUMIFS($ER$47:$ER$57,$EW$47:$EW$57,\"○\")","v":0},null,null,null,{"$f":"SUMIFS($ES$27:$ES$37,$EW$27:$EW$37,\"○\")+SUMIFS($ES$47:$ES$57,$EW$47:$EW$57,\"○\")","v":0},null,null,null,{"$f":"SUMIFS($ET$27:$ET$37,$EW$27:$EW$37,\"○\")+SUMIFS($ET$47:$ET$57,$EW$47:$EW$57,\"○\")","v":0},null,null,null,{"$f":"SUMIFS($EU$27:$EU$37,$EW$27:$EW$37,\"○\")+SUMIFS($EU$47:$EU$57,$EW$47:$EW$57,\"○\")","v":0},null,null,null,{"$f":"SUMIFS($EV$27:$EV$37,$EW$27:$EW$37,\"○\")+SUMIFS($EV$47:$EV$57,$EW$47:$EW$57,\"○\")","v":0},null,null,null,null,null,null,null,null,null,null,null,null,null,null,null,null,null,null,null,null,null,null,null,null,null,null,null,null,null,null,null,null,null,null,null,null,null,null,null,"対策による削減効果",null,null,null,null,null,null,"―",null,null,null,0,null,null,null,0,null,null,null,1385,null,null,null,1385,null,null,null,1385,null,null,null,null,null,"■[431報告会議事録]に記録した各対策に対する事業者の実施判断の結果と、\n　脱炭素化計画に含まれている対策が一致しない場合には、報告会後に実施\n　判断が変更された理由や要因等を記述してください。\n\n■その他、本シートの内容について注記等がある場合に記入してください。"]
[null,null,null,null,null,null,null,null,null,"対策後",null,null,null,null,null,null,"―",null,null,null,{"$f":"IFERROR(U77-U78,\"---\")","v":38034.666666666664},null,null,null,{"$f":"IFERROR(Y77-Y78,\"---\")","v":38034.666666666664},null,null,null,{"$f":"IFERROR(AC77-AC78,\"---\")","v":38034.666666666664},null,null,null,{"$f":"IFERROR(AG77-AG78,\"---\")","v":38034.666666666664},null,null,null,{"$f":"IFERROR(AK77-AK78,\"---\")","v":38034.666666666664},null,null,null,null,null,null,null,null,null,null,null,null,null,null,null,null,null,null,null,null,null,null,null,null,null,null,null,null,null,null,null,null,null,null,null,null,null,null,null,"対策後",null,null,null,null,null,null,"―",null,null,null,13400,null,null,null,13300,null,null,null,11815,null,null,null,11715,null,null,null,11615]
[null,null,null,null,"脱炭素化指標\n(j)／(k)",null,null,null,null,"対策なし",null,null,null,null,null,null,{"$f":"IFERROR(Q74/Q77,\"---\")","v":6.9876042908224079E-2},null,null,null,"―",null,null,null,"―",null,null,null,"―",null,null,null,"―",null,null,null,"―",null,null,null,null,null,null,null,null,null,null,null,null,null,null,null,null,null,null,null,null,null,null,null,null,null,null,null,null,null,null,null,null,null,null,"脱炭素化指標\n(j)／(k)",null,null,null,null,"対策なし",null,null,null,null,null,null,5.9200000000000003E-2,null,null,null,"―",null,null,null,"―",null,null,null,"―",null,null,null,"―",null,null,null,"―"]
[null,null,null,null,null,null,null,null,null,"対策後",null,null,null,null,null,null,"―",null,null,null,{"$f":"IFERROR(U76/U79,\"---\")","v":6.9876042908224079E-2},null,null,null,{"$f":"IFERROR(Y76/Y79,\"---\")","v":6.9876042908224079E-2},null,null,null,{"$f":"IFERROR(AC76/AC79,\"---\")","v":6.9876042908224079E-2},null,null,null,{"$f":"IFERROR(AG76/AG79,\"---\")","v":6.9876042908224079E-2},null,null,null,{"$f":"IFERROR(AK76/AK79,\"---\")","v":6.9876042908224079E-2},null,null,null,null,null,null,null,null,null,null,null,null,null,null,null,null,null,null,null,null,null,null,null,null,null,null,null,null,null,null,null,null,null,null,null,null,null,null,null,"対策後",null,null,null,null,null,null,"―",null,null,null,5.9700000000000003E-2,null,null,null,6.0299999999999999E-2,null,null,null,4.9799999999999997E-2,null,null,null,5.0299999999999997E-2,null,null,null,5.0799999999999998E-2]
[null,null,null,null,null,null,null,null,null,"対基準年度",null,null,null,"差分",null,null,"―",null,null,null,{"$f":"IFERROR($Q$80-U81,\"---\")","v":0},null,null,null,{"$f":"IFERROR($Q$80-Y81,\"---\")","v":0},null,null,null,{"$f":"IFERROR($Q$80-AC81,\"---\")","v":0},null,null,null,{"$f":"IFERROR($Q$80-AG81,\"---\")","v":0},null,null,null,{"$f":"IFERROR($Q$80-AK81,\"---\")","v":0},null,null,null,null,null,null,null,null,null,null,null,null,null,null,null,null,null,null,null,null,null,null,null,null,null,null,null,null,null,null,null,null,null,null,null,null,null,null,null,"対基準年度",null,null,null,"差分",null,null,"―",null,null,null,-5.0000000000000001E-4,null,null,null,-1.1000000000000001E-3,null,null,null,9.4000000000000004E-3,null,null,null,8.8999999999999999E-3,null,null,null,8.3999999999999995E-3]

{"sheet":"512排出量(対策なし)根拠","index":24,"n_rows":44,"n_cols":101,"rows_kept":44,"cut":false,"hidden":false,"merged":[[8,77,23,93],[8,72,8,75],[15,41,16,51],[15,52,16,75],[13,68,13,71],[13,72,13,75],[11,60,11,63],[11,64,11,67],[11,68,11,71],[11,72,11,75],[8,41,9,44],[10,52,10,55],[9,56,9,59],[9,68,9,71],[12,45,12,51],[12,52,12,55],[12,56,12,59],[44,2,63,33],[8,13,9,13],[15,13,16,33],[21,2,41,33],[12,41,13,44],[13,45,13,51],[13,52,13,55],[13,56,13,59],[22,42,31,74],[12,64,12,67],[12,68,12,71],[12,72,12,75],[12,60,12,63],[8,68,8,71],[13,60,13,63],[3,10,3,21],[4,1,4,21],[15,2,16,12],[12,2,13,5],[10,2,11,5],[3,1,3,9],[13,6,13,12],[8,2,9,5],[10,6,10,12],[11,6,11,12],[12,6,12,12],[8,52,9,55],[8,64,8,67],[8,60,8,63],[8,56,8,59],[10,56,10,59],[10,41,11,44],[10,45,10,51],[11,45,11,51],[11,52,11,55],[11,56,11,59],[13,64,13,67],[9,72,9,75],[10,60,10,63],[10,64,10,67],[10,68,10,71],[10,72,10,75],[9,60,9,63],[9,64,9,67]]}
[]
[]
[]
[null,"5．実施計画書",null,null,null,null,null,null,null,null,"51．脱炭素化計画",null,null,null,null,null,null,null,null,null,null,null,null,null,null,null,null,null,null,null,null,null,null,null,null,null,null,null,null,null,"記入例及び注記",null,null,null,null,null,null,null,"セル色凡例",null,null,null,null,null,"直接入力",null,null,null,null,"選択",null,null,null,"自動計算",null,null,null,null,null,null,null,null,null,null,null,null,null,null,null,null,null,null,null,null,null,null,null,null,null,null,null,null,null,null,null,null,null,null,null,null,"セル色の表示／非表示"]
[null,"512．排出量（対策なし）根拠",null,null,null,null,null,null,null,null,null,null,null,null,null,null,null,null,null,null,null,null,null,null,null,null,null,null,null,null,null,null,null,null,null,null,null,null,null,null,"（セルのメモやテキストボックスによる注記は移動できます）",null,null,null,null,null,null,null,null,null,null,null,null,null,null,null,null,null,null,null,null,null,null,null,null,null,null,null,null,null,null,null,null,null,null,null,null,null,null,null,null,null,null,null,null,null,null,null,null,null,null,null,null,null,null,null,null,null,null,null,false]
[]
[null,"■","基準年度及び計画年度（対策なし）のエネルギー起源CO2排出量、エネルギー使用量",null,null,null,null,null,null,null,null,null,null,null,null,null,null,null,null,null,null,null,null,null,null,null,null,null,null,null,null,null,null,null,null,null,null,null,null,null,"■","基準年度及び計画年度（対策なし）のエネルギー起源CO2排出量、エネルギー使用量"]
[]
[null,null,"対象範囲",null,null,null,null,null,null,null,null,null,null,"基準年度",null,null,null,{"$f":"IF('511脱炭素化計画'!AQ24=\"\",\"\",'511脱炭素化計画'!AQ24)","v":""},null,null,null,{"$f":"IF('511脱炭素化計画'!AT24=\"\",\"\",'511脱炭素化計画'!AT24)","v":"目標年度"},null,null,null,{"$f":"IF('511脱炭素化計画'!AW24=\"\",\"\",'511脱炭素化計画'!AW24)","v":""},null,null,null,{"$f":"IF('511脱炭素化計画'!AZ24=\"\",\"\",'511脱炭素化計画'!AZ24)","v":""},null,null,null,{"$f":"IF('511脱炭素化計画'!BC24=\"\",\"\",'511脱炭素化計画'!BC24)","v":""},null,null,null,null,null,null,null,"対象範囲",null,null,null,null,null,null,null,null,null,null,"基準年度",null,null,null,"",null,null,null,"目標年度",null,null,null,"",null,null,null,"",null,null,null,null,null,null,null,null,"※基準年度及び計画年度の排出量等に関する注記\n\n■基準年度のCO2排出量及びエネルギー使用量は、\n　 同ファイル内の「算定報告書」から自動転記されます。\n　　　・工場・事業場全体は6-4から転記\n　　　・主要システム系統は7-4から転記\n　 ※主要システム系統を設定する場合には、算定報告書の\n　　　[7-1～7-4]への入力が必要です。\n　\n■各計画年度（対策なし）のCO2排出量及びエネルギー\n　 使用量については、初期状態では、基準年度の数値を\n　 転記する計算式が入っています。\n　 基準年度からの変更が見込まれる場合には、計算式を\n　 削除して、数値を入力してください。（整数表示されますが、\n　 小数点以下の数字も入力できます）\n\n■基準年度の数値から変更あり、あるいは変更なしの\n　 いずれの場合においても、算出根拠を本シートに記載\n　 してください。",null,null,null,null,null,null,null,null,null,null,null,null,null,null,null,null," 　",null,null,null,"　"]
[null,null,null,null,null,null,null,null,null,null,null,null,null,null,null,null,null,{"$f":"IF('511脱炭素化計画'!AQ25=\"\",\"\",'511脱炭素化計画'!AQ25)","v":"令和6年度"},null,null,null,{"$f":"IF('511脱炭素化計画'!AT25=\"\",\"\",'511脱炭素化計画'!AT25)","v":"令和7年度"},null,null,null,{"$f":"IF('511脱炭素化計画'!AW25=\"\",\"\",'511脱炭素化計画'!AW25)","v":"令和8年度"},null,null,null,{"$f":"IF('511脱炭素化計画'!AZ25=\"\",\"\",'511脱炭素化計画'!AZ25)","v":"令和9年度"},null,null,null,{"$f":"IF('511脱炭素化計画'!BC25=\"\",\"\",'511脱炭素化計画'!BC25)","v":"令和10年度"},null,null,null,null,null,null,null,null,null,null,null,null,null,null,null,null,null,null,null,null,null,null,"令和6年度",null,null,null,"令和7年度",null,null,null,"令和8年度",null,null,null,"令和9年度",null,null,null,"令和10年度"]
[null,null,"工場・\n事業場\n全体",null,null,null,"CO2排出量(t-CO2)",null,null,null,null,null,null,{"$f":"IF('6-4. CO2排出量_総括'!K11=\"\",\"\",'6-4. CO2排出量_総括'!K11)","v":4379.9200666666666},null,null,null,{"$f":"IF($N11=\"\",\"\",$N11)","v":4379.9200666666666},null,null,null,{"$f":"IF($N11=\"\",\"\",$N11)","v":4379.9200666666666},null,null,null,{"$f":"IF($N11=\"\",\"\",$N11)","v":4379.9200666666666},null,null,null,{"$f":"IF($N11=\"\",\"\",$N11)","v":4379.9200666666666},null,null,null,{"$f":"IF($N11=\"\",\"\",$N11)","v":4379.9200666666666},null,null,null,null,null,null,null,"工場・\n事業場\n全体",null,null,null,"CO2排出量(t-CO2)",null,null,null,null,null,null,1200,null,null,null,1200,null,null,null,1200,null,null,null,1200,null,null,null,1200,null,null,null,1200]
[null,null,null,null,null,null,"エネルギー使用量(GJ)",null,null,null,null,null,null,{"$f":"IF('6-4. CO2排出量_総括'!N11=\"\",\"\",'6-4. CO2排出量_総括'!N11)","v":67161.133333333331},null,null,null,{"$f":"IF($N12=\"\",\"\",$N12)","v":67161.133333333331},null,null,null,{"$f":"IF($N12=\"\",\"\",$N12)","v":67161.133333333331},null,null,null,{"$f":"IF($N12=\"\",\"\",$N12)","v":67161.133333333331},null,null,null,{"$f":"IF($N12=\"\",\"\",$N12)","v":67161.133333333331},null,null,null,{"$f":"IF($N12=\"\",\"\",$N12)","v":67161.133333333331},null,null,null,null,null,null,null,null,null,null,null,"エネルギー使用量(GJ)",null,null,null,null,null,null,25000,null,null,null,25000,null,null,null,25000,null,null,null,25000,null,null,null,25000,null,null,null,25000]
[null,null,"主要\nシステム\n系統",null,null,null,"CO2排出量(t-CO2)",null,null,null,null,null,null,{"$f":"IF('7-4. CO2排出量_総括'!K11=\"\",\"\",'7-4. CO2排出量_総括'!K11)","v":2657.712},null,null,null,{"$f":"IF($N13=\"\",\"\",$N13)","v":2657.712},null,null,null,{"$f":"IF($N13=\"\",\"\",$N13)","v":2657.712},null,null,null,{"$f":"IF($N13=\"\",\"\",$N13)","v":2657.712},null,null,null,{"$f":"IF($N13=\"\",\"\",$N13)","v":2657.712},null,null,null,{"$f":"IF($N13=\"\",\"\",$N13)","v":2657.712},null,null,null,null,null,null,null,"主要\nシステム\n系統",null,null,null,"CO2排出量(t-CO2)",null,null,null,null,null,null,800,null,null,null,800,null,null,null,800,null,null,null,800,null,null,null,800,null,null,null,800]
[null,null,null,null,null,null,"エネルギー使用量(GJ)",null,null,null,null,null,null,{"$f":"IF('7-4. CO2排出量_総括'!N11=\"\",\"\",'7-4. CO2排出量_総括'!N11)","v":38034.666666666664},null,null,null,{"$f":"IF($N14=\"\",\"\",$N14)","v":38034.666666666664},null,null,null,{"$f":"IF($N14=\"\",\"\",$N14)","v":38034.666666666664},null,null,null,{"$f":"IF($N14=\"\",\"\",$N14)","v":38034.666666666664},null,null,null,{"$f":"IF($N14=\"\",\"\",$N14)","v":38034.666666666664},null,null,null,{"$f":"IF($N14=\"\",\"\",$N14)","v":38034.666666666664},null,null,null,null,null,null,null,null,null,null,null,"エネルギー使用量(GJ)",null,null,null,null,null,null,13500,null,null,null,13500,null,null,null,13500,null,null,null,13500,null,null,null,13500,null,null,null,13500]
[]
[null,null,"主要システム系統の名称",null,null,null,null,null,null,null,null,null,null,null,null,null,null,null,null,null,null,null,null,null,null,null,null,null,null,null,null,null,null,null,null,null,null,null,null,null,null,"主要システム系統の名称",null,null,null,null,null,null,null,null,null,null,"蒸気システム"]
[]
[]
[null,"■","計画年度（対策なし）のエネルギー起源CO2排出量及びエネルギー使用量(GJ換算値)の算出根拠",null,null,null,null,null,null,null,null,null,null,null,null,null,null,null,null,null,null,null,null,null,null,null,null,null,null,null,null,null,null,null,null,null,null,null,null,null,"■","計画年度（対策なし）のエネルギー起源CO2排出量及びエネルギー使用量(GJ換算値)の算出根拠"]
[]
[null,"【工場・事業場全体】",null,null,null,null,null,null,null,null,null,null,null,null,null,null,null,null,null,null,null,null,null,null,null,null,null,null,null,null,null,null,null,null,null,null,null,null,null,null,"【工場・事業場全体】"]
[]
[null,null,null,null,null,null,null,null,null,null,null,null,null,null,null,null,null,null,null,null,null,null,null,null,null,null,null,null,null,null,null,null,null,null,null,null,null,null,null,null,null,null,"※計画各年度の対策を実施しない場合のCO2排出量及びエネルギー使用量に関する注記\n\n■計画期間中の各年度について、対策を実施しない場合（BAU）に想定されるCO2排出量及びエネルギー使用量\n　 （GJ換算値）の根拠を記入してください。\n\n■計画年度間における事業活動の増減見込み等を勘案した数値となるようにしてください。\n\n■記入欄が不足の場合には、別ファイルで作成して別添とするのではなく、本ファイルに[別紙]として新たに\n 　シートを挿入して使用してください。"]
[]
[]
[]
[]
[]
[]
[]
[]
[]
[]
[]
[]
[]
[]
[]
[]
[]
[]
[]
[]
[null,"【主要システム系統】"]

{"sheet":"513設備CO2削減計画","index":25,"n_rows":47,"n_cols":43,"rows_kept":47,"cut":false,"hidden":false,"merged":[[33,7,36,7],[29,1,29,2],[27,14,27,15],[29,14,29,15],[27,33,27,34],[29,33,29,34],[27,1,27,2],[28,16,28,20],[8,39,8,40],[11,36,14,36],[11,37,14,37],[25,35,25,37],[26,35,26,37],[28,35,28,37],[8,20,8,21],[11,15,14,15],[11,33,14,33],[11,34,14,34],[11,35,14,35],[25,16,25,20],[26,16,26,20],[3,1,3,2],[3,7,3,10],[4,1,4,3],[4,7,4,10],[11,1,14,1],[11,2,14,2],[11,3,14,3],[11,5,14,5],[11,4,14,4],[5,7,5,10],[8,7,8,8],[25,3,25,5],[26,3,26,5],[28,3,28,5],[11,14,14,14],[11,18,14,18],[11,16,14,16],[11,17,14,17]]}
[]
[]
[]
[null,"5．実施計画書",null,"51．脱炭素化計画",null,null,"事業者名",{"$f":"IF(表紙!L41=\"\",\"\",表紙!L41)","v":"ABC工業株式会社"},null,null,null,null,null,null,"記入例及び注記",null,null,null,null,"事業者名",null,null,null,null,null,null,null,null,null,"セル色表示非表示"]
[null,"513．設備CO2削減計画",null,null,null,null,"工場・事業場名",{"$f":"IF(表紙!L44=\"\",\"\",表紙!L44)","v":"ABC工業株式会社SHIFT工場"},null,null,null,null,null,null,"（セルのメモやテキストボックスによる注記は移動できます）",null,null,null,null,"工場・事業場名",null,null,null,null,null,null,null,null,null,false]
[null,null,null,null,null,null,"支援機関名",{"$f":"IF(表紙!L55=\"\",\"\",表紙!L55)&IF(OR(表紙!L58=\"なし\",表紙!L58=\"\"),\"\",\"、\"&表紙!L58)","v":""},null,null,null,null,null,null,null,null,null,null,null,"支援機関名"]
[]
[]
[null,null,null,null,null,null,null,"工場・事業場全体の基準年度排出量",null,{"$f":"IF('6-4. CO2排出量_総括'!K11=\"\",\"\",'6-4. CO2排出量_総括'!K11)","v":4379.9200666666666},"t-CO2/年(A)",null,null,null,null,null,null,null,null,null,"工場・事業場全体の基準年度排出量",null,1200,"t-CO2/年(A)",null,null,null,null,null,null,null,null,null,null,null,null,null,null,null,"工場・事業場全体の基準年度エネルギー使用量",null,{"$f":"IF('6-4. CO2排出量_総括'!N11=\"\",\"\",'6-4. CO2排出量_総括'!N11)","v":67161.133333333331},"GJ(A)"]
[]
[null,"1．設備CO2削減計画",null,null,null,null,null,null,null,null,"（CO2排出量、CO2削減量の単位：t-CO2/年）",null,null,null,"1．設備CO2削減計画",null,null,null,null,null,null,null,null,"（CO2排出量、CO2削減量の単位：t-CO2/年）"]
[null,"個票番号","対策名称","導入設備","申請予定\n補助金","LED照明設備\n・\n再エネ設備","①","②","③","④","⑤",null,null,null,"個票番号","対策名称","導入設備","申請予定\n補助金","LED照明設備\n・\n再エネ設備","①","②","③","④","⑤",null,null,null,null,null,null,null,null,null,"個票番号","対策名称","導入設備","申請予定\n補助金","LED照明設備\n・\n再エネ設備","①","②","③","④","⑤"]
[null,null,null,null,null,null,"対策実施【前】","対策実施【計画】","設備","設備","工場・事業場",null,null,null,null,null,null,null,null,"対策実施【前】","対策実施【計画】","設備","設備","工場・事業場",null,null,null,null,null,null,null,null,null,null,null,null,null,null,"対策実施【前】","対策実施【計画】","設備","設備","工場・事業場"]
[null,null,null,null,null,null,"CO2排出量","CO2排出量","CO2削減量","CO2削減率","CO2削減率",null,null,null,null,null,null,null,null,"CO2排出量","CO2排出量","CO2削減量","CO2削減率","CO2削減率",null,null,null,null,null,null,null,null,null,null,null,null,null,null,"エネルギー使用量","エネルギー使用量","エネルギー削減量","エネルギー削減率","エネルギー削減率"]
[null,null,null,null,null,null,null,null,"(①-②)","(③/①*100)","(③/(A)*100)",null,null,null,null,null,null,null,null,null,null,"(①-②)","(③/①*100)","(③/(A)*100)",null,null,null,null,null,null,null,null,null,null,null,null,null,null,null,null,"(①-②)","(③/①*100)","(③/(A)*100)"]
[null,null,{"$f":"IF($B16=\"\",\"\",IFERROR(IF(INDIRECT(\"'対策個票\"&$B16&\"'!G9\")=\"\",\"\",INDIRECT(\"'対策個票\"&$B16&\"'!G9\")),\"―\"))","v":""},{"$f":"IF($B16=\"\",\"\",IFERROR(IF(INDIRECT(\"'対策個票\"&$B16&\"'!AB13\")=\"\",\"\",INDIRECT(\"'対策個票\"&$B16&\"'!AB13\")),\"―\"))","v":""},{"$f":"IF($B16=\"\",\"\",IFERROR(IF(INDIRECT(\"'対策個票\"&$B16&\"'!B294\")=\"\",\"\",INDIRECT(\"'対策個票\"&$B16&\"'!B294\")),\"―\"))","v":""},null,{"$f":"IF($B16=\"\",\"\",IFERROR(IF(INDIRECT(\"'対策個票\"&$B16&\"'!X98\")=\"\",\"\",INDIRECT(\"'対策個票\"&$B16&\"'!X98\")),\"―\"))","v":""},{"$f":"IF($B16=\"\",\"\",IFERROR(IF(INDIRECT(\"'対策個票\"&$B16&\"'!X119\")=\"\",\"\",INDIRECT(\"'対策個票\"&$B16&\"'!X119\")),\"―\"))","v":""},{"$f":"IF($B16=\"\",\"\",IFERROR($G16-$H16,\"---\"))","v":""},{"$f":"IF($B16=\"\",\"\",IFERROR($I16/$G16*100,\"---\"))","v":""},{"$f":"IF($B16=\"\",\"\",IFERROR($I16/$J$9*100,\"---\"))","v":""},null,null,null,6,"ボイラーの燃料転換","LPガス焚きボイラー","国(SHIFT)",null,820,620,200,24.39,16.670000000000002,null,null,null,null,null,null,null,null,null,{"$f":"IF($B16=\"\",\"\",$B16)","v":""},{"$f":"IF($C16=\"\",\"\",$C16)","v":""},{"$f":"IF($D16=\"\",\"\",$D16)","v":""},{"$f":"IF($E16=\"\",\"\",$E16)","v":""},{"$f":"IF($F16=\"\",\"\",$F16)","v":""},{"$f":"IF($AH16=\"\",\"\",IFERROR(IF(INDIRECT(\"'対策個票\"&$AH16&\"'!CH95\")=\"\",\"\",INDIRECT(\"'対策個票\"&$AH16&\"'!CH95\")),\"―\"))","v":""},{"$f":"IF($AH16=\"\",\"\",IFERROR(IF(INDIRECT(\"'対策個票\"&$AH16&\"'!CH102\")=\"\",\"\",INDIRECT(\"'対策個票\"&$AH16&\"'!CH102\")),\"―\"))","v":""},{"$f":"IF($AH16=\"\",\"\",IFERROR($AM16-$AN16,\"---\"))","v":""},{"$f":"IF($AH16=\"\",\"\",IFERROR($AO16/$AM16*100,\"---\"))","v":""},{"$f":"IF($AH16=\"\",\"\",IFERROR($AO16/$AP$9*100,\"---\"))","v":""}]
[null,null,{"$f":"IF($B17=\"\",\"\",IFERROR(IF(INDIRECT(\"'対策個票\"&$B17&\"'!G9\")=\"\",\"\",INDIRECT(\"'対策個票\"&$B17&\"'!G9\")),\"―\"))","v":""},{"$f":"IF($B17=\"\",\"\",IFERROR(IF(INDIRECT(\"'対策個票\"&$B17&\"'!AB13\")=\"\",\"\",INDIRECT(\"'対策個票\"&$B17&\"'!AB13\")),\"―\"))","v":""},{"$f":"IF($B17=\"\",\"\",IFERROR(IF(INDIRECT(\"'対策個票\"&$B17&\"'!B294\")=\"\",\"\",INDIRECT(\"'対策個票\"&$B17&\"'!B294\")),\"―\"))","v":""},null,{"$f":"IF($B17=\"\",\"\",IFERROR(IF(INDIRECT(\"'対策個票\"&$B17&\"'!X98\")=\"\",\"\",INDIRECT(\"'対策個票\"&$B17&\"'!X98\")),\"―\"))","v":""},{"$f":"IF($B17=\"\",\"\",IFERROR(IF(INDIRECT(\"'対策個票\"&$B17&\"'!X119\")=\"\",\"\",INDIRECT(\"'対策個票\"&$B17&\"'!X119\")),\"―\"))","v":""},{"$f":"IF($B17=\"\",\"\",IFERROR($G17-$H17,\"---\"))","v":""},{"$f":"IF($B17=\"\",\"\",IFERROR($I17/$G17*100,\"---\"))","v":""},{"$f":"IF($B17=\"\",\"\",IFERROR($I17/$J$9*100,\"---\"))","v":""},null,null,null,3,"LED照明設備の導入","LED照明器具","国(SHIFT)","該当",300,138,162,54,13.5,null,null,null,null,null,null,null,null,null,{"$f":"IF($B17=\"\",\"\",$B17)","v":""},{"$f":"IF($C17=\"\",\"\",$C17)","v":""},{"$f":"IF($D17=\"\",\"\",$D17)","v":""},{"$f":"IF($E17=\"\",\"\",$E17)","v":""},{"$f":"IF($F17=\"\",\"\",$F17)","v":""},{"$f":"IF($AH17=\"\",\"\",IFERROR(IF(INDIRECT(\"'対策個票\"&$AH17&\"'!CH95\")=\"\",\"\",INDIRECT(\"'対策個票\"&$AH17&\"'!CH95\")),\"―\"))","v":""},{"$f":"IF($AH17=\"\",\"\",IFERROR(IF(INDIRECT(\"'対策個票\"&$AH17&\"'!CH102\")=\"\",\"\",INDIRECT(\"'対策個票\"&$AH17&\"'!CH102\")),\"―\"))","v":""},{"$f":"IF($AH17=\"\",\"\",IFERROR($AM17-$AN17,\"---\"))","v":""},{"$f":"IF($AH17=\"\",\"\",IFERROR($AO17/$AM17*100,\"---\"))","v":""},{"$f":"IF($AH17=\"\",\"\",IFERROR($AO17/$AP$9*100,\"---\"))","v":""}]
[null,null,{"$f":"IF($B18=\"\",\"\",IFERROR(IF(INDIRECT(\"'対策個票\"&$B18&\"'!G9\")=\"\",\"\",INDIRECT(\"'対策個票\"&$B18&\"'!G9\")),\"―\"))","v":""},{"$f":"IF($B18=\"\",\"\",IFERROR(IF(INDIRECT(\"'対策個票\"&$B18&\"'!AB13\")=\"\",\"\",INDIRECT(\"'対策個票\"&$B18&\"'!AB13\")),\"―\"))","v":""},{"$f":"IF($B18=\"\",\"\",IFERROR(IF(INDIRECT(\"'対策個票\"&$B18&\"'!B294\")=\"\",\"\",INDIRECT(\"'対策個票\"&$B18&\"'!B294\")),\"―\"))","v":""},null,{"$f":"IF($B18=\"\",\"\",IFERROR(IF(INDIRECT(\"'対策個票\"&$B18&\"'!X98\")=\"\",\"\",INDIRECT(\"'対策個票\"&$B18&\"'!X98\")),\"―\"))","v":""},{"$f":"IF($B18=\"\",\"\",IFERROR(IF(INDIRECT(\"'対策個票\"&$B18&\"'!X119\")=\"\",\"\",INDIRECT(\"'対策個票\"&$B18&\"'!X119\")),\"―\"))","v":""},"","","",null,null,null,4,"蒸気配管・蒸気バルブ・フランジ等の断熱強化","保温材","予定なし",null,820,810,10,1.22,0.83,null,null,null,null,null,null,null,null,null,"","","","","",{"$f":"IF($AH18=\"\",\"\",IFERROR(IF(INDIRECT(\"'対策個票\"&$AH18&\"'!CH95\")=\"\",\"\",INDIRECT(\"'対策個票\"&$AH18&\"'!CH95\")),\"―\"))","v":""},{"$f":"IF($AH18=\"\",\"\",IFERROR(IF(INDIRECT(\"'対策個票\"&$AH18&\"'!CH102\")=\"\",\"\",INDIRECT(\"'対策個票\"&$AH18&\"'!CH102\")),\"―\"))","v":""},"","",""]
[null,null,{"$f":"IF($B19=\"\",\"\",IFERROR(IF(INDIRECT(\"'対策個票\"&$B19&\"'!G9\")=\"\",\"\",INDIRECT(\"'対策個票\"&$B19&\"'!G9\")),\"―\"))","v":""},{"$f":"IF($B19=\"\",\"\",IFERROR(IF(INDIRECT(\"'対策個票\"&$B19&\"'!AB13\")=\"\",\"\",INDIRECT(\"'対策個票\"&$B19&\"'!AB13\")),\"―\"))","v":""},{"$f":"IF($B19=\"\",\"\",IFERROR(IF(INDIRECT(\"'対策個票\"&$B19&\"'!B294\")=\"\",\"\",INDIRECT(\"'対策個票\"&$B19&\"'!B294\")),\"―\"))","v":""},null,{"$f":"IF($B19=\"\",\"\",IFERROR(IF(INDIRECT(\"'対策個票\"&$B19&\"'!X98\")=\"\",\"\",INDIRECT(\"'対策個票\"&$B19&\"'!X98\")),\"―\"))","v":""},{"$f":"IF($B19=\"\",\"\",IFERROR(IF(INDIRECT(\"'対策個票\"&$B19&\"'!X119\")=\"\",\"\",INDIRECT(\"'対策個票\"&$B19&\"'!X119\")),\"―\"))","v":""},{"$f":"IF($B19=\"\",\"\",IFERROR($G19-$H19,\"---\"))","v":""},{"$f":"IF($B19=\"\",\"\",IFERROR($I19/$G19*100,\"---\"))","v":""},{"$f":"IF($B19=\"\",\"\",IFERROR($I19/$J$9*100,\"---\"))","v":""},null,null,null,null,"","","",null,"","","","","",null,null,null,null,null,null,null,null,null,"","","","","",{"$f":"IF($AH19=\"\",\"\",IFERROR(IF(INDIRECT(\"'対策個票\"&$AH19&\"'!CH95\")=\"\",\"\",INDIRECT(\"'対策個票\"&$AH19&\"'!CH95\")),\"―\"))","v":""},{"$f":"IF($AH19=\"\",\"\",IFERROR(IF(INDIRECT(\"'対策個票\"&$AH19&\"'!CH102\")=\"\",\"\",INDIRECT(\"'対策個票\"&$AH19&\"'!CH102\")),\"―\"))","v":""},"","",""]
[null,null,{"$f":"IF($B20=\"\",\"\",IFERROR(IF(INDIRECT(\"'対策個票\"&$B20&\"'!G9\")=\"\",\"\",INDIRECT(\"'対策個票\"&$B20&\"'!G9\")),\"―\"))","v":""},{"$f":"IF($B20=\"\",\"\",IFERROR(IF(INDIRECT(\"'対策個票\"&$B20&\"'!AB13\")=\"\",\"\",INDIRECT(\"'対策個票\"&$B20&\"'!AB13\")),\"―\"))","v":""},{"$f":"IF($B20=\"\",\"\",IFERROR(IF(INDIRECT(\"'対策個票\"&$B20&\"'!B294\")=\"\",\"\",INDIRECT(\"'対策個票\"&$B20&\"'!B294\")),\"―\"))","v":""},null,{"$f":"IF($B20=\"\",\"\",IFERROR(IF(INDIRECT(\"'対策個票\"&$B20&\"'!X98\")=\"\",\"\",INDIRECT(\"'対策個票\"&$B20&\"'!X98\")),\"―\"))","v":""},{"$f":"IF($B20=\"\",\"\",IFERROR(IF(INDIRECT(\"'対策個票\"&$B20&\"'!X119\")=\"\",\"\",INDIRECT(\"'対策個票\"&$B20&\"'!X119\")),\"―\"))","v":""},{"$f":"IF($B20=\"\",\"\",IFERROR($G20-$H20,\"---\"))","v":""},{"$f":"IF($B20=\"\",\"\",IFERROR($I20/$G20*100,\"---\"))","v":""},{"$f":"IF($B20=\"\",\"\",IFERROR($I20/$J$9*100,\"---\"))","v":""},null,null,null,null,"","","",null,"","","","","",null,null,null,null,null,null,null,null,null,"","","","","",{"$f":"IF($AH20=\"\",\"\",IFERROR(IF(INDIRECT(\"'対策個票\"&$AH20&\"'!CH95\")=\"\",\"\",INDIRECT(\"'対策個票\"&$AH20&\"'!CH95\")),\"―\"))","v":""},{"$f":"IF($AH20=\"\",\"\",IFERROR(IF(INDIRECT(\"'対策個票\"&$AH20&\"'!CH102\")=\"\",\"\",INDIRECT(\"'対策個票\"&$AH20&\"'!CH102\")),\"―\"))","v":""},"","",""]
[null,null,{"$f":"IF($B21=\"\",\"\",IFERROR(IF(INDIRECT(\"'対策個票\"&$B21&\"'!G9\")=\"\",\"\",INDIRECT(\"'対策個票\"&$B21&\"'!G9\")),\"―\"))","v":""},{"$f":"IF($B21=\"\",\"\",IFERROR(IF(INDIRECT(\"'対策個票\"&$B21&\"'!AB13\")=\"\",\"\",INDIRECT(\"'対策個票\"&$B21&\"'!AB13\")),\"―\"))","v":""},{"$f":"IF($B21=\"\",\"\",IFERROR(IF(INDIRECT(\"'対策個票\"&$B21&\"'!B294\")=\"\",\"\",INDIRECT(\"'対策個票\"&$B21&\"'!B294\")),\"―\"))","v":""},null,{"$f":"IF($B21=\"\",\"\",IFERROR(IF(INDIRECT(\"'対策個票\"&$B21&\"'!X98\")=\"\",\"\",INDIRECT(\"'対策個票\"&$B21&\"'!X98\")),\"―\"))","v":""},{"$f":"IF($B21=\"\",\"\",IFERROR(IF(INDIRECT(\"'対策個票\"&$B21&\"'!X119\")=\"\",\"\",INDIRECT(\"'対策個票\"&$B21&\"'!X119\")),\"―\"))","v":""},"","","",null,null,null,null,"","","",null,"","","","","",null,null,null,null,null,null,null,null,null,"","","","","",{"$f":"IF($AH21=\"\",\"\",IFERROR(IF(INDIRECT(\"'対策個票\"&$AH21&\"'!CH95\")=\"\",\"\",INDIRECT(\"'対策個票\"&$AH21&\"'!CH95\")),\"―\"))","v":""},{"$f":"IF($AH21=\"\",\"\",IFERROR(IF(INDIRECT(\"'対策個票\"&$AH21&\"'!CH102\")=\"\",\"\",INDIRECT(\"'対策個票\"&$AH21&\"'!CH102\")),\"―\"))","v":""},"","",""]
[null,null,{"$f":"IF($B22=\"\",\"\",IFERROR(IF(INDIRECT(\"'対策個票\"&$B22&\"'!G9\")=\"\",\"\",INDIRECT(\"'対策個票\"&$B22&\"'!G9\")),\"―\"))","v":""},{"$f":"IF($B22=\"\",\"\",IFERROR(IF(INDIRECT(\"'対策個票\"&$B22&\"'!AB13\")=\"\",\"\",INDIRECT(\"'対策個票\"&$B22&\"'!AB13\")),\"―\"))","v":""},{"$f":"IF($B22=\"\",\"\",IFERROR(IF(INDIRECT(\"'対策個票\"&$B22&\"'!B294\")=\"\",\"\",INDIRECT(\"'対策個票\"&$B22&\"'!B294\")),\"―\"))","v":""},null,{"$f":"IF($B22=\"\",\"\",IFERROR(IF(INDIRECT(\"'対策個票\"&$B22&\"'!X98\")=\"\",\"\",INDIRECT(\"'対策個票\"&$B22&\"'!X98\")),\"―\"))","v":""},{"$f":"IF($B22=\"\",\"\",IFERROR(IF(INDIRECT(\"'対策個票\"&$B22&\"'!X119\")=\"\",\"\",INDIRECT(\"'対策個票\"&$B22&\"'!X119\")),\"―\"))","v":""},"","","",null,null,null,null,"","","",null,"","","","","",null,null,null,null,null,null,null,null,null,"","","","","",{"$f":"IF($AH22=\"\",\"\",IFERROR(IF(INDIRECT(\"'対策個票\"&$AH22&\"'!CH95\")=\"\",\"\",INDIRECT(\"'対策個票\"&$AH22&\"'!CH95\")),\"―\"))","v":""},{"$f":"IF($AH22=\"\",\"\",IFERROR(IF(INDIRECT(\"'対策個票\"&$AH22&\"'!CH102\")=\"\",\"\",INDIRECT(\"'対策個票\"&$AH22&\"'!CH102\")),\"―\"))","v":""},"","",""]
[null,null,{"$f":"IF($B23=\"\",\"\",IFERROR(IF(INDIRECT(\"'対策個票\"&$B23&\"'!G9\")=\"\",\"\",INDIRECT(\"'対策個票\"&$B23&\"'!G9\")),\"―\"))","v":""},{"$f":"IF($B23=\"\",\"\",IFERROR(IF(INDIRECT(\"'対策個票\"&$B23&\"'!AB13\")=\"\",\"\",INDIRECT(\"'対策個票\"&$B23&\"'!AB13\")),\"―\"))","v":""},{"$f":"IF($B23=\"\",\"\",IFERROR(IF(INDIRECT(\"'対策個票\"&$B23&\"'!B294\")=\"\",\"\",INDIRECT(\"'対策個票\"&$B23&\"'!B294\")),\"―\"))","v":""},null,{"$f":"IF($B23=\"\",\"\",IFERROR(IF(INDIRECT(\"'対策個票\"&$B23&\"'!X98\")=\"\",\"\",INDIRECT(\"'対策個票\"&$B23&\"'!X98\")),\"―\"))","v":""},{"$f":"IF($B23=\"\",\"\",IFERROR(IF(INDIRECT(\"'対策個票\"&$B23&\"'!X119\")=\"\",\"\",INDIRECT(\"'対策個票\"&$B23&\"'!X119\")),\"―\"))","v":""},"","","",null,null,null,null,"","","",null,"","","","","",null,null,null,null,null,null,null,null,null,"","","","","",{"$f":"IF($AH23=\"\",\"\",IFERROR(IF(INDIRECT(\"'対策個票\"&$AH23&\"'!CH95\")=\"\",\"\",INDIRECT(\"'対策個票\"&$AH23&\"'!CH95\")),\"―\"))","v":""},{"$f":"IF($AH23=\"\",\"\",IFERROR(IF(INDIRECT(\"'対策個票\"&$AH23&\"'!CH102\")=\"\",\"\",INDIRECT(\"'対策個票\"&$AH23&\"'!CH102\")),\"―\"))","v":""},"","",""]
[null,null,{"$f":"IF($B24=\"\",\"\",IFERROR(IF(INDIRECT(\"'対策個票\"&$B24&\"'!G9\")=\"\",\"\",INDIRECT(\"'対策個票\"&$B24&\"'!G9\")),\"―\"))","v":""},{"$f":"IF($B24=\"\",\"\",IFERROR(IF(INDIRECT(\"'対策個票\"&$B24&\"'!AB13\")=\"\",\"\",INDIRECT(\"'対策個票\"&$B24&\"'!AB13\")),\"―\"))","v":""},{"$f":"IF($B24=\"\",\"\",IFERROR(IF(INDIRECT(\"'対策個票\"&$B24&\"'!B294\")=\"\",\"\",INDIRECT(\"'対策個票\"&$B24&\"'!B294\")),\"―\"))","v":""},null,{"$f":"IF($B24=\"\",\"\",IFERROR(IF(INDIRECT(\"'対策個票\"&$B24&\"'!X98\")=\"\",\"\",INDIRECT(\"'対策個票\"&$B24&\"'!X98\")),\"―\"))","v":""},{"$f":"IF($B24=\"\",\"\",IFERROR(IF(INDIRECT(\"'対策個票\"&$B24&\"'!X119\")=\"\",\"\",INDIRECT(\"'対策個票\"&$B24&\"'!X119\")),\"―\"))","v":""},"","","",null,null,null,null,"","","",null,"","","","","",null,null,null,null,null,null,null,null,null,"","","","","",{"$f":"IF($AH24=\"\",\"\",IFERROR(IF(INDIRECT(\"'対策個票\"&$AH24&\"'!CH95\")=\"\",\"\",INDIRECT(\"'対策個票\"&$AH24&\"'!CH95\")),\"―\"))","v":""},{"$f":"IF($AH24=\"\",\"\",IFERROR(IF(INDIRECT(\"'対策個票\"&$AH24&\"'!CH102\")=\"\",\"\",INDIRECT(\"'対策個票\"&$AH24&\"'!CH102\")),\"―\"))","v":""},"","",""]
[null,null,{"$f":"IF($B25=\"\",\"\",IFERROR(IF(INDIRECT(\"'対策個票\"&$B25&\"'!G9\")=\"\",\"\",INDIRECT(\"'対策個票\"&$B25&\"'!G9\")),\"―\"))","v":""},{"$f":"IF($B25=\"\",\"\",IFERROR(IF(INDIRECT(\"'対策個票\"&$B25&\"'!AB13\")=\"\",\"\",INDIRECT(\"'対策個票\"&$B25&\"'!AB13\")),\"―\"))","v":""},{"$f":"IF($B25=\"\",\"\",IFERROR(IF(INDIRECT(\"'対策個票\"&$B25&\"'!B294\")=\"\",\"\",INDIRECT(\"'対策個票\"&$B25&\"'!B294\")),\"―\"))","v":""},null,{"$f":"IF($B25=\"\",\"\",IFERROR(IF(INDIRECT(\"'対策個票\"&$B25&\"'!X98\")=\"\",\"\",INDIRECT(\"'対策個票\"&$B25&\"'!X98\")),\"―\"))","v":""},{"$f":"IF($B25=\"\",\"\",IFERROR(IF(INDIRECT(\"'対策個票\"&$B25&\"'!X119\")=\"\",\"\",INDIRECT(\"'対策個票\"&$B25&\"'!X119\")),\"―\"))","v":""},"","","",null,null,null,null,"","","",null,"","","","","",null,null,null,null,null,null,null,null,null,"","","","","",{"$f":"IF($AH25=\"\",\"\",IFERROR(IF(INDIRECT(\"'対策個票\"&$AH25&\"'!CH95\")=\"\",\"\",INDIRECT(\"'対策個票\"&$AH25&\"'!CH95\")),\"―\"))","v":""},{"$f":"IF($AH25=\"\",\"\",IFERROR(IF(INDIRECT(\"'対策個票\"&$AH25&\"'!CH102\")=\"\",\"\",INDIRECT(\"'対策個票\"&$AH25&\"'!CH102\")),\"―\"))","v":""},{"$f":"IF($AH25=\"\",\"\",IFERROR($AM25-$AN25,\"---\"))","v":""},{"$f":"IF($AH25=\"\",\"\",IFERROR($AO25/$AM25*100,\"---\"))","v":""},""]
[null,"小計(1)","申請予定補助金：国（SHIFT）","設備導入対策（LED照明設備・再エネ設備を除く）",null,null,null,null,{"$f":"IF(SUM($B$16:$B$25)=0,\"\",SUMIFS($I$16:$I$25,$E$16:$E$25,\"*SHIFT*\",$F$16:$F$25,\"\"))","v":""},null,{"$f":"IF(SUM($B$16:$B$25)=0,\"\",IFERROR($I26/$J$9*100,\"---\"))","v":""},null,null,null,"小計(1)","申請予定補助金：国（SHIFT）","設備導入対策（LED照明設備・再エネ設備を除く）",null,null,null,null,200,null,16.670000000000002,null,null,null,null,null,null,null,null,null,"小計(1)","申請予定補助金：国（SHIFT）","設備導入対策（LED照明設備・再エネ設備を除く）",null,null,null,null,{"$f":"IF(SUM($AH$16:$AH$25)=0,\"\",SUMIFS($AO$16:$AO$25,$AK$16:$AK$25,\"*SHIFT*\",$AL$16:$AL$25,\"\"))","v":""},null,{"$f":"IF(SUM($AH$16:$AH$25)=0,\"\",IFERROR($AO26/$AP$9*100,\"---\"))","v":""}]
[null,"小計(2)","申請予定補助金：国（SHIFT）","LED照明設備・再生可能エネルギー設備導入対策",null,null,null,null,{"$f":"IF(SUM($B$16:$B$25)=0,\"\",SUMIFS($I$16:$I$25,$E$16:$E$25,\"*SHIFT*\",$F$16:$F$25,\"該当\"))","v":""},null,{"$f":"IF(SUM($B$16:$B$25)=0,\"\",IFERROR($I27/$J$9*100,\"---\"))","v":""},null,null,null,"小計(2)","申請予定補助金：国（SHIFT）","LED照明設備・再生可能エネルギー設備導入対策",null,null,null,null,162,null,13.5,null,null,null,null,null,null,null,null,null,"小計(2)","申請予定補助金：国（SHIFT）","LED照明設備・再生可能エネルギー設備導入対策",null,null,null,null,{"$f":"IF(SUM($AH$16:$AH$25)=0,\"\",SUMIFS($AO$16:$AO$25,$AK$16:$AK$25,\"*SHIFT*\",$AL$16:$AL$25,\"該当\"))","v":""},null,{"$f":"IF(SUM($AH$16:$AH$25)=0,\"\",IFERROR($AO27/$AP$9*100,\"---\"))","v":""}]
[null,"合計 ((1)＋(2))",null,null,null,null,null,null,{"$f":"IF(SUM($B$16:$B$25)=0,\"\",SUM($I$26:$I$27))","v":""},null,{"$f":"IF(SUM($B$16:$B$25)=0,\"\",IFERROR($I28/$J$9*100,\"---\"))","v":""},null,null,null,"合計 ((1)＋(2))",null,null,null,null,null,null,362,null,30.17,null,null,null,null,null,null,null,null,null,"合計 ((1)＋(2))",null,null,null,null,null,null,{"$f":"IF(SUM($AH$16:$AH$25)=0,\"\",SUM($AO$26:$AO$27))","v":""},null,{"$f":"IF(SUM($AH$16:$AH$25)=0,\"\",IFERROR($AO28/$AP$9*100,\"---\"))","v":""}]
[null,"小計(3)","自主的対策","SHIFT設備更新支援の補助対象外の対策",null,null,null,null,{"$f":"IF(SUM($B$16:$B$25)=0,\"\",SUMIFS($I$16:$I$25,$E$16:$E$25,\"<>*SHIFT*\"))","v":""},null,{"$f":"IF(SUM($B$16:$B$25)=0,\"\",IFERROR($I29/$J$9*100,\"---\"))","v":""},null,null,null,"小計(3)","自主的対策","SHIFT設備更新支援の補助対象外の対策",null,null,null,null,10,null,0.83,null,null,null,null,null,null,null,null,null,"小計(3)","自主的対策","SHIFT設備更新支援の補助対象外の対策",null,null,null,null,{"$f":"IF(SUM($AH$16:$AH$25)=0,\"\",SUMIFS($AO$16:$AO$25,$AK$16:$AK$25,\"<>*SHIFT*\"))","v":""},null,{"$f":"IF(SUM($AH$16:$AH$25)=0,\"\",IFERROR($AO29/$AP$9*100,\"---\"))","v":""}]
[null,"合計 ((1)＋(2)＋(3))",null,null,null,null,null,null,{"$f":"IF(SUM($B$16:$B$25)=0,\"\",SUM($I$28:$I$29))","v":""},null,{"$f":"IF(SUM($B$16:$B$25)=0,\"\",IFERROR($I30/$J$9*100,\"---\"))","v":""},null,null,null,"合計 ((1)＋(2)＋(3))",null,null,null,null,null,null,372,null,31,null,null,null,null,null,null,null,null,null,"合計 ((1)＋(2)＋(3))",null,null,null,null,null,null,{"$f":"IF(SUM($AH$16:$AH$25)=0,\"\",SUM($AO$28:$AO$29))","v":""},null,{"$f":"IF(SUM($AH$16:$AH$25)=0,\"\",IFERROR($AO30/$AP$9*100,\"---\"))","v":""}]
[]
[]
[null,null,null,null,null,null,null,"2．設備CO2削減量（小数点以下切り捨て）"]
[null,null,null,null,null,null,null,"個票番号","③"]
[null,null,null,null,null,null,null,null,"設備"]
[null,null,null,null,null,null,null,null,"CO2削減量"]
[null,null,null,null,null,null,null,null,"(①-②)"]
[null,null,null,null,null,null,null,{"$f":"IF($B16=\"\",\"\",$B16)","v":""},{"$f":"IF(H38=\"\",\"\",INT(I16))","v":""}]
[null,null,null,null,null,null,null,{"$f":"IF($B17=\"\",\"\",$B17)","v":""},{"$f":"IF(H39=\"\",\"\",INT(I17))","v":""}]
[null,null,null,null,null,null,null,"",{"$f":"IF(H40=\"\",\"\",INT(I18))","v":""}]
[null,null,null,null,null,null,null,"",""]
[null,null,null,null,null,null,null,"",""]
[null,null,null,null,null,null,null,"",""]
[null,null,null,null,null,null,null,"",""]
[null,null,null,null,null,null,null,"",""]
[null,null,null,null,null,null,null,"",""]
[null,null,null,null,null,null,null,"",""]

{"sheet":"521実施体制","index":26,"n_rows":49,"n_cols":83,"rows_kept":49,"cut":false,"hidden":false,"merged":[[12,1,12,8],[47,61,47,75],[3,10,3,21],[3,1,3,9],[6,40,6,47],[4,1,4,21],[9,18,10,20],[9,21,10,36],[7,1,8,6],[7,7,8,8],[7,18,8,20],[7,9,8,17],[7,21,8,36],[6,1,6,8],[9,1,10,6],[9,7,10,8],[9,9,10,17],[56,40,57,45],[56,46,57,60],[56,61,57,75],[12,40,12,47],[47,40,47,45],[52,40,53,45],[52,46,53,60],[52,61,53,75],[54,40,55,45],[54,46,55,60],[54,61,55,75],[48,40,49,45],[48,46,49,60],[48,61,49,75],[50,40,51,45],[50,46,51,60],[50,61,51,75],[7,60,8,75],[9,40,10,45],[9,46,10,47],[9,48,10,56],[9,57,10,59],[9,60,10,75],[7,40,8,45],[7,46,8,47],[7,48,8,56],[7,57,8,59],[47,46,47,60],[14,41,21,74]]}
[]
[]
[]
[null,"5．実施計画書",null,null,null,null,null,null,null,null,"52．実施計画",null,null,null,null,null,null,null,null,null,null,null,null,null,null,null,null,null,null,null,null,null,null,null,null,null,null,null,null,null,"記入例及び注記",null,null,null,null,null,null,null,"セル色凡例",null,null,null,null,null,"直接入力",null,null,null,null,"選択",null,null,null,"自動計算",null,null,null,null,null,null,null,null,null,null,null,null,null,null,null,null,null,null,"セル色の表示／非表示"]
[null,"521．実施体制",null,null,null,null,null,null,null,null,null,null,null,null,null,null,null,null,null,null,null,null,null,null,null,null,null,null,null,null,null,null,null,null,null,null,null,null,null,null,"（セルのメモやテキストボックスによる注記は移動できます）",null,null,null,null,null,null,null,null,null,null,null,null,null,null,null,null,null,null,null,null,null,null,null,null,null,null,null,null,null,null,null,null,null,null,null,null,null,null,null,null,null,false]
[]
[null,"脱炭素化計画推進者",null,null,null,null,null,null,null,null,null,null,null,null,null,null,null,null,null,null,null,null,null,null,null,null,null,null,null,null,null,null,null,null,null,null,null,null,null,null,"脱炭素化計画推進者"]
[null,"推進責任者",null,null,null,null,null,"氏名",null,null,null,null,null,null,null,null,null,null,"所属",null,null,null,null,null,null,null,null,null,null,null,null,null,null,null,null,null,null,null,null,null,"推進責任者",null,null,null,null,null,"氏名",null,null,null,null,null,null,null,null,null,null,"所属"]
[]
[null,"推進担当者",null,null,null,null,null,"氏名",null,null,null,null,null,null,null,null,null,null,"所属",null,null,null,null,null,null,null,null,null,null,null,null,null,null,null,null,null,null,null,null,null,"推進担当者",null,null,null,null,null,"氏名",null,null,null,null,null,null,null,null,null,null,"所属"]
[]
[]
[null,"推進体制図",null,null,null,null,null,null,null,null,null,null,null,null,null,null,null,null,null,null,null,null,null,null,null,null,null,null,null,null,null,null,null,null,null,null,null,null,null,null,"推進体制図"]
[]
[null,null,null,null,null,null,null,null,null,null,null,null,null,null,null,null,null,null,null,null,null,null,null,null,null,null,null,null,null,null,null,null,null,null,null,null,null,null,null,null,null,"※推進体制に関する注記\n\n■推進体制を図表で示し、各構成員の氏名、所属部署と役職、計画推進における役割（対策の実施責任者の場合には、\n 　担当する対策番号）を明記してください。\n\n■構成員の変更があった場合には、速やかに氏名、所属部署と役職を更新し、更新履歴を残せるようにしてください。\n\n■個票に記載している実施責任者、実施担当者名と整合がとれているか確認してください。"]
[]
[]
[]
[]
[]
[]
[]
[]
[]
[]
[]
[]
[]
[]
[]
[]
[]
[]
[]
[]
[]
[]
[]
[]
[]
[]
[]
[]
[]
[]
[null,null,null,null,null,null,null,null,null,null,null,null,null,null,null,null,null,null,null,null,null,null,null,null,null,null,null,null,null,null,null,null,null,null,null,null,null,null,null,null,null,"更新履歴"]
[]
[null,null,null,null,null,null,null,null,null,null,null,null,null,null,null,null,null,null,null,null,null,null,null,null,null,null,null,null,null,null,null,null,null,null,null,null,null,null,null,null,"更新日",null,null,null,null,null,"変更前",null,null,null,null,null,null,null,null,null,null,null,null,null,null,"変更後"]
[null,null,null,null,null,null,null,null,null,null,null,null,null,null,null,null,null,null,null,null,null,null,null,null,null,null,null,null,null,null,null,null,null,null,null,null,null,null,null,null,"2021-12-31"]

{"sheet":"522実施計画","index":27,"n_rows":121,"n_cols":83,"rows_kept":121,"cut":false,"hidden":false,"merged":[[58,70,58,71],[58,72,58,73],[58,74,58,75],[53,70,53,71],[53,72,53,73],[53,74,53,75],[54,56,54,57],[54,58,54,59],[54,60,54,61],[54,62,54,63],[54,64,54,65],[54,66,54,67],[54,68,54,69],[54,70,54,71],[54,72,54,73],[54,74,54,75],[53,64,53,65],[53,66,53,67],[53,68,53,69],[55,56,56,75],[57,56,57,57],[57,58,57,59],[57,60,57,61],[57,62,57,63],[48,54,51,55],[48,56,48,57],[48,58,48,59],[48,60,48,61],[48,62,48,63],[48,64,48,65],[48,66,48,67],[48,68,48,69],[48,70,48,71],[49,56,49,57],[49,58,49,59],[49,60,49,61],[49,62,49,63],[49,64,49,65],[49,66,49,67],[45,64,45,65],[45,66,45,67],[45,68,45,69],[45,70,45,71],[45,72,45,73],[45,74,45,75],[57,64,57,65],[57,66,57,67],[46,56,47,75],[48,72,48,73],[48,74,48,75],[45,60,45,61],[45,62,45,63],[31,74,31,75],[32,56,32,57],[32,58,32,59],[32,60,32,61],[32,62,32,63],[32,64,32,65],[32,66,32,67],[41,62,41,63],[41,64,41,65],[41,66,41,67],[35,74,35,75],[36,56,36,57],[36,58,36,59],[36,60,36,61],[36,62,36,63],[36,66,36,67],[36,68,36,69],[36,70,36,71],[36,72,36,73],[36,74,36,75],[31,56,31,57],[31,58,31,59],[31,60,31,61],[31,62,31,63],[31,64,31,65],[31,66,31,67],[31,68,31,69],[31,70,31,71],[31,72,31,73],[23,54,26,55],[23,56,23,57],[23,58,23,59],[23,60,23,61],[23,62,23,63],[23,64,23,65],[23,66,23,67],[23,68,23,69],[23,70,23,71],[25,56,26,75],[23,72,23,73],[23,74,23,75],[24,56,24,57],[24,58,24,59],[24,60,24,61],[24,62,24,63],[24,64,24,65],[24,66,24,67],[24,68,24,69],[24,70,24,71],[24,72,24,73],[24,74,24,75],[16,74,16,75],[17,56,18,75],[19,54,22,55],[19,56,19,57],[19,58,19,59],[19,60,19,61],[19,62,19,63],[19,64,19,65],[19,66,19,67],[19,68,19,69],[19,70,19,71],[19,72,19,73],[19,74,19,75],[20,56,20,57],[20,58,20,59],[20,60,20,61],[20,62,20,63],[20,64,20,65],[20,66,20,67],[20,68,20,69],[20,70,20,71],[20,72,20,73],[20,74,20,75],[21,56,22,75],[16,56,16,57],[16,58,16,59],[16,60,16,61],[16,62,16,63],[16,64,16,65],[16,66,16,67],[16,68,16,69],[16,70,16,71],[16,72,16,73],[15,60,15,61],[15,62,15,63],[15,64,15,65],[15,66,15,67],[15,68,15,69],[15,70,15,71],[15,72,15,73],[15,74,15,75],[12,72,12,73],[7,54,9,55],[7,56,7,75],[8,56,8,59],[8,60,8,63],[8,64,8,67],[8,68,8,71],[8,72,8,75],[9,56,9,59],[9,60,9,63],[9,64,9,67],[9,68,9,71],[9,72,9,75],[58,35,58,36],[59,17,60,36],[53,2,56,2],[57,2,60,2],[53,6,56,14],[53,3,56,5],[57,3,60,5],[57,6,60,14],[53,15,56,16],[57,15,60,16],[58,17,58,18],[58,19,58,20],[58,21,58,22],[58,23,58,24],[58,25,58,26],[58,27,58,28],[58,29,58,30],[58,31,58,32],[58,33,58,34],[54,35,54,36],[55,17,56,36],[57,17,57,18],[57,19,57,20],[57,21,57,22],[57,23,57,24],[57,25,57,26],[57,27,57,28],[57,29,57,30],[57,31,57,32],[57,33,57,34],[57,35,57,36],[54,17,54,18],[54,19,54,20],[54,21,54,22],[54,23,54,24],[54,25,54,26],[54,27,54,28],[54,29,54,30],[54,31,54,32],[54,33,54,34],[49,25,49,26],[49,27,49,28],[49,29,49,30],[49,31,49,32],[49,33,49,34],[49,35,49,36],[50,17,51,36],[53,17,53,18],[53,19,53,20],[53,21,53,22],[53,23,53,24],[53,25,53,26],[53,27,53,28],[53,29,53,30],[53,31,53,32],[53,33,53,34],[53,35,53,36],[45,27,45,28],[45,29,45,30],[45,31,45,32],[45,33,45,34],[45,35,45,36],[46,17,47,36],[48,2,51,2],[48,3,51,5],[48,6,51,14],[48,15,51,16],[48,17,48,18],[48,19,48,20],[48,21,48,22],[48,23,48,24],[48,25,48,26],[48,27,48,28],[48,29,48,30],[48,31,48,32],[48,33,48,34],[48,35,48,36],[49,17,49,18],[49,19,49,20],[49,21,49,22],[49,23,49,24],[41,29,41,30],[41,31,41,32],[41,33,41,34],[41,35,41,36],[42,17,43,36],[44,2,47,2],[44,3,47,5],[44,6,47,14],[44,15,47,16],[44,17,44,18],[44,19,44,20],[44,21,44,22],[44,23,44,24],[44,25,44,26],[44,27,44,28],[44,29,44,30],[44,31,44,32],[44,33,44,34],[44,35,44,36],[45,17,45,18],[45,19,45,20],[45,21,45,22],[45,23,45,24],[45,25,45,26],[36,31,36,32],[36,33,36,34],[36,35,36,36],[37,17,38,36],[40,2,43,2],[40,3,43,5],[40,6,43,14],[40,15,43,16],[40,17,40,18],[40,19,40,20],[40,21,40,22],[40,23,40,24],[40,25,40,26],[40,27,40,28],[40,29,40,30],[40,31,40,32],[40,33,40,34],[40,35,40,36],[41,17,41,18],[41,19,41,20],[41,21,41,22],[41,23,41,24],[41,25,41,26],[41,27,41,28],[32,33,32,34],[32,35,32,36],[33,17,34,36],[35,2,38,2],[35,3,38,5],[35,6,38,14],[35,15,38,16],[35,17,35,18],[35,19,35,20],[35,21,35,22],[35,23,35,24],[35,25,35,26],[35,27,35,28],[35,29,35,30],[35,31,35,32],[35,33,35,34],[35,35,35,36],[36,17,36,18],[36,19,36,20],[36,21,36,22],[36,23,36,24],[36,25,36,26],[36,27,36,28],[36,29,36,30],[28,35,28,36],[29,17,30,36],[31,2,34,2],[31,3,34,5],[31,6,34,14],[31,15,34,16],[31,17,31,18],[31,19,31,20],[31,21,31,22],[31,23,31,24],[31,25,31,26],[31,27,31,28],[31,29,31,30],[31,31,31,32],[31,33,31,34],[31,35,31,36],[32,17,32,18],[32,19,32,20],[32,21,32,22],[32,23,32,24],[32,25,32,26],[32,27,32,28],[32,29,32,30],[32,31,32,32],[25,17,26,36],[27,2,30,2],[27,3,30,5],[27,6,30,14],[27,15,30,16],[27,17,27,18],[27,19,27,20],[27,21,27,22],[27,23,27,24],[27,25,27,26],[27,27,27,28],[27,29,27,30],[27,31,27,32],[27,33,27,34],[27,35,27,36],[28,17,28,18],[28,19,28,20],[28,21,28,22],[28,23,28,24],[28,25,28,26],[28,27,28,28],[28,29,28,30],[28,31,28,32],[28,33,28,34],[23,33,23,34],[23,35,23,36],[24,17,24,18],[24,19,24,20],[24,21,24,22],[24,23,24,24],[24,25,24,26],[24,27,24,28],[24,29,24,30],[24,31,24,32],[24,33,24,34],[24,35,24,36],[53,41,56,41],[57,41,60,41],[53,42,56,44],[53,45,56,53],[53,54,56,55],[53,56,53,57],[53,58,53,59],[53,60,53,61],[53,62,53,63],[59,56,60,75],[57,42,60,44],[57,45,60,53],[57,54,60,55],[57,68,57,69],[57,70,57,71],[57,72,57,73],[57,74,57,75],[58,56,58,57],[58,58,58,59],[58,60,58,61],[58,62,58,63],[58,64,58,65],[58,66,58,67],[58,68,58,69],[48,41,51,41],[48,42,51,44],[48,45,51,53],[49,68,49,69],[49,70,49,71],[49,72,49,73],[49,74,49,75],[50,56,51,75],[44,41,47,41],[44,42,47,44],[44,45,47,53],[44,54,47,55],[44,56,44,57],[44,58,44,59],[44,60,44,61],[44,62,44,63],[44,64,44,65],[44,66,44,67],[44,68,44,69],[44,70,44,71],[44,72,44,73],[44,74,44,75],[45,56,45,57],[45,58,45,59],[40,41,43,41],[40,42,43,44],[40,45,43,53],[41,68,41,69],[41,70,41,71],[41,72,41,73],[41,74,41,75],[42,56,43,75],[40,54,43,55],[40,56,40,57],[40,58,40,59],[40,60,40,61],[40,62,40,63],[40,64,40,65],[40,66,40,67],[40,68,40,69],[40,70,40,71],[40,72,40,73],[40,74,40,75],[41,56,41,57],[41,58,41,59],[41,60,41,61],[31,41,34,41],[31,42,34,44],[31,45,34,53],[32,68,32,69],[32,70,32,71],[32,72,32,73],[32,74,32,75],[33,56,34,75],[35,41,38,41],[35,42,38,44],[35,45,38,53],[35,54,38,55],[35,56,35,57],[35,58,35,59],[35,60,35,61],[35,62,35,63],[35,64,35,65],[36,64,36,65],[37,56,38,75],[35,66,35,67],[35,68,35,69],[35,70,35,71],[35,72,35,73],[31,54,34,55],[27,41,30,41],[27,42,30,44],[27,45,30,53],[27,54,30,55],[27,56,27,57],[27,58,27,59],[27,60,27,61],[27,62,27,63],[27,64,27,65],[28,64,28,65],[29,56,30,75],[27,66,27,67],[27,68,27,69],[27,70,27,71],[27,72,27,73],[27,74,27,75],[28,56,28,57],[28,58,28,59],[28,60,28,61],[28,62,28,63],[28,66,28,67],[28,68,28,69],[28,70,28,71],[28,72,28,73],[28,74,28,75],[19,2,22,2],[19,3,22,5],[19,6,22,14],[23,41,26,41],[23,42,26,44],[23,45,26,53],[23,2,26,2],[23,3,26,5],[23,6,26,14],[23,15,26,16],[23,17,23,18],[23,19,23,20],[23,21,23,22],[23,23,23,24],[23,25,23,26],[23,27,23,28],[23,29,23,30],[23,31,23,32],[19,41,22,41],[19,42,22,44],[19,45,22,53],[19,15,22,16],[19,17,19,18],[11,54,14,55],[11,56,11,57],[11,58,11,59],[11,60,11,61],[11,62,11,63],[11,64,11,65],[11,66,11,67],[13,56,14,75],[15,54,18,55],[15,56,15,57],[15,58,15,59],[11,68,11,69],[11,70,11,71],[11,72,11,73],[11,74,11,75],[12,56,12,57],[12,58,12,59],[12,60,12,61],[12,62,12,63],[12,64,12,65],[12,66,12,67],[12,68,12,69],[12,70,12,71],[12,74,12,75],[3,1,3,9],[3,10,3,21],[4,1,4,21],[7,1,9,5],[7,6,9,14],[7,17,7,36],[8,17,8,20],[8,21,8,24],[8,25,8,28],[8,29,8,32],[8,33,8,36],[9,17,9,20],[9,21,9,24],[9,25,9,28],[9,29,9,32],[9,33,9,36],[7,15,9,16],[11,3,14,5],[11,2,14,2],[11,6,14,14],[11,17,11,18],[11,19,11,20],[11,21,11,22],[11,23,11,24],[7,40,9,44],[12,27,12,28],[12,29,12,30],[12,31,12,32],[12,33,12,34],[11,25,11,26],[11,27,11,28],[11,29,11,30],[11,31,11,32],[11,33,11,34],[12,35,12,36],[13,17,14,36],[15,25,15,26],[12,21,12,22],[12,23,12,24],[12,25,12,26],[11,15,14,16],[11,35,11,36],[7,45,9,53],[11,41,14,41],[11,42,14,44],[11,45,14,53],[15,41,18,41],[15,42,18,44],[15,45,18,53],[16,29,16,30],[16,31,16,32],[15,2,18,2],[15,3,18,5],[15,6,18,14],[17,17,18,36],[12,17,12,18],[12,19,12,20],[15,27,15,28],[15,29,15,30],[15,31,15,32],[15,33,15,34],[15,35,15,36],[16,17,16,18],[16,19,16,20],[16,21,16,22],[16,23,16,24],[16,25,16,26],[16,27,16,28],[16,33,16,34],[16,35,16,36],[15,15,18,16],[15,17,15,18],[15,19,15,20],[15,21,15,22],[15,23,15,24],[19,21,19,22],[19,23,19,24],[19,25,19,26],[19,27,19,28],[19,29,19,30],[19,31,19,32],[21,17,22,36],[19,33,19,34],[19,35,19,36],[20,17,20,18],[20,19,20,20],[20,21,20,22],[20,23,20,24],[20,25,20,26],[20,27,20,28],[20,29,20,30],[20,31,20,32],[20,33,20,34],[20,35,20,36],[19,19,19,20],[68,1,70,5],[68,6,70,14],[68,15,70,16],[68,17,68,36],[69,17,69,20],[69,21,69,24],[69,25,69,28],[69,29,69,32],[69,33,69,36],[70,17,70,20],[70,21,70,24],[70,25,70,28],[70,29,70,32],[70,33,70,36],[72,2,75,2],[72,3,75,5],[72,6,75,14],[72,15,75,16],[72,17,72,18],[72,19,72,20],[72,21,72,22],[72,23,72,24],[72,25,72,26],[74,17,75,36],[72,27,72,28],[72,29,72,30],[72,31,72,32],[72,33,72,34],[72,35,72,36],[73,17,73,18],[73,19,73,20],[73,21,73,22],[73,23,73,24],[73,25,73,26],[73,27,73,28],[73,29,73,30],[73,31,73,32],[73,33,73,34],[73,35,73,36],[76,2,79,2],[76,3,79,5],[76,6,79,14],[76,15,79,16],[76,17,76,18],[76,19,76,20],[76,21,76,22],[76,23,76,24],[76,25,76,26],[78,17,79,36],[76,27,76,28],[76,29,76,30],[76,31,76,32],[76,33,76,34],[76,35,76,36],[77,17,77,18],[77,19,77,20],[77,21,77,22],[77,23,77,24],[77,25,77,26],[77,27,77,28],[77,29,77,30],[77,31,77,32],[77,33,77,34],[77,35,77,36],[80,2,83,2],[80,3,83,5],[80,6,83,14],[80,15,83,16],[80,17,80,18],[80,19,80,20],[80,21,80,22],[80,23,80,24],[80,25,80,26],[82,17,83,36],[80,27,80,28],[80,29,80,30],[80,31,80,32],[80,33,80,34],[80,35,80,36],[81,17,81,18],[81,19,81,20],[81,21,81,22],[81,23,81,24],[81,25,81,26],[81,27,81,28],[81,29,81,30],[81,31,81,32],[81,33,81,34],[81,35,81,36],[84,2,87,2],[84,3,87,5],[84,6,87,14],[84,15,87,16],[84,17,84,18],[84,19,84,20],[84,21,84,22],[84,23,84,24],[84,25,84,26],[86,17,87,36],[84,27,84,28],[84,29,84,30],[84,31,84,32],[84,33,84,34],[84,35,84,36],[85,17,85,18],[85,19,85,20],[85,21,85,22],[85,23,85,24],[85,25,85,26],[85,27,85,28],[85,29,85,30],[85,31,85,32],[85,33,85,34],[85,35,85,36],[88,2,91,2],[88,3,91,5],[88,6,91,14],[88,15,91,16],[88,17,88,18],[88,19,88,20],[88,21,88,22],[88,23,88,24],[88,25,88,26],[90,17,91,36],[88,27,88,28],[88,29,88,30],[88,31,88,32],[88,33,88,34],[88,35,88,36],[89,17,89,18],[89,19,89,20],[89,21,89,22],[89,23,89,24],[89,25,89,26],[89,27,89,28],[89,29,89,30],[89,31,89,32],[89,33,89,34],[89,35,89,36],[92,2,95,2],[92,3,95,5],[92,6,95,14],[92,15,95,16],[92,17,92,18],[92,19,92,20],[92,21,92,22],[92,23,92,24],[92,25,92,26],[94,17,95,36],[92,27,92,28],[92,29,92,30],[92,31,92,32],[92,33,92,34],[92,35,92,36],[93,17,93,18],[93,19,93,20],[93,21,93,22],[93,23,93,24],[93,25,93,26],[93,27,93,28],[93,29,93,30],[93,31,93,32],[93,33,93,34],[93,35,93,36],[96,2,99,2],[96,3,99,5],[96,6,99,14],[96,15,99,16],[96,17,96,18],[96,19,96,20],[96,21,96,22],[96,23,96,24],[96,25,96,26],[98,17,99,36],[96,27,96,28],[96,29,96,30],[96,31,96,32],[96,33,96,34],[96,35,96,36],[97,17,97,18],[97,19,97,20],[97,21,97,22],[97,23,97,24],[97,25,97,26],[97,27,97,28],[97,29,97,30],[97,31,97,32],[97,33,97,34],[97,35,97,36],[101,2,104,2],[101,3,104,5],[101,6,104,14],[101,15,104,16],[101,17,101,18],[101,19,101,20],[101,21,101,22],[101,23,101,24],[101,25,101,26],[103,17,104,36],[101,27,101,28],[101,29,101,30],[101,31,101,32],[101,33,101,34],[101,35,101,36],[102,17,102,18],[102,19,102,20],[105,2,108,2],[105,3,108,5],[105,6,108,14],[105,15,108,16],[105,17,105,18],[105,19,105,20],[105,21,105,22],[105,23,105,24],[105,25,105,26],[107,17,108,36],[105,27,105,28],[105,29,105,30],[105,31,105,32],[105,33,105,34],[105,35,105,36],[106,17,106,18],[106,35,106,36],[106,19,106,20],[102,21,102,22],[102,23,102,24],[102,25,102,26],[102,27,102,28],[102,29,102,30],[102,31,102,32],[102,33,102,34],[102,35,102,36],[110,29,110,30],[110,31,110,32],[110,33,110,34],[106,21,106,22],[106,23,106,24],[106,25,106,26],[106,27,106,28],[106,29,106,30],[106,31,106,32],[106,33,106,34],[115,27,115,28],[115,29,115,30],[115,31,115,32],[109,2,112,2],[109,3,112,5],[109,6,112,14],[109,15,112,16],[109,17,109,18],[109,19,109,20],[109,21,109,22],[109,23,109,24],[109,25,109,26],[111,17,112,36],[109,27,109,28],[109,29,109,30],[109,31,109,32],[109,33,109,34],[109,35,109,36],[110,17,110,18],[110,19,110,20],[110,21,110,22],[110,23,110,24],[110,25,110,26],[110,27,110,28],[119,25,119,26],[119,27,119,28],[119,29,119,30],[110,35,110,36],[114,2,117,2],[114,3,117,5],[114,6,117,14],[114,15,117,16],[114,17,114,18],[114,19,114,20],[114,21,114,22],[114,23,114,24],[114,25,114,26],[116,17,117,36],[114,27,114,28],[114,29,114,30],[114,31,114,32],[114,33,114,34],[114,35,114,36],[115,17,115,18],[115,19,115,20],[115,21,115,22],[115,23,115,24],[115,25,115,26],[119,31,119,32],[119,33,119,34],[119,35,119,36],[115,33,115,34],[115,35,115,36],[118,2,121,2],[118,3,121,5],[118,6,121,14],[118,15,121,16],[118,17,118,18],[118,19,118,20],[118,21,118,22],[118,23,118,24],[118,25,118,26],[120,17,121,36],[118,27,118,28],[118,29,118,30],[118,31,118,32],[118,33,118,34],[118,35,118,36],[119,17,119,18],[119,19,119,20],[119,21,119,22],[119,23,119,24]]}
[]
[]
[]
[null,"5．実施計画書",null,null,null,null,null,null,null,null,"52．実施計画",null,null,null,null,null,null,null,null,null,null,null,null,null,null,null,null,null,null,null,null,null,null,null,null,null,null,null,null,null,"記入例及び注記",null,null,null,null,null,null,null,"セル色凡例",null,null,null,null,null,"直接入力",null,null,null,null,"選択",null,null,null,"自動計算",null,null,null,null,null,null,null,null,null,null,null,null,null,null,null,null,null,null,"セル色の表示／非表示"]
[null,"522．実施計画",null,null,null,null,null,null,null,null,null,null,null,null,null,null,null,null,null,null,null,null,null,null,null,null,null,null,null,null,null,null,null,null,null,null,null,null,null,null,"（セルのメモやテキストボックスによる注記は移動できます）",null,null,null,null,null,null,null,null,null,null,null,null,null,null,null,null,null,null,null,null,null,null,null,null,null,null,null,null,null,null,null,null,null,null,null,null,null,null,null,null,null,false]
[]
[null,"■","実施計画"]
[null,"対策の種類\n[対策個票番号]",null,null,null,null,"対策名称",null,null,null,null,null,null,null,null,"補助金申請\n予定",null,"計画年度",null,null,null,null,null,null,null,null,null,null,null,null,null,null,null,null,null,null,null,null,null,null,"対策の種類\n[対策個票番号]",null,null,null,null,"対策名称",null,null,null,null,null,null,null,null,"補助金申請\n予定",null,"計画年度",null,null,null,null,null,null,null,null,null,null,null,null,null,null,null,null,null,null,null,null,null,null,null,null,null,"INDIRECT用"]
[null,null,null,null,null,null,null,null,null,null,null,null,null,null,null,null,null,{"$f":"IF('511脱炭素化計画'!AQ24=\"\",\"\",'511脱炭素化計画'!AQ24)","v":""},null,null,null,{"$f":"IF('511脱炭素化計画'!AT24=\"\",\"\",'511脱炭素化計画'!AT24)","v":"目標年度"},null,null,null,{"$f":"IF('511脱炭素化計画'!AW24=\"\",\"\",'511脱炭素化計画'!AW24)","v":""},null,null,null,{"$f":"IF('511脱炭素化計画'!AZ24=\"\",\"\",'511脱炭素化計画'!AZ24)","v":""},null,null,null,{"$f":"IF('511脱炭素化計画'!BC24=\"\",\"\",'511脱炭素化計画'!BC24)","v":""},null,null,null,null,null,null,null,null,null,null,null,null,null,null,null,null,null,null,null,null,null,null,"",null,null,null,"目標年度",null,null,null,"",null,null,null,"",null,null,null,null,null,null,null,null,null,null,null,null,null,"511脱炭素化計画"]
[null,null,null,null,null,null,null,null,null,null,null,null,null,null,null,null,null,{"$f":"IF('511脱炭素化計画'!AQ25=\"\",\"\",'511脱炭素化計画'!AQ25)","v":"令和6年度"},null,null,null,{"$f":"IF('511脱炭素化計画'!AT25=\"\",\"\",'511脱炭素化計画'!AT25)","v":"令和7年度"},null,null,null,{"$f":"IF('511脱炭素化計画'!AW25=\"\",\"\",'511脱炭素化計画'!AW25)","v":"令和8年度"},null,null,null,{"$f":"IF('511脱炭素化計画'!AZ25=\"\",\"\",'511脱炭素化計画'!AZ25)","v":"令和9年度"},null,null,null,{"$f":"IF('511脱炭素化計画'!BC25=\"\",\"\",'511脱炭素化計画'!BC25)","v":"令和10年度"},null,null,null,null,null,null,null,null,null,null,null,null,null,null,null,null,null,null,null,null,null,null,"令和6年度",null,null,null,"令和7年度",null,null,null,"令和8年度",null,null,null,"令和9年度",null,null,null,"令和10年度",null,null,null,null,null,null,null,null,null,"対策個票"]
[null,"省エネルギー",null,null,null,null,null,null,null,null,null,null,null,null,null,null,null,null,null,null,null,null,null,null,null,null,null,null,null,null,null,null,null,null,null,null,null,null,null,null,"省エネルギー"]
[null,null,{"$f":"IF('511脱炭素化計画'!C27=\"\",\"\",'511脱炭素化計画'!C27)","v":""},{"$f":"IF($C12=\"\",\"\",IFERROR(IF(INDIRECT(\"'\"&$CE$10&$C12&\"'!C9\")=\"\",\"\",INDIRECT(\"'\"&$CE$10&$C12&\"'!C9\")),\"―\"))","v":""},null,null,{"$f":"IF($C12=\"\",\"\",IFERROR(IF(INDIRECT(\"'\"&$CE$10&$C12&\"'!G9\")=\"\",\"\",INDIRECT(\"'\"&$CE$10&$C12&\"'!G9\")),\"―\"))","v":""},null,null,null,null,null,null,null,null,{"$f":"IF($C12=\"\",\"\",IFERROR(IF(INDIRECT(\"'\"&$CE$10&$C12&\"'!CK294\")=TRUE,\"有り\",\"無し\"),\"―\"))","v":""},null,{"$f":"IF($C12=\"\",\"\",IFERROR(IF(INDIRECT(\"'\"&$CE$10&$C12&\"'!R271\")=\"\",\"\",INDIRECT(\"'\"&$CE$10&$C12&\"'!R271\")),\"―\"))","v":""},null,{"$f":"IF($C12=\"\",\"\",IFERROR(IF(INDIRECT(\"'\"&$CE$10&$C12&\"'!T271\")=\"\",\"\",INDIRECT(\"'\"&$CE$10&$C12&\"'!T271\")),\"―\"))","v":""},null,{"$f":"IF($C12=\"\",\"\",IFERROR(IF(INDIRECT(\"'\"&$CE$10&$C12&\"'!V271\")=\"\",\"\",INDIRECT(\"'\"&$CE$10&$C12&\"'!V271\")),\"―\"))","v":""},null,{"$f":"IF($C12=\"\",\"\",IFERROR(IF(INDIRECT(\"'\"&$CE$10&$C12&\"'!X271\")=\"\",\"\",INDIRECT(\"'\"&$CE$10&$C12&\"'!X271\")),\"―\"))","v":""},null,{"$f":"IF($C12=\"\",\"\",IFERROR(IF(INDIRECT(\"'\"&$CE$10&$C12&\"'!Z271\")=\"\",\"\",INDIRECT(\"'\"&$CE$10&$C12&\"'!Z271\")),\"―\"))","v":""},null,{"$f":"IF($C12=\"\",\"\",IFERROR(IF(INDIRECT(\"'\"&$CE$10&$C12&\"'!AB271\")=\"\",\"\",INDIRECT(\"'\"&$CE$10&$C12&\"'!AB271\")),\"―\"))","v":""},null,{"$f":"IF($C12=\"\",\"\",IFERROR(IF(INDIRECT(\"'\"&$CE$10&$C12&\"'!AD271\")=\"\",\"\",INDIRECT(\"'\"&$CE$10&$C12&\"'!AD271\")),\"―\"))","v":""},null,{"$f":"IF($C12=\"\",\"\",IFERROR(IF(INDIRECT(\"'\"&$CE$10&$C12&\"'!AF271\")=\"\",\"\",INDIRECT(\"'\"&$CE$10&$C12&\"'!AF271\")),\"―\"))","v":""},null,{"$f":"IF($C12=\"\",\"\",IFERROR(IF(INDIRECT(\"'\"&$CE$10&$C12&\"'!AH271\")=\"\",\"\",INDIRECT(\"'\"&$CE$10&$C12&\"'!AH271\")),\"―\"))","v":""},null,{"$f":"IF($C12=\"\",\"\",IFERROR(IF(INDIRECT(\"'\"&$CE$10&$C12&\"'!AJ271\")=\"\",\"\",INDIRECT(\"'\"&$CE$10&$C12&\"'!AJ271\")),\"―\"))","v":""},null,null,null,null,null,1,"部分更新・ 機能付加",null,null,"蒸気配管・蒸気バルブ・フランジ等の断熱強化",null,null,null,null,null,null,null,null,"無し",null,"",null,"",null,"12月",null,"3月",null,"",null,"",null,"",null,"",null,"",null,""]
[null,null,null,null,null,null,null,null,null,null,null,null,null,null,null,null,null,{"$f":"IF($C12=\"\",\"\",IFERROR(IF(INDIRECT(\"'\"&$CE$10&$C12&\"'!R272\")=\"\",\"\",INDIRECT(\"'\"&$CE$10&$C12&\"'!R272\")),\"―\"))","v":""},null,{"$f":"IF($C12=\"\",\"\",IFERROR(IF(INDIRECT(\"'\"&$CE$10&$C12&\"'!T272\")=\"\",\"\",INDIRECT(\"'\"&$CE$10&$C12&\"'!T272\")),\"―\"))","v":""},null,{"$f":"IF($C12=\"\",\"\",IFERROR(IF(INDIRECT(\"'\"&$CE$10&$C12&\"'!V272\")=\"\",\"\",INDIRECT(\"'\"&$CE$10&$C12&\"'!V272\")),\"―\"))","v":""},null,{"$f":"IF($C12=\"\",\"\",IFERROR(IF(INDIRECT(\"'\"&$CE$10&$C12&\"'!X272\")=\"\",\"\",INDIRECT(\"'\"&$CE$10&$C12&\"'!X272\")),\"―\"))","v":""},null,{"$f":"IF($C12=\"\",\"\",IFERROR(IF(INDIRECT(\"'\"&$CE$10&$C12&\"'!Z272\")=\"\",\"\",INDIRECT(\"'\"&$CE$10&$C12&\"'!Z272\")),\"―\"))","v":""},null,{"$f":"IF($C12=\"\",\"\",IFERROR(IF(INDIRECT(\"'\"&$CE$10&$C12&\"'!AB272\")=\"\",\"\",INDIRECT(\"'\"&$CE$10&$C12&\"'!AB272\")),\"―\"))","v":""},null,{"$f":"IF($C12=\"\",\"\",IFERROR(IF(INDIRECT(\"'\"&$CE$10&$C12&\"'!AD272\")=\"\",\"\",INDIRECT(\"'\"&$CE$10&$C12&\"'!AD272\")),\"―\"))","v":""},null,{"$f":"IF($C12=\"\",\"\",IFERROR(IF(INDIRECT(\"'\"&$CE$10&$C12&\"'!AF272\")=\"\",\"\",INDIRECT(\"'\"&$CE$10&$C12&\"'!AF272\")),\"―\"))","v":""},null,{"$f":"IF($C12=\"\",\"\",IFERROR(IF(INDIRECT(\"'\"&$CE$10&$C12&\"'!AH272\")=\"\",\"\",INDIRECT(\"'\"&$CE$10&$C12&\"'!AH272\")),\"―\"))","v":""},null,{"$f":"IF($C12=\"\",\"\",IFERROR(IF(INDIRECT(\"'\"&$CE$10&$C12&\"'!AJ272\")=\"\",\"\",INDIRECT(\"'\"&$CE$10&$C12&\"'!AJ272\")),\"―\"))","v":""},null,null,null,null,null,null,null,null,null,null,null,null,null,null,null,null,null,null,null,null,"",null,"",null,"着手",null,"完了",null,"",null,"",null,"",null,"",null,"",null,""]
[null,null,null,null,null,null,null,null,null,null,null,null,null,null,null,null,null,{"$f":"IF($C12=\"\",\"\",IFERROR(IF(INDIRECT(\"'\"&$CE$10&$C12&\"'!R273\")=\"\",\"\",INDIRECT(\"'\"&$CE$10&$C12&\"'!R273\")),\"―\"))","v":""},null,null,null,null,null,null,null,null,null,null,null,null,null,null,null,null,null,null,null,null,null,null,null,null,null,null,null,null,null,null,null,null,null,null,null,null,null,null,"令和7年12月～現状確認、令和8年1月～段階的に施工、令和8年3月完了（ボイラ更新と同時に完了）"]
[]
[null,null,{"$f":"IF('511脱炭素化計画'!C28=\"\",\"\",'511脱炭素化計画'!C28)","v":""},{"$f":"IF($C16=\"\",\"\",IFERROR(IF(INDIRECT(\"'\"&$CE$10&$C16&\"'!C9\")=\"\",\"\",INDIRECT(\"'\"&$CE$10&$C16&\"'!C9\")),\"―\"))","v":""},null,null,{"$f":"IF($C16=\"\",\"\",IFERROR(IF(INDIRECT(\"'\"&$CE$10&$C16&\"'!G9\")=\"\",\"\",INDIRECT(\"'\"&$CE$10&$C16&\"'!G9\")),\"―\"))","v":""},null,null,null,null,null,null,null,null,{"$f":"IF($C16=\"\",\"\",IFERROR(IF(INDIRECT(\"'\"&$CE$10&$C16&\"'!CK294\")=TRUE,\"有り\",\"無し\"),\"―\"))","v":""},null,{"$f":"IF($C16=\"\",\"\",IFERROR(IF(INDIRECT(\"'\"&$CE$10&$C16&\"'!R271\")=\"\",\"\",INDIRECT(\"'\"&$CE$10&$C16&\"'!R271\")),\"―\"))","v":""},null,{"$f":"IF($C16=\"\",\"\",IFERROR(IF(INDIRECT(\"'\"&$CE$10&$C16&\"'!T271\")=\"\",\"\",INDIRECT(\"'\"&$CE$10&$C16&\"'!T271\")),\"―\"))","v":""},null,{"$f":"IF($C16=\"\",\"\",IFERROR(IF(INDIRECT(\"'\"&$CE$10&$C16&\"'!V271\")=\"\",\"\",INDIRECT(\"'\"&$CE$10&$C16&\"'!V271\")),\"―\"))","v":""},null,{"$f":"IF($C16=\"\",\"\",IFERROR(IF(INDIRECT(\"'\"&$CE$10&$C16&\"'!X271\")=\"\",\"\",INDIRECT(\"'\"&$CE$10&$C16&\"'!X271\")),\"―\"))","v":""},null,{"$f":"IF($C16=\"\",\"\",IFERROR(IF(INDIRECT(\"'\"&$CE$10&$C16&\"'!Z271\")=\"\",\"\",INDIRECT(\"'\"&$CE$10&$C16&\"'!Z271\")),\"―\"))","v":""},null,{"$f":"IF($C16=\"\",\"\",IFERROR(IF(INDIRECT(\"'\"&$CE$10&$C16&\"'!AB271\")=\"\",\"\",INDIRECT(\"'\"&$CE$10&$C16&\"'!AB271\")),\"―\"))","v":""},null,{"$f":"IF($C16=\"\",\"\",IFERROR(IF(INDIRECT(\"'\"&$CE$10&$C16&\"'!AD271\")=\"\",\"\",INDIRECT(\"'\"&$CE$10&$C16&\"'!AD271\")),\"―\"))","v":""},null,{"$f":"IF($C16=\"\",\"\",IFERROR(IF(INDIRECT(\"'\"&$CE$10&$C16&\"'!AF271\")=\"\",\"\",INDIRECT(\"'\"&$CE$10&$C16&\"'!AF271\")),\"―\"))","v":""},null,{"$f":"IF($C16=\"\",\"\",IFERROR(IF(INDIRECT(\"'\"&$CE$10&$C16&\"'!AH271\")=\"\",\"\",INDIRECT(\"'\"&$CE$10&$C16&\"'!AH271\")),\"―\"))","v":""},null,{"$f":"IF($C16=\"\",\"\",IFERROR(IF(INDIRECT(\"'\"&$CE$10&$C16&\"'!AJ271\")=\"\",\"\",INDIRECT(\"'\"&$CE$10&$C16&\"'!AJ271\")),\"―\"))","v":""},null,null,null,null,null,2,"運用改善",null,null,"ボイラー圧力の調整",null,null,null,null,null,null,null,null,"無し",null,"",null,"",null,"1月",null,"3月",null,null,null,"",null,"",null,"",null,"",null,""]
[null,null,null,null,null,null,null,null,null,null,null,null,null,null,null,null,null,{"$f":"IF($C16=\"\",\"\",IFERROR(IF(INDIRECT(\"'\"&$CE$10&$C16&\"'!R272\")=\"\",\"\",INDIRECT(\"'\"&$CE$10&$C16&\"'!R272\")),\"―\"))","v":""},null,{"$f":"IF($C16=\"\",\"\",IFERROR(IF(INDIRECT(\"'\"&$CE$10&$C16&\"'!T272\")=\"\",\"\",INDIRECT(\"'\"&$CE$10&$C16&\"'!T272\")),\"―\"))","v":""},null,{"$f":"IF($C16=\"\",\"\",IFERROR(IF(INDIRECT(\"'\"&$CE$10&$C16&\"'!V272\")=\"\",\"\",INDIRECT(\"'\"&$CE$10&$C16&\"'!V272\")),\"―\"))","v":""},null,{"$f":"IF($C16=\"\",\"\",IFERROR(IF(INDIRECT(\"'\"&$CE$10&$C16&\"'!X272\")=\"\",\"\",INDIRECT(\"'\"&$CE$10&$C16&\"'!X272\")),\"―\"))","v":""},null,{"$f":"IF($C16=\"\",\"\",IFERROR(IF(INDIRECT(\"'\"&$CE$10&$C16&\"'!Z272\")=\"\",\"\",INDIRECT(\"'\"&$CE$10&$C16&\"'!Z272\")),\"―\"))","v":""},null,{"$f":"IF($C16=\"\",\"\",IFERROR(IF(INDIRECT(\"'\"&$CE$10&$C16&\"'!AB272\")=\"\",\"\",INDIRECT(\"'\"&$CE$10&$C16&\"'!AB272\")),\"―\"))","v":""},null,{"$f":"IF($C16=\"\",\"\",IFERROR(IF(INDIRECT(\"'\"&$CE$10&$C16&\"'!AD272\")=\"\",\"\",INDIRECT(\"'\"&$CE$10&$C16&\"'!AD272\")),\"―\"))","v":""},null,{"$f":"IF($C16=\"\",\"\",IFERROR(IF(INDIRECT(\"'\"&$CE$10&$C16&\"'!AF272\")=\"\",\"\",INDIRECT(\"'\"&$CE$10&$C16&\"'!AF272\")),\"―\"))","v":""},null,{"$f":"IF($C16=\"\",\"\",IFERROR(IF(INDIRECT(\"'\"&$CE$10&$C16&\"'!AH272\")=\"\",\"\",INDIRECT(\"'\"&$CE$10&$C16&\"'!AH272\")),\"―\"))","v":""},null,{"$f":"IF($C16=\"\",\"\",IFERROR(IF(INDIRECT(\"'\"&$CE$10&$C16&\"'!AJ272\")=\"\",\"\",INDIRECT(\"'\"&$CE$10&$C16&\"'!AJ272\")),\"―\"))","v":""},null,null,null,null,null,null,null,null,null,null,null,null,null,null,null,null,null,null,null,null,"",null,"",null,"着手",null,"完了",null,null,null,"",null,"",null,"",null,"",null,""]
[null,null,null,null,null,null,null,null,null,null,null,null,null,null,null,null,null,{"$f":"IF($C16=\"\",\"\",IFERROR(IF(INDIRECT(\"'\"&$CE$10&$C16&\"'!R273\")=\"\",\"\",INDIRECT(\"'\"&$CE$10&$C16&\"'!R273\")),\"―\"))","v":""},null,null,null,null,null,null,null,null,null,null,null,null,null,null,null,null,null,null,null,null,null,null,null,null,null,null,null,null,null,null,null,null,null,null,null,null,null,null,"令和8年1月：試行、2月：マニュアル作成、3月ボイラ更新と同時に完了"]
[]
[null,null,{"$f":"IF('511脱炭素化計画'!C29=\"\",\"\",'511脱炭素化計画'!C29)","v":""},{"$f":"IF($C20=\"\",\"\",IFERROR(IF(INDIRECT(\"'\"&$CE$10&$C20&\"'!C9\")=\"\",\"\",INDIRECT(\"'\"&$CE$10&$C20&\"'!C9\")),\"―\"))","v":""},null,null,{"$f":"IF($C20=\"\",\"\",IFERROR(IF(INDIRECT(\"'\"&$CE$10&$C20&\"'!G9\")=\"\",\"\",INDIRECT(\"'\"&$CE$10&$C20&\"'!G9\")),\"―\"))","v":""},null,null,null,null,null,null,null,null,{"$f":"IF($C20=\"\",\"\",IFERROR(IF(INDIRECT(\"'\"&$CE$10&$C20&\"'!CK294\")=TRUE,\"有り\",\"無し\"),\"―\"))","v":""},null,{"$f":"IF($C20=\"\",\"\",IFERROR(IF(INDIRECT(\"'\"&$CE$10&$C20&\"'!R271\")=\"\",\"\",INDIRECT(\"'\"&$CE$10&$C20&\"'!R271\")),\"―\"))","v":""},null,{"$f":"IF($C20=\"\",\"\",IFERROR(IF(INDIRECT(\"'\"&$CE$10&$C20&\"'!T271\")=\"\",\"\",INDIRECT(\"'\"&$CE$10&$C20&\"'!T271\")),\"―\"))","v":""},null,{"$f":"IF($C20=\"\",\"\",IFERROR(IF(INDIRECT(\"'\"&$CE$10&$C20&\"'!V271\")=\"\",\"\",INDIRECT(\"'\"&$CE$10&$C20&\"'!V271\")),\"―\"))","v":""},null,{"$f":"IF($C20=\"\",\"\",IFERROR(IF(INDIRECT(\"'\"&$CE$10&$C20&\"'!X271\")=\"\",\"\",INDIRECT(\"'\"&$CE$10&$C20&\"'!X271\")),\"―\"))","v":""},null,{"$f":"IF($C20=\"\",\"\",IFERROR(IF(INDIRECT(\"'\"&$CE$10&$C20&\"'!Z271\")=\"\",\"\",INDIRECT(\"'\"&$CE$10&$C20&\"'!Z271\")),\"―\"))","v":""},null,{"$f":"IF($C20=\"\",\"\",IFERROR(IF(INDIRECT(\"'\"&$CE$10&$C20&\"'!AB271\")=\"\",\"\",INDIRECT(\"'\"&$CE$10&$C20&\"'!AB271\")),\"―\"))","v":""},null,{"$f":"IF($C20=\"\",\"\",IFERROR(IF(INDIRECT(\"'\"&$CE$10&$C20&\"'!AD271\")=\"\",\"\",INDIRECT(\"'\"&$CE$10&$C20&\"'!AD271\")),\"―\"))","v":""},null,{"$f":"IF($C20=\"\",\"\",IFERROR(IF(INDIRECT(\"'\"&$CE$10&$C20&\"'!AF271\")=\"\",\"\",INDIRECT(\"'\"&$CE$10&$C20&\"'!AF271\")),\"―\"))","v":""},null,{"$f":"IF($C20=\"\",\"\",IFERROR(IF(INDIRECT(\"'\"&$CE$10&$C20&\"'!AH271\")=\"\",\"\",INDIRECT(\"'\"&$CE$10&$C20&\"'!AH271\")),\"―\"))","v":""},null,{"$f":"IF($C20=\"\",\"\",IFERROR(IF(INDIRECT(\"'\"&$CE$10&$C20&\"'!AJ271\")=\"\",\"\",INDIRECT(\"'\"&$CE$10&$C20&\"'!AJ271\")),\"―\"))","v":""},null,null,null,null,null,3,"設備導入",null,null,"コンプレッサーの更新",null,null,null,null,null,null,null,null,"有り",null,"1月",null,"3月",null,null,null,null,null,"",null,"",null,"",null,"",null,"",null,""]
[null,null,null,null,null,null,null,null,null,null,null,null,null,null,null,null,null,{"$f":"IF($C20=\"\",\"\",IFERROR(IF(INDIRECT(\"'\"&$CE$10&$C20&\"'!R272\")=\"\",\"\",INDIRECT(\"'\"&$CE$10&$C20&\"'!R272\")),\"―\"))","v":""},null,{"$f":"IF($C20=\"\",\"\",IFERROR(IF(INDIRECT(\"'\"&$CE$10&$C20&\"'!T272\")=\"\",\"\",INDIRECT(\"'\"&$CE$10&$C20&\"'!T272\")),\"―\"))","v":""},null,{"$f":"IF($C20=\"\",\"\",IFERROR(IF(INDIRECT(\"'\"&$CE$10&$C20&\"'!V272\")=\"\",\"\",INDIRECT(\"'\"&$CE$10&$C20&\"'!V272\")),\"―\"))","v":""},null,{"$f":"IF($C20=\"\",\"\",IFERROR(IF(INDIRECT(\"'\"&$CE$10&$C20&\"'!X272\")=\"\",\"\",INDIRECT(\"'\"&$CE$10&$C20&\"'!X272\")),\"―\"))","v":""},null,{"$f":"IF($C20=\"\",\"\",IFERROR(IF(INDIRECT(\"'\"&$CE$10&$C20&\"'!Z272\")=\"\",\"\",INDIRECT(\"'\"&$CE$10&$C20&\"'!Z272\")),\"―\"))","v":""},null,{"$f":"IF($C20=\"\",\"\",IFERROR(IF(INDIRECT(\"'\"&$CE$10&$C20&\"'!AB272\")=\"\",\"\",INDIRECT(\"'\"&$CE$10&$C20&\"'!AB272\")),\"―\"))","v":""},null,{"$f":"IF($C20=\"\",\"\",IFERROR(IF(INDIRECT(\"'\"&$CE$10&$C20&\"'!AD272\")=\"\",\"\",INDIRECT(\"'\"&$CE$10&$C20&\"'!AD272\")),\"―\"))","v":""},null,{"$f":"IF($C20=\"\",\"\",IFERROR(IF(INDIRECT(\"'\"&$CE$10&$C20&\"'!AF272\")=\"\",\"\",INDIRECT(\"'\"&$CE$10&$C20&\"'!AF272\")),\"―\"))","v":""},null,{"$f":"IF($C20=\"\",\"\",IFERROR(IF(INDIRECT(\"'\"&$CE$10&$C20&\"'!AH272\")=\"\",\"\",INDIRECT(\"'\"&$CE$10&$C20&\"'!AH272\")),\"―\"))","v":""},null,{"$f":"IF($C20=\"\",\"\",IFERROR(IF(INDIRECT(\"'\"&$CE$10&$C20&\"'!AJ272\")=\"\",\"\",INDIRECT(\"'\"&$CE$10&$C20&\"'!AJ272\")),\"―\"))","v":""},null,null,null,null,null,null,null,null,null,null,null,null,null,null,null,null,null,null,null,null,"着手",null,"完了",null,null,null,null,null,"",null,"",null,"",null,"",null,"",null,""]
[null,null,null,null,null,null,null,null,null,null,null,null,null,null,null,null,null,{"$f":"IF($C20=\"\",\"\",IFERROR(IF(INDIRECT(\"'\"&$CE$10&$C20&\"'!R273\")=\"\",\"\",INDIRECT(\"'\"&$CE$10&$C20&\"'!R273\")),\"―\"))","v":""},null,null,null,null,null,null,null,null,null,null,null,null,null,null,null,null,null,null,null,null,null,null,null,null,null,null,null,null,null,null,null,null,null,null,null,null,null,null,""]
[]
[null,null,{"$f":"IF('511脱炭素化計画'!C30=\"\",\"\",'511脱炭素化計画'!C30)","v":""},{"$f":"IF($C24=\"\",\"\",IFERROR(IF(INDIRECT(\"'\"&$CE$10&$C24&\"'!C9\")=\"\",\"\",INDIRECT(\"'\"&$CE$10&$C24&\"'!C9\")),\"―\"))","v":""},null,null,{"$f":"IF($C24=\"\",\"\",IFERROR(IF(INDIRECT(\"'\"&$CE$10&$C24&\"'!G9\")=\"\",\"\",INDIRECT(\"'\"&$CE$10&$C24&\"'!G9\")),\"―\"))","v":""},null,null,null,null,null,null,null,null,{"$f":"IF($C24=\"\",\"\",IFERROR(IF(INDIRECT(\"'\"&$CE$10&$C24&\"'!CK294\")=TRUE,\"有り\",\"無し\"),\"―\"))","v":""},null,{"$f":"IF($C24=\"\",\"\",IFERROR(IF(INDIRECT(\"'\"&$CE$10&$C24&\"'!R271\")=\"\",\"\",INDIRECT(\"'\"&$CE$10&$C24&\"'!R271\")),\"―\"))","v":""},null,{"$f":"IF($C24=\"\",\"\",IFERROR(IF(INDIRECT(\"'\"&$CE$10&$C24&\"'!T271\")=\"\",\"\",INDIRECT(\"'\"&$CE$10&$C24&\"'!T271\")),\"―\"))","v":""},null,{"$f":"IF($C24=\"\",\"\",IFERROR(IF(INDIRECT(\"'\"&$CE$10&$C24&\"'!V271\")=\"\",\"\",INDIRECT(\"'\"&$CE$10&$C24&\"'!V271\")),\"―\"))","v":""},null,{"$f":"IF($C24=\"\",\"\",IFERROR(IF(INDIRECT(\"'\"&$CE$10&$C24&\"'!X271\")=\"\",\"\",INDIRECT(\"'\"&$CE$10&$C24&\"'!X271\")),\"―\"))","v":""},null,{"$f":"IF($C24=\"\",\"\",IFERROR(IF(INDIRECT(\"'\"&$CE$10&$C24&\"'!Z271\")=\"\",\"\",INDIRECT(\"'\"&$CE$10&$C24&\"'!Z271\")),\"―\"))","v":""},null,{"$f":"IF($C24=\"\",\"\",IFERROR(IF(INDIRECT(\"'\"&$CE$10&$C24&\"'!AB271\")=\"\",\"\",INDIRECT(\"'\"&$CE$10&$C24&\"'!AB271\")),\"―\"))","v":""},null,{"$f":"IF($C24=\"\",\"\",IFERROR(IF(INDIRECT(\"'\"&$CE$10&$C24&\"'!AD271\")=\"\",\"\",INDIRECT(\"'\"&$CE$10&$C24&\"'!AD271\")),\"―\"))","v":""},null,{"$f":"IF($C24=\"\",\"\",IFERROR(IF(INDIRECT(\"'\"&$CE$10&$C24&\"'!AF271\")=\"\",\"\",INDIRECT(\"'\"&$CE$10&$C24&\"'!AF271\")),\"―\"))","v":""},null,{"$f":"IF($C24=\"\",\"\",IFERROR(IF(INDIRECT(\"'\"&$CE$10&$C24&\"'!AH271\")=\"\",\"\",INDIRECT(\"'\"&$CE$10&$C24&\"'!AH271\")),\"―\"))","v":""},null,{"$f":"IF($C24=\"\",\"\",IFERROR(IF(INDIRECT(\"'\"&$CE$10&$C24&\"'!AJ271\")=\"\",\"\",INDIRECT(\"'\"&$CE$10&$C24&\"'!AJ271\")),\"―\"))","v":""},null,null,null,null,null,4,"部分更新・ 機能付加",null,null,"曝気ブロアのインバーター化",null,null,null,null,null,null,null,null,"無し",null,"12月",null,"3月",null,"",null,"",null,"",null,"",null,"",null,"",null,"",null,""]
[null,null,null,null,null,null,null,null,null,null,null,null,null,null,null,null,null,{"$f":"IF($C24=\"\",\"\",IFERROR(IF(INDIRECT(\"'\"&$CE$10&$C24&\"'!R272\")=\"\",\"\",INDIRECT(\"'\"&$CE$10&$C24&\"'!R272\")),\"―\"))","v":""},null,{"$f":"IF($C24=\"\",\"\",IFERROR(IF(INDIRECT(\"'\"&$CE$10&$C24&\"'!T272\")=\"\",\"\",INDIRECT(\"'\"&$CE$10&$C24&\"'!T272\")),\"―\"))","v":""},null,{"$f":"IF($C24=\"\",\"\",IFERROR(IF(INDIRECT(\"'\"&$CE$10&$C24&\"'!V272\")=\"\",\"\",INDIRECT(\"'\"&$CE$10&$C24&\"'!V272\")),\"―\"))","v":""},null,{"$f":"IF($C24=\"\",\"\",IFERROR(IF(INDIRECT(\"'\"&$CE$10&$C24&\"'!X272\")=\"\",\"\",INDIRECT(\"'\"&$CE$10&$C24&\"'!X272\")),\"―\"))","v":""},null,{"$f":"IF($C24=\"\",\"\",IFERROR(IF(INDIRECT(\"'\"&$CE$10&$C24&\"'!Z272\")=\"\",\"\",INDIRECT(\"'\"&$CE$10&$C24&\"'!Z272\")),\"―\"))","v":""},null,{"$f":"IF($C24=\"\",\"\",IFERROR(IF(INDIRECT(\"'\"&$CE$10&$C24&\"'!AB272\")=\"\",\"\",INDIRECT(\"'\"&$CE$10&$C24&\"'!AB272\")),\"―\"))","v":""},null,{"$f":"IF($C24=\"\",\"\",IFERROR(IF(INDIRECT(\"'\"&$CE$10&$C24&\"'!AD272\")=\"\",\"\",INDIRECT(\"'\"&$CE$10&$C24&\"'!AD272\")),\"―\"))","v":""},null,{"$f":"IF($C24=\"\",\"\",IFERROR(IF(INDIRECT(\"'\"&$CE$10&$C24&\"'!AF272\")=\"\",\"\",INDIRECT(\"'\"&$CE$10&$C24&\"'!AF272\")),\"―\"))","v":""},null,{"$f":"IF($C24=\"\",\"\",IFERROR(IF(INDIRECT(\"'\"&$CE$10&$C24&\"'!AH272\")=\"\",\"\",INDIRECT(\"'\"&$CE$10&$C24&\"'!AH272\")),\"―\"))","v":""},null,{"$f":"IF($C24=\"\",\"\",IFERROR(IF(INDIRECT(\"'\"&$CE$10&$C24&\"'!AJ272\")=\"\",\"\",INDIRECT(\"'\"&$CE$10&$C24&\"'!AJ272\")),\"―\"))","v":""},null,null,null,null,null,null,null,null,null,null,null,null,null,null,null,null,null,null,null,null,"着手",null,"完了",null,"",null,"",null,"",null,"",null,"",null,"",null,"",null,""]
[null,null,null,null,null,null,null,null,null,null,null,null,null,null,null,null,null,{"$f":"IF($C24=\"\",\"\",IFERROR(IF(INDIRECT(\"'\"&$CE$10&$C24&\"'!R273\")=\"\",\"\",INDIRECT(\"'\"&$CE$10&$C24&\"'!R273\")),\"―\"))","v":""},null,null,null,null,null,null,null,null,null,null,null,null,null,null,null,null,null,null,null,null,null,null,null,null,null,null,null,null,null,null,null,null,null,null,null,null,null,null,""]
[]
[null,null,{"$f":"IF('511脱炭素化計画'!C31=\"\",\"\",'511脱炭素化計画'!C31)","v":""},{"$f":"IF($C28=\"\",\"\",IFERROR(IF(INDIRECT(\"'\"&$CE$10&$C28&\"'!C9\")=\"\",\"\",INDIRECT(\"'\"&$CE$10&$C28&\"'!C9\")),\"―\"))","v":""},null,null,{"$f":"IF($C28=\"\",\"\",IFERROR(IF(INDIRECT(\"'\"&$CE$10&$C28&\"'!G9\")=\"\",\"\",INDIRECT(\"'\"&$CE$10&$C28&\"'!G9\")),\"―\"))","v":""},null,null,null,null,null,null,null,null,{"$f":"IF($C28=\"\",\"\",IFERROR(IF(INDIRECT(\"'\"&$CE$10&$C28&\"'!CK294\")=TRUE,\"有り\",\"無し\"),\"―\"))","v":""},null,{"$f":"IF($C28=\"\",\"\",IFERROR(IF(INDIRECT(\"'\"&$CE$10&$C28&\"'!R271\")=\"\",\"\",INDIRECT(\"'\"&$CE$10&$C28&\"'!R271\")),\"―\"))","v":""},null,{"$f":"IF($C28=\"\",\"\",IFERROR(IF(INDIRECT(\"'\"&$CE$10&$C28&\"'!T271\")=\"\",\"\",INDIRECT(\"'\"&$CE$10&$C28&\"'!T271\")),\"―\"))","v":""},null,{"$f":"IF($C28=\"\",\"\",IFERROR(IF(INDIRECT(\"'\"&$CE$10&$C28&\"'!V271\")=\"\",\"\",INDIRECT(\"'\"&$CE$10&$C28&\"'!V271\")),\"―\"))","v":""},null,{"$f":"IF($C28=\"\",\"\",IFERROR(IF(INDIRECT(\"'\"&$CE$10&$C28&\"'!X271\")=\"\",\"\",INDIRECT(\"'\"&$CE$10&$C28&\"'!X271\")),\"―\"))","v":""},null,{"$f":"IF($C28=\"\",\"\",IFERROR(IF(INDIRECT(\"'\"&$CE$10&$C28&\"'!Z271\")=\"\",\"\",INDIRECT(\"'\"&$CE$10&$C28&\"'!Z271\")),\"―\"))","v":""},null,{"$f":"IF($C28=\"\",\"\",IFERROR(IF(INDIRECT(\"'\"&$CE$10&$C28&\"'!AB271\")=\"\",\"\",INDIRECT(\"'\"&$CE$10&$C28&\"'!AB271\")),\"―\"))","v":""},null,{"$f":"IF($C28=\"\",\"\",IFERROR(IF(INDIRECT(\"'\"&$CE$10&$C28&\"'!AD271\")=\"\",\"\",INDIRECT(\"'\"&$CE$10&$C28&\"'!AD271\")),\"―\"))","v":""},null,{"$f":"IF($C28=\"\",\"\",IFERROR(IF(INDIRECT(\"'\"&$CE$10&$C28&\"'!AF271\")=\"\",\"\",INDIRECT(\"'\"&$CE$10&$C28&\"'!AF271\")),\"―\"))","v":""},null,{"$f":"IF($C28=\"\",\"\",IFERROR(IF(INDIRECT(\"'\"&$CE$10&$C28&\"'!AH271\")=\"\",\"\",INDIRECT(\"'\"&$CE$10&$C28&\"'!AH271\")),\"―\"))","v":""},null,{"$f":"IF($C28=\"\",\"\",IFERROR(IF(INDIRECT(\"'\"&$CE$10&$C28&\"'!AJ271\")=\"\",\"\",INDIRECT(\"'\"&$CE$10&$C28&\"'!AJ271\")),\"―\"))","v":""},null,null,null,null,null,5,"運用改善",null,null,"空調設定温度の緩和",null,null,null,null,null,null,null,null,"無し",null,"11月",null,"12月",null,"",null,"",null,"",null,"",null,"",null,"",null,"",null,""]
[null,null,null,null,null,null,null,null,null,null,null,null,null,null,null,null,null,{"$f":"IF($C28=\"\",\"\",IFERROR(IF(INDIRECT(\"'\"&$CE$10&$C28&\"'!R272\")=\"\",\"\",INDIRECT(\"'\"&$CE$10&$C28&\"'!R272\")),\"―\"))","v":""},null,{"$f":"IF($C28=\"\",\"\",IFERROR(IF(INDIRECT(\"'\"&$CE$10&$C28&\"'!T272\")=\"\",\"\",INDIRECT(\"'\"&$CE$10&$C28&\"'!T272\")),\"―\"))","v":""},null,{"$f":"IF($C28=\"\",\"\",IFERROR(IF(INDIRECT(\"'\"&$CE$10&$C28&\"'!V272\")=\"\",\"\",INDIRECT(\"'\"&$CE$10&$C28&\"'!V272\")),\"―\"))","v":""},null,{"$f":"IF($C28=\"\",\"\",IFERROR(IF(INDIRECT(\"'\"&$CE$10&$C28&\"'!X272\")=\"\",\"\",INDIRECT(\"'\"&$CE$10&$C28&\"'!X272\")),\"―\"))","v":""},null,{"$f":"IF($C28=\"\",\"\",IFERROR(IF(INDIRECT(\"'\"&$CE$10&$C28&\"'!Z272\")=\"\",\"\",INDIRECT(\"'\"&$CE$10&$C28&\"'!Z272\")),\"―\"))","v":""},null,{"$f":"IF($C28=\"\",\"\",IFERROR(IF(INDIRECT(\"'\"&$CE$10&$C28&\"'!AB272\")=\"\",\"\",INDIRECT(\"'\"&$CE$10&$C28&\"'!AB272\")),\"―\"))","v":""},null,{"$f":"IF($C28=\"\",\"\",IFERROR(IF(INDIRECT(\"'\"&$CE$10&$C28&\"'!AD272\")=\"\",\"\",INDIRECT(\"'\"&$CE$10&$C28&\"'!AD272\")),\"―\"))","v":""},null,{"$f":"IF($C28=\"\",\"\",IFERROR(IF(INDIRECT(\"'\"&$CE$10&$C28&\"'!AF272\")=\"\",\"\",INDIRECT(\"'\"&$CE$10&$C28&\"'!AF272\")),\"―\"))","v":""},null,{"$f":"IF($C28=\"\",\"\",IFERROR(IF(INDIRECT(\"'\"&$CE$10&$C28&\"'!AH272\")=\"\",\"\",INDIRECT(\"'\"&$CE$10&$C28&\"'!AH272\")),\"―\"))","v":""},null,{"$f":"IF($C28=\"\",\"\",IFERROR(IF(INDIRECT(\"'\"&$CE$10&$C28&\"'!AJ272\")=\"\",\"\",INDIRECT(\"'\"&$CE$10&$C28&\"'!AJ272\")),\"―\"))","v":""},null,null,null,null,null,null,null,null,null,null,null,null,null,null,null,null,null,null,null,null,"着手",null,"完了",null,"",null,"",null,"",null,"",null,"",null,"",null,"",null,""]
[null,null,null,null,null,null,null,null,null,null,null,null,null,null,null,null,null,{"$f":"IF($C28=\"\",\"\",IFERROR(IF(INDIRECT(\"'\"&$CE$10&$C28&\"'!R273\")=\"\",\"\",INDIRECT(\"'\"&$CE$10&$C28&\"'!R273\")),\"―\"))","v":""},null,null,null,null,null,null,null,null,null,null,null,null,null,null,null,null,null,null,null,null,null,null,null,null,null,null,null,null,null,null,null,null,null,null,null,null,null,null,""]
[]
[null,null,{"$f":"IF('511脱炭素化計画'!C32=\"\",\"\",'511脱炭素化計画'!C32)","v":""},{"$f":"IF($C32=\"\",\"\",IFERROR(IF(INDIRECT(\"'\"&$CE$10&$C32&\"'!C9\")=\"\",\"\",INDIRECT(\"'\"&$CE$10&$C32&\"'!C9\")),\"―\"))","v":""},null,null,{"$f":"IF($C32=\"\",\"\",IFERROR(IF(INDIRECT(\"'\"&$CE$10&$C32&\"'!G9\")=\"\",\"\",INDIRECT(\"'\"&$CE$10&$C32&\"'!G9\")),\"―\"))","v":""},null,null,null,null,null,null,null,null,{"$f":"IF($C32=\"\",\"\",IFERROR(IF(INDIRECT(\"'\"&$CE$10&$C32&\"'!CK294\")=TRUE,\"有り\",\"無し\"),\"―\"))","v":""},null,{"$f":"IF($C32=\"\",\"\",IFERROR(IF(INDIRECT(\"'\"&$CE$10&$C32&\"'!R271\")=\"\",\"\",INDIRECT(\"'\"&$CE$10&$C32&\"'!R271\")),\"―\"))","v":""},null,{"$f":"IF($C32=\"\",\"\",IFERROR(IF(INDIRECT(\"'\"&$CE$10&$C32&\"'!T271\")=\"\",\"\",INDIRECT(\"'\"&$CE$10&$C32&\"'!T271\")),\"―\"))","v":""},null,{"$f":"IF($C32=\"\",\"\",IFERROR(IF(INDIRECT(\"'\"&$CE$10&$C32&\"'!V271\")=\"\",\"\",INDIRECT(\"'\"&$CE$10&$C32&\"'!V271\")),\"―\"))","v":""},null,{"$f":"IF($C32=\"\",\"\",IFERROR(IF(INDIRECT(\"'\"&$CE$10&$C32&\"'!X271\")=\"\",\"\",INDIRECT(\"'\"&$CE$10&$C32&\"'!X271\")),\"―\"))","v":""},null,{"$f":"IF($C32=\"\",\"\",IFERROR(IF(INDIRECT(\"'\"&$CE$10&$C32&\"'!Z271\")=\"\",\"\",INDIRECT(\"'\"&$CE$10&$C32&\"'!Z271\")),\"―\"))","v":""},null,{"$f":"IF($C32=\"\",\"\",IFERROR(IF(INDIRECT(\"'\"&$CE$10&$C32&\"'!AB271\")=\"\",\"\",INDIRECT(\"'\"&$CE$10&$C32&\"'!AB271\")),\"―\"))","v":""},null,{"$f":"IF($C32=\"\",\"\",IFERROR(IF(INDIRECT(\"'\"&$CE$10&$C32&\"'!AD271\")=\"\",\"\",INDIRECT(\"'\"&$CE$10&$C32&\"'!AD271\")),\"―\"))","v":""},null,{"$f":"IF($C32=\"\",\"\",IFERROR(IF(INDIRECT(\"'\"&$CE$10&$C32&\"'!AF271\")=\"\",\"\",INDIRECT(\"'\"&$CE$10&$C32&\"'!AF271\")),\"―\"))","v":""},null,{"$f":"IF($C32=\"\",\"\",IFERROR(IF(INDIRECT(\"'\"&$CE$10&$C32&\"'!AH271\")=\"\",\"\",INDIRECT(\"'\"&$CE$10&$C32&\"'!AH271\")),\"―\"))","v":""},null,{"$f":"IF($C32=\"\",\"\",IFERROR(IF(INDIRECT(\"'\"&$CE$10&$C32&\"'!AJ271\")=\"\",\"\",INDIRECT(\"'\"&$CE$10&$C32&\"'!AJ271\")),\"―\"))","v":""}]
[null,null,null,null,null,null,null,null,null,null,null,null,null,null,null,null,null,{"$f":"IF($C32=\"\",\"\",IFERROR(IF(INDIRECT(\"'\"&$CE$10&$C32&\"'!R272\")=\"\",\"\",INDIRECT(\"'\"&$CE$10&$C32&\"'!R272\")),\"―\"))","v":""},null,{"$f":"IF($C32=\"\",\"\",IFERROR(IF(INDIRECT(\"'\"&$CE$10&$C32&\"'!T272\")=\"\",\"\",INDIRECT(\"'\"&$CE$10&$C32&\"'!T272\")),\"―\"))","v":""},null,{"$f":"IF($C32=\"\",\"\",IFERROR(IF(INDIRECT(\"'\"&$CE$10&$C32&\"'!V272\")=\"\",\"\",INDIRECT(\"'\"&$CE$10&$C32&\"'!V272\")),\"―\"))","v":""},null,{"$f":"IF($C32=\"\",\"\",IFERROR(IF(INDIRECT(\"'\"&$CE$10&$C32&\"'!X272\")=\"\",\"\",INDIRECT(\"'\"&$CE$10&$C32&\"'!X272\")),\"―\"))","v":""},null,{"$f":"IF($C32=\"\",\"\",IFERROR(IF(INDIRECT(\"'\"&$CE$10&$C32&\"'!Z272\")=\"\",\"\",INDIRECT(\"'\"&$CE$10&$C32&\"'!Z272\")),\"―\"))","v":""},null,{"$f":"IF($C32=\"\",\"\",IFERROR(IF(INDIRECT(\"'\"&$CE$10&$C32&\"'!AB272\")=\"\",\"\",INDIRECT(\"'\"&$CE$10&$C32&\"'!AB272\")),\"―\"))","v":""},null,{"$f":"IF($C32=\"\",\"\",IFERROR(IF(INDIRECT(\"'\"&$CE$10&$C32&\"'!AD272\")=\"\",\"\",INDIRECT(\"'\"&$CE$10&$C32&\"'!AD272\")),\"―\"))","v":""},null,{"$f":"IF($C32=\"\",\"\",IFERROR(IF(INDIRECT(\"'\"&$CE$10&$C32&\"'!AF272\")=\"\",\"\",INDIRECT(\"'\"&$CE$10&$C32&\"'!AF272\")),\"―\"))","v":""},null,{"$f":"IF($C32=\"\",\"\",IFERROR(IF(INDIRECT(\"'\"&$CE$10&$C32&\"'!AH272\")=\"\",\"\",INDIRECT(\"'\"&$CE$10&$C32&\"'!AH272\")),\"―\"))","v":""},null,{"$f":"IF($C32=\"\",\"\",IFERROR(IF(INDIRECT(\"'\"&$CE$10&$C32&\"'!AJ272\")=\"\",\"\",INDIRECT(\"'\"&$CE$10&$C32&\"'!AJ272\")),\"―\"))","v":""}]
[null,null,null,null,null,null,null,null,null,null,null,null,null,null,null,null,null,{"$f":"IF($C32=\"\",\"\",IFERROR(IF(INDIRECT(\"'\"&$CE$10&$C32&\"'!R273\")=\"\",\"\",INDIRECT(\"'\"&$CE$10&$C32&\"'!R273\")),\"―\"))","v":""}]
[]
[null,null,{"$f":"IF('511脱炭素化計画'!C33=\"\",\"\",'511脱炭素化計画'!C33)","v":""},{"$f":"IF($C36=\"\",\"\",IFERROR(IF(INDIRECT(\"'\"&$CE$10&$C36&\"'!C9\")=\"\",\"\",INDIRECT(\"'\"&$CE$10&$C36&\"'!C9\")),\"―\"))","v":""},null,null,{"$f":"IF($C36=\"\",\"\",IFERROR(IF(INDIRECT(\"'\"&$CE$10&$C36&\"'!G9\")=\"\",\"\",INDIRECT(\"'\"&$CE$10&$C36&\"'!G9\")),\"―\"))","v":""},null,null,null,null,null,null,null,null,{"$f":"IF($C36=\"\",\"\",IFERROR(IF(INDIRECT(\"'\"&$CE$10&$C36&\"'!CK294\")=TRUE,\"有り\",\"無し\"),\"―\"))","v":""},null,{"$f":"IF($C36=\"\",\"\",IFERROR(IF(INDIRECT(\"'\"&$CE$10&$C36&\"'!R271\")=\"\",\"\",INDIRECT(\"'\"&$CE$10&$C36&\"'!R271\")),\"―\"))","v":""},null,{"$f":"IF($C36=\"\",\"\",IFERROR(IF(INDIRECT(\"'\"&$CE$10&$C36&\"'!T271\")=\"\",\"\",INDIRECT(\"'\"&$CE$10&$C36&\"'!T271\")),\"―\"))","v":""},null,{"$f":"IF($C36=\"\",\"\",IFERROR(IF(INDIRECT(\"'\"&$CE$10&$C36&\"'!V271\")=\"\",\"\",INDIRECT(\"'\"&$CE$10&$C36&\"'!V271\")),\"―\"))","v":""},null,{"$f":"IF($C36=\"\",\"\",IFERROR(IF(INDIRECT(\"'\"&$CE$10&$C36&\"'!X271\")=\"\",\"\",INDIRECT(\"'\"&$CE$10&$C36&\"'!X271\")),\"―\"))","v":""},null,{"$f":"IF($C36=\"\",\"\",IFERROR(IF(INDIRECT(\"'\"&$CE$10&$C36&\"'!Z271\")=\"\",\"\",INDIRECT(\"'\"&$CE$10&$C36&\"'!Z271\")),\"―\"))","v":""},null,{"$f":"IF($C36=\"\",\"\",IFERROR(IF(INDIRECT(\"'\"&$CE$10&$C36&\"'!AB271\")=\"\",\"\",INDIRECT(\"'\"&$CE$10&$C36&\"'!AB271\")),\"―\"))","v":""},null,{"$f":"IF($C36=\"\",\"\",IFERROR(IF(INDIRECT(\"'\"&$CE$10&$C36&\"'!AD271\")=\"\",\"\",INDIRECT(\"'\"&$CE$10&$C36&\"'!AD271\")),\"―\"))","v":""},null,{"$f":"IF($C36=\"\",\"\",IFERROR(IF(INDIRECT(\"'\"&$CE$10&$C36&\"'!AF271\")=\"\",\"\",INDIRECT(\"'\"&$CE$10&$C36&\"'!AF271\")),\"―\"))","v":""},null,{"$f":"IF($C36=\"\",\"\",IFERROR(IF(INDIRECT(\"'\"&$CE$10&$C36&\"'!AH271\")=\"\",\"\",INDIRECT(\"'\"&$CE$10&$C36&\"'!AH271\")),\"―\"))","v":""},null,{"$f":"IF($C36=\"\",\"\",IFERROR(IF(INDIRECT(\"'\"&$CE$10&$C36&\"'!AJ271\")=\"\",\"\",INDIRECT(\"'\"&$CE$10&$C36&\"'!AJ271\")),\"―\"))","v":""},null,null,null,null,null,null,null,null,null,null,null,null,null,null,null,null,null,null,"",null,"",null,"",null,"",null,"",null,"",null,"",null,"",null,"",null,"",null,""]
[null,null,null,null,null,null,null,null,null,null,null,null,null,null,null,null,null,{"$f":"IF($C36=\"\",\"\",IFERROR(IF(INDIRECT(\"'\"&$CE$10&$C36&\"'!R272\")=\"\",\"\",INDIRECT(\"'\"&$CE$10&$C36&\"'!R272\")),\"―\"))","v":""},null,{"$f":"IF($C36=\"\",\"\",IFERROR(IF(INDIRECT(\"'\"&$CE$10&$C36&\"'!T272\")=\"\",\"\",INDIRECT(\"'\"&$CE$10&$C36&\"'!T272\")),\"―\"))","v":""},null,{"$f":"IF($C36=\"\",\"\",IFERROR(IF(INDIRECT(\"'\"&$CE$10&$C36&\"'!V272\")=\"\",\"\",INDIRECT(\"'\"&$CE$10&$C36&\"'!V272\")),\"―\"))","v":""},null,{"$f":"IF($C36=\"\",\"\",IFERROR(IF(INDIRECT(\"'\"&$CE$10&$C36&\"'!X272\")=\"\",\"\",INDIRECT(\"'\"&$CE$10&$C36&\"'!X272\")),\"―\"))","v":""},null,{"$f":"IF($C36=\"\",\"\",IFERROR(IF(INDIRECT(\"'\"&$CE$10&$C36&\"'!Z272\")=\"\",\"\",INDIRECT(\"'\"&$CE$10&$C36&\"'!Z272\")),\"―\"))","v":""},null,{"$f":"IF($C36=\"\",\"\",IFERROR(IF(INDIRECT(\"'\"&$CE$10&$C36&\"'!AB272\")=\"\",\"\",INDIRECT(\"'\"&$CE$10&$C36&\"'!AB272\")),\"―\"))","v":""},null,{"$f":"IF($C36=\"\",\"\",IFERROR(IF(INDIRECT(\"'\"&$CE$10&$C36&\"'!AD272\")=\"\",\"\",INDIRECT(\"'\"&$CE$10&$C36&\"'!AD272\")),\"―\"))","v":""},null,{"$f":"IF($C36=\"\",\"\",IFERROR(IF(INDIRECT(\"'\"&$CE$10&$C36&\"'!AF272\")=\"\",\"\",INDIRECT(\"'\"&$CE$10&$C36&\"'!AF272\")),\"―\"))","v":""},null,{"$f":"IF($C36=\"\",\"\",IFERROR(IF(INDIRECT(\"'\"&$CE$10&$C36&\"'!AH272\")=\"\",\"\",INDIRECT(\"'\"&$CE$10&$C36&\"'!AH272\")),\"―\"))","v":""},null,{"$f":"IF($C36=\"\",\"\",IFERROR(IF(INDIRECT(\"'\"&$CE$10&$C36&\"'!AJ272\")=\"\",\"\",INDIRECT(\"'\"&$CE$10&$C36&\"'!AJ272\")),\"―\"))","v":""},null,null,null,null,null,null,null,null,null,null,null,null,null,null,null,null,null,null,null,null,"",null,"",null,"",null,"",null,"",null,"",null,"",null,"",null,"",null,""]
[null,null,null,null,null,null,null,null,null,null,null,null,null,null,null,null,null,{"$f":"IF($C36=\"\",\"\",IFERROR(IF(INDIRECT(\"'\"&$CE$10&$C36&\"'!R273\")=\"\",\"\",INDIRECT(\"'\"&$CE$10&$C36&\"'!R273\")),\"―\"))","v":""},null,null,null,null,null,null,null,null,null,null,null,null,null,null,null,null,null,null,null,null,null,null,null,null,null,null,null,null,null,null,null,null,null,null,null,null,null,null,""]
[]
[null,"脱炭素化：燃料低炭素化または電化、太陽光発電等の再生可能エネルギー利用など",null,null,null,null,null,null,null,null,null,null,null,null,null,null,null,null,null,null,null,null,null,null,null,null,null,null,null,null,null,null,null,null,null,null,null,null,null,null,"脱炭素化：燃料低炭素化または電化、太陽光発電等の再生可能エネルギー利用など"]
[null,null,{"$f":"IF('511脱炭素化計画'!C35=\"\",\"\",'511脱炭素化計画'!C35)","v":""},{"$f":"IF($C41=\"\",\"\",IFERROR(IF(INDIRECT(\"'\"&$CE$10&$C41&\"'!C9\")=\"\",\"\",INDIRECT(\"'\"&$CE$10&$C41&\"'!C9\")),\"―\"))","v":""},null,null,{"$f":"IF($C41=\"\",\"\",IFERROR(IF(INDIRECT(\"'\"&$CE$10&$C41&\"'!G9\")=\"\",\"\",INDIRECT(\"'\"&$CE$10&$C41&\"'!G9\")),\"―\"))","v":""},null,null,null,null,null,null,null,null,{"$f":"IF($C41=\"\",\"\",IFERROR(IF(INDIRECT(\"'\"&$CE$10&$C41&\"'!CK294\")=TRUE,\"有り\",\"無し\"),\"―\"))","v":""},null,{"$f":"IF($C41=\"\",\"\",IFERROR(IF(INDIRECT(\"'\"&$CE$10&$C41&\"'!R271\")=\"\",\"\",INDIRECT(\"'\"&$CE$10&$C41&\"'!R271\")),\"―\"))","v":""},null,{"$f":"IF($C41=\"\",\"\",IFERROR(IF(INDIRECT(\"'\"&$CE$10&$C41&\"'!T271\")=\"\",\"\",INDIRECT(\"'\"&$CE$10&$C41&\"'!T271\")),\"―\"))","v":""},null,{"$f":"IF($C41=\"\",\"\",IFERROR(IF(INDIRECT(\"'\"&$CE$10&$C41&\"'!V271\")=\"\",\"\",INDIRECT(\"'\"&$CE$10&$C41&\"'!V271\")),\"―\"))","v":""},null,{"$f":"IF($C41=\"\",\"\",IFERROR(IF(INDIRECT(\"'\"&$CE$10&$C41&\"'!X271\")=\"\",\"\",INDIRECT(\"'\"&$CE$10&$C41&\"'!X271\")),\"―\"))","v":""},null,{"$f":"IF($C41=\"\",\"\",IFERROR(IF(INDIRECT(\"'\"&$CE$10&$C41&\"'!Z271\")=\"\",\"\",INDIRECT(\"'\"&$CE$10&$C41&\"'!Z271\")),\"―\"))","v":""},null,{"$f":"IF($C41=\"\",\"\",IFERROR(IF(INDIRECT(\"'\"&$CE$10&$C41&\"'!AB271\")=\"\",\"\",INDIRECT(\"'\"&$CE$10&$C41&\"'!AB271\")),\"―\"))","v":""},null,{"$f":"IF($C41=\"\",\"\",IFERROR(IF(INDIRECT(\"'\"&$CE$10&$C41&\"'!AD271\")=\"\",\"\",INDIRECT(\"'\"&$CE$10&$C41&\"'!AD271\")),\"―\"))","v":""},null,{"$f":"IF($C41=\"\",\"\",IFERROR(IF(INDIRECT(\"'\"&$CE$10&$C41&\"'!AF271\")=\"\",\"\",INDIRECT(\"'\"&$CE$10&$C41&\"'!AF271\")),\"―\"))","v":""},null,{"$f":"IF($C41=\"\",\"\",IFERROR(IF(INDIRECT(\"'\"&$CE$10&$C41&\"'!AH271\")=\"\",\"\",INDIRECT(\"'\"&$CE$10&$C41&\"'!AH271\")),\"―\"))","v":""},null,{"$f":"IF($C41=\"\",\"\",IFERROR(IF(INDIRECT(\"'\"&$CE$10&$C41&\"'!AJ271\")=\"\",\"\",INDIRECT(\"'\"&$CE$10&$C41&\"'!AJ271\")),\"―\"))","v":""},null,null,null,null,null,6,"燃料転換",null,null,"ボイラーの燃料転換",null,null,null,null,null,null,null,null,"有り",null,"9月",null,"1月",null,null,null,null,null,"",null,"",null,"",null,"",null,"",null,""]
[null,null,null,null,null,null,null,null,null,null,null,null,null,null,null,null,null,{"$f":"IF($C41=\"\",\"\",IFERROR(IF(INDIRECT(\"'\"&$CE$10&$C41&\"'!R272\")=\"\",\"\",INDIRECT(\"'\"&$CE$10&$C41&\"'!R272\")),\"―\"))","v":""},null,{"$f":"IF($C41=\"\",\"\",IFERROR(IF(INDIRECT(\"'\"&$CE$10&$C41&\"'!T272\")=\"\",\"\",INDIRECT(\"'\"&$CE$10&$C41&\"'!T272\")),\"―\"))","v":""},null,{"$f":"IF($C41=\"\",\"\",IFERROR(IF(INDIRECT(\"'\"&$CE$10&$C41&\"'!V272\")=\"\",\"\",INDIRECT(\"'\"&$CE$10&$C41&\"'!V272\")),\"―\"))","v":""},null,{"$f":"IF($C41=\"\",\"\",IFERROR(IF(INDIRECT(\"'\"&$CE$10&$C41&\"'!X272\")=\"\",\"\",INDIRECT(\"'\"&$CE$10&$C41&\"'!X272\")),\"―\"))","v":""},null,{"$f":"IF($C41=\"\",\"\",IFERROR(IF(INDIRECT(\"'\"&$CE$10&$C41&\"'!Z272\")=\"\",\"\",INDIRECT(\"'\"&$CE$10&$C41&\"'!Z272\")),\"―\"))","v":""},null,{"$f":"IF($C41=\"\",\"\",IFERROR(IF(INDIRECT(\"'\"&$CE$10&$C41&\"'!AB272\")=\"\",\"\",INDIRECT(\"'\"&$CE$10&$C41&\"'!AB272\")),\"―\"))","v":""},null,{"$f":"IF($C41=\"\",\"\",IFERROR(IF(INDIRECT(\"'\"&$CE$10&$C41&\"'!AD272\")=\"\",\"\",INDIRECT(\"'\"&$CE$10&$C41&\"'!AD272\")),\"―\"))","v":""},null,{"$f":"IF($C41=\"\",\"\",IFERROR(IF(INDIRECT(\"'\"&$CE$10&$C41&\"'!AF272\")=\"\",\"\",INDIRECT(\"'\"&$CE$10&$C41&\"'!AF272\")),\"―\"))","v":""},null,{"$f":"IF($C41=\"\",\"\",IFERROR(IF(INDIRECT(\"'\"&$CE$10&$C41&\"'!AH272\")=\"\",\"\",INDIRECT(\"'\"&$CE$10&$C41&\"'!AH272\")),\"―\"))","v":""},null,{"$f":"IF($C41=\"\",\"\",IFERROR(IF(INDIRECT(\"'\"&$CE$10&$C41&\"'!AJ272\")=\"\",\"\",INDIRECT(\"'\"&$CE$10&$C41&\"'!AJ272\")),\"―\"))","v":""},null,null,null,null,null,null,null,null,null,null,null,null,null,null,null,null,null,null,null,null,"着手",null,"完了",null,null,null,null,null,"",null,"",null,"",null,"",null,"",null,""]
[null,null,null,null,null,null,null,null,null,null,null,null,null,null,null,null,null,{"$f":"IF($C41=\"\",\"\",IFERROR(IF(INDIRECT(\"'\"&$CE$10&$C41&\"'!R273\")=\"\",\"\",INDIRECT(\"'\"&$CE$10&$C41&\"'!R273\")),\"―\"))","v":""},null,null,null,null,null,null,null,null,null,null,null,null,null,null,null,null,null,null,null,null,null,null,null,null,null,null,null,null,null,null,null,null,null,null,null,null,null,null,"契約・設計：令和6年9月～、施工：令和6年12月～、完了：令和7年1月、運用開始：令和7年2月～"]
[]
[null,null,{"$f":"IF('511脱炭素化計画'!C36=\"\",\"\",'511脱炭素化計画'!C36)","v":""},{"$f":"IF($C45=\"\",\"\",IFERROR(IF(INDIRECT(\"'\"&$CE$10&$C45&\"'!C9\")=\"\",\"\",INDIRECT(\"'\"&$CE$10&$C45&\"'!C9\")),\"―\"))","v":""},null,null,{"$f":"IF($C45=\"\",\"\",IFERROR(IF(INDIRECT(\"'\"&$CE$10&$C45&\"'!G9\")=\"\",\"\",INDIRECT(\"'\"&$CE$10&$C45&\"'!G9\")),\"―\"))","v":""},null,null,null,null,null,null,null,null,{"$f":"IF($C45=\"\",\"\",IFERROR(IF(INDIRECT(\"'\"&$CE$10&$C45&\"'!CK294\")=TRUE,\"有り\",\"無し\"),\"―\"))","v":""},null,{"$f":"IF($C45=\"\",\"\",IFERROR(IF(INDIRECT(\"'\"&$CE$10&$C45&\"'!R271\")=\"\",\"\",INDIRECT(\"'\"&$CE$10&$C45&\"'!R271\")),\"―\"))","v":""},null,{"$f":"IF($C45=\"\",\"\",IFERROR(IF(INDIRECT(\"'\"&$CE$10&$C45&\"'!T271\")=\"\",\"\",INDIRECT(\"'\"&$CE$10&$C45&\"'!T271\")),\"―\"))","v":""},null,{"$f":"IF($C45=\"\",\"\",IFERROR(IF(INDIRECT(\"'\"&$CE$10&$C45&\"'!V271\")=\"\",\"\",INDIRECT(\"'\"&$CE$10&$C45&\"'!V271\")),\"―\"))","v":""},null,{"$f":"IF($C45=\"\",\"\",IFERROR(IF(INDIRECT(\"'\"&$CE$10&$C45&\"'!X271\")=\"\",\"\",INDIRECT(\"'\"&$CE$10&$C45&\"'!X271\")),\"―\"))","v":""},null,{"$f":"IF($C45=\"\",\"\",IFERROR(IF(INDIRECT(\"'\"&$CE$10&$C45&\"'!Z271\")=\"\",\"\",INDIRECT(\"'\"&$CE$10&$C45&\"'!Z271\")),\"―\"))","v":""},null,{"$f":"IF($C45=\"\",\"\",IFERROR(IF(INDIRECT(\"'\"&$CE$10&$C45&\"'!AB271\")=\"\",\"\",INDIRECT(\"'\"&$CE$10&$C45&\"'!AB271\")),\"―\"))","v":""},null,{"$f":"IF($C45=\"\",\"\",IFERROR(IF(INDIRECT(\"'\"&$CE$10&$C45&\"'!AD271\")=\"\",\"\",INDIRECT(\"'\"&$CE$10&$C45&\"'!AD271\")),\"―\"))","v":""},null,{"$f":"IF($C45=\"\",\"\",IFERROR(IF(INDIRECT(\"'\"&$CE$10&$C45&\"'!AF271\")=\"\",\"\",INDIRECT(\"'\"&$CE$10&$C45&\"'!AF271\")),\"―\"))","v":""},null,{"$f":"IF($C45=\"\",\"\",IFERROR(IF(INDIRECT(\"'\"&$CE$10&$C45&\"'!AH271\")=\"\",\"\",INDIRECT(\"'\"&$CE$10&$C45&\"'!AH271\")),\"―\"))","v":""},null,{"$f":"IF($C45=\"\",\"\",IFERROR(IF(INDIRECT(\"'\"&$CE$10&$C45&\"'!AJ271\")=\"\",\"\",INDIRECT(\"'\"&$CE$10&$C45&\"'!AJ271\")),\"―\"))","v":""},null,null,null,null,null,7,"電力低炭素化",null,null,"太陽光発電システムの設置",null,null,null,null,null,null,null,null,"有り",null,"",null,"",null,"",null,"12月",null,"4月",null,"6月",null,"",null,"",null,"",null,""]
[null,null,null,null,null,null,null,null,null,null,null,null,null,null,null,null,null,{"$f":"IF($C45=\"\",\"\",IFERROR(IF(INDIRECT(\"'\"&$CE$10&$C45&\"'!R272\")=\"\",\"\",INDIRECT(\"'\"&$CE$10&$C45&\"'!R272\")),\"―\"))","v":""},null,{"$f":"IF($C45=\"\",\"\",IFERROR(IF(INDIRECT(\"'\"&$CE$10&$C45&\"'!T272\")=\"\",\"\",INDIRECT(\"'\"&$CE$10&$C45&\"'!T272\")),\"―\"))","v":""},null,{"$f":"IF($C45=\"\",\"\",IFERROR(IF(INDIRECT(\"'\"&$CE$10&$C45&\"'!V272\")=\"\",\"\",INDIRECT(\"'\"&$CE$10&$C45&\"'!V272\")),\"―\"))","v":""},null,{"$f":"IF($C45=\"\",\"\",IFERROR(IF(INDIRECT(\"'\"&$CE$10&$C45&\"'!X272\")=\"\",\"\",INDIRECT(\"'\"&$CE$10&$C45&\"'!X272\")),\"―\"))","v":""},null,{"$f":"IF($C45=\"\",\"\",IFERROR(IF(INDIRECT(\"'\"&$CE$10&$C45&\"'!Z272\")=\"\",\"\",INDIRECT(\"'\"&$CE$10&$C45&\"'!Z272\")),\"―\"))","v":""},null,{"$f":"IF($C45=\"\",\"\",IFERROR(IF(INDIRECT(\"'\"&$CE$10&$C45&\"'!AB272\")=\"\",\"\",INDIRECT(\"'\"&$CE$10&$C45&\"'!AB272\")),\"―\"))","v":""},null,{"$f":"IF($C45=\"\",\"\",IFERROR(IF(INDIRECT(\"'\"&$CE$10&$C45&\"'!AD272\")=\"\",\"\",INDIRECT(\"'\"&$CE$10&$C45&\"'!AD272\")),\"―\"))","v":""},null,{"$f":"IF($C45=\"\",\"\",IFERROR(IF(INDIRECT(\"'\"&$CE$10&$C45&\"'!AF272\")=\"\",\"\",INDIRECT(\"'\"&$CE$10&$C45&\"'!AF272\")),\"―\"))","v":""},null,{"$f":"IF($C45=\"\",\"\",IFERROR(IF(INDIRECT(\"'\"&$CE$10&$C45&\"'!AH272\")=\"\",\"\",INDIRECT(\"'\"&$CE$10&$C45&\"'!AH272\")),\"―\"))","v":""},null,{"$f":"IF($C45=\"\",\"\",IFERROR(IF(INDIRECT(\"'\"&$CE$10&$C45&\"'!AJ272\")=\"\",\"\",INDIRECT(\"'\"&$CE$10&$C45&\"'!AJ272\")),\"―\"))","v":""},null,null,null,null,null,null,null,null,null,null,null,null,null,null,null,null,null,null,null,null,"",null,"",null,"",null,"着手",null,"→",null,"完了",null,"",null,"",null,"",null,""]
[null,null,null,null,null,null,null,null,null,null,null,null,null,null,null,null,null,{"$f":"IF($C45=\"\",\"\",IFERROR(IF(INDIRECT(\"'\"&$CE$10&$C45&\"'!R273\")=\"\",\"\",INDIRECT(\"'\"&$CE$10&$C45&\"'!R273\")),\"―\"))","v":""}]
[]
[null,null,{"$f":"IF('511脱炭素化計画'!C37=\"\",\"\",'511脱炭素化計画'!C37)","v":""},{"$f":"IF($C49=\"\",\"\",IFERROR(IF(INDIRECT(\"'\"&$CE$10&$C49&\"'!C9\")=\"\",\"\",INDIRECT(\"'\"&$CE$10&$C49&\"'!C9\")),\"―\"))","v":""},null,null,{"$f":"IF($C49=\"\",\"\",IFERROR(IF(INDIRECT(\"'\"&$CE$10&$C49&\"'!G9\")=\"\",\"\",INDIRECT(\"'\"&$CE$10&$C49&\"'!G9\")),\"―\"))","v":""},null,null,null,null,null,null,null,null,{"$f":"IF($C49=\"\",\"\",IFERROR(IF(INDIRECT(\"'\"&$CE$10&$C49&\"'!CK294\")=TRUE,\"有り\",\"無し\"),\"―\"))","v":""},null,{"$f":"IF($C49=\"\",\"\",IFERROR(IF(INDIRECT(\"'\"&$CE$10&$C49&\"'!R271\")=\"\",\"\",INDIRECT(\"'\"&$CE$10&$C49&\"'!R271\")),\"―\"))","v":""},null,{"$f":"IF($C49=\"\",\"\",IFERROR(IF(INDIRECT(\"'\"&$CE$10&$C49&\"'!T271\")=\"\",\"\",INDIRECT(\"'\"&$CE$10&$C49&\"'!T271\")),\"―\"))","v":""},null,{"$f":"IF($C49=\"\",\"\",IFERROR(IF(INDIRECT(\"'\"&$CE$10&$C49&\"'!V271\")=\"\",\"\",INDIRECT(\"'\"&$CE$10&$C49&\"'!V271\")),\"―\"))","v":""},null,{"$f":"IF($C49=\"\",\"\",IFERROR(IF(INDIRECT(\"'\"&$CE$10&$C49&\"'!X271\")=\"\",\"\",INDIRECT(\"'\"&$CE$10&$C49&\"'!X271\")),\"―\"))","v":""},null,{"$f":"IF($C49=\"\",\"\",IFERROR(IF(INDIRECT(\"'\"&$CE$10&$C49&\"'!Z271\")=\"\",\"\",INDIRECT(\"'\"&$CE$10&$C49&\"'!Z271\")),\"―\"))","v":""},null,{"$f":"IF($C49=\"\",\"\",IFERROR(IF(INDIRECT(\"'\"&$CE$10&$C49&\"'!AB271\")=\"\",\"\",INDIRECT(\"'\"&$CE$10&$C49&\"'!AB271\")),\"―\"))","v":""},null,{"$f":"IF($C49=\"\",\"\",IFERROR(IF(INDIRECT(\"'\"&$CE$10&$C49&\"'!AD271\")=\"\",\"\",INDIRECT(\"'\"&$CE$10&$C49&\"'!AD271\")),\"―\"))","v":""},null,{"$f":"IF($C49=\"\",\"\",IFERROR(IF(INDIRECT(\"'\"&$CE$10&$C49&\"'!AF271\")=\"\",\"\",INDIRECT(\"'\"&$CE$10&$C49&\"'!AF271\")),\"―\"))","v":""},null,{"$f":"IF($C49=\"\",\"\",IFERROR(IF(INDIRECT(\"'\"&$CE$10&$C49&\"'!AH271\")=\"\",\"\",INDIRECT(\"'\"&$CE$10&$C49&\"'!AH271\")),\"―\"))","v":""},null,{"$f":"IF($C49=\"\",\"\",IFERROR(IF(INDIRECT(\"'\"&$CE$10&$C49&\"'!AJ271\")=\"\",\"\",INDIRECT(\"'\"&$CE$10&$C49&\"'!AJ271\")),\"―\"))","v":""},null,null,null,null,null,"","",null,null,"",null,null,null,null,null,null,null,null,"",null,"",null,"",null,"",null,"",null,"",null,"",null,"",null,"",null,"",null,""]
[null,null,null,null,null,null,null,null,null,null,null,null,null,null,null,null,null,{"$f":"IF($C49=\"\",\"\",IFERROR(IF(INDIRECT(\"'\"&$CE$10&$C49&\"'!R272\")=\"\",\"\",INDIRECT(\"'\"&$CE$10&$C49&\"'!R272\")),\"―\"))","v":""},null,{"$f":"IF($C49=\"\",\"\",IFERROR(IF(INDIRECT(\"'\"&$CE$10&$C49&\"'!T272\")=\"\",\"\",INDIRECT(\"'\"&$CE$10&$C49&\"'!T272\")),\"―\"))","v":""},null,{"$f":"IF($C49=\"\",\"\",IFERROR(IF(INDIRECT(\"'\"&$CE$10&$C49&\"'!V272\")=\"\",\"\",INDIRECT(\"'\"&$CE$10&$C49&\"'!V272\")),\"―\"))","v":""},null,{"$f":"IF($C49=\"\",\"\",IFERROR(IF(INDIRECT(\"'\"&$CE$10&$C49&\"'!X272\")=\"\",\"\",INDIRECT(\"'\"&$CE$10&$C49&\"'!X272\")),\"―\"))","v":""},null,{"$f":"IF($C49=\"\",\"\",IFERROR(IF(INDIRECT(\"'\"&$CE$10&$C49&\"'!Z272\")=\"\",\"\",INDIRECT(\"'\"&$CE$10&$C49&\"'!Z272\")),\"―\"))","v":""},null,{"$f":"IF($C49=\"\",\"\",IFERROR(IF(INDIRECT(\"'\"&$CE$10&$C49&\"'!AB272\")=\"\",\"\",INDIRECT(\"'\"&$CE$10&$C49&\"'!AB272\")),\"―\"))","v":""},null,{"$f":"IF($C49=\"\",\"\",IFERROR(IF(INDIRECT(\"'\"&$CE$10&$C49&\"'!AD272\")=\"\",\"\",INDIRECT(\"'\"&$CE$10&$C49&\"'!AD272\")),\"―\"))","v":""},null,{"$f":"IF($C49=\"\",\"\",IFERROR(IF(INDIRECT(\"'\"&$CE$10&$C49&\"'!AF272\")=\"\",\"\",INDIRECT(\"'\"&$CE$10&$C49&\"'!AF272\")),\"―\"))","v":""},null,{"$f":"IF($C49=\"\",\"\",IFERROR(IF(INDIRECT(\"'\"&$CE$10&$C49&\"'!AH272\")=\"\",\"\",INDIRECT(\"'\"&$CE$10&$C49&\"'!AH272\")),\"―\"))","v":""},null,{"$f":"IF($C49=\"\",\"\",IFERROR(IF(INDIRECT(\"'\"&$CE$10&$C49&\"'!AJ272\")=\"\",\"\",INDIRECT(\"'\"&$CE$10&$C49&\"'!AJ272\")),\"―\"))","v":""},null,null,null,null,null,null,null,null,null,null,null,null,null,null,null,null,null,null,null,null,"",null,"",null,"",null,"",null,"",null,"",null,"",null,"",null,"",null,""]
[null,null,null,null,null,null,null,null,null,null,null,null,null,null,null,null,null,{"$f":"IF($C49=\"\",\"\",IFERROR(IF(INDIRECT(\"'\"&$CE$10&$C49&\"'!R273\")=\"\",\"\",INDIRECT(\"'\"&$CE$10&$C49&\"'!R273\")),\"―\"))","v":""},null,null,null,null,null,null,null,null,null,null,null,null,null,null,null,null,null,null,null,null,null,null,null,null,null,null,null,null,null,null,null,null,null,null,null,null,null,null,""]
[]
[null,"脱炭素化：低炭素系統電力への変更",null,null,null,null,null,null,null,null,null,null,null,null,null,null,null,null,null,null,null,null,null,null,null,null,null,null,null,null,null,null,null,null,null,null,null,null,null,null,"脱炭素化：低炭素系統電力への変更"]
[null,null,{"$f":"IF('511脱炭素化計画'!C39=\"\",\"\",'511脱炭素化計画'!C39)","v":""},{"$f":"IF($C54=\"\",\"\",IFERROR(IF(INDIRECT(\"'\"&$CE$10&$C54&\"'!C9\")=\"\",\"\",INDIRECT(\"'\"&$CE$10&$C54&\"'!C9\")),\"―\"))","v":""},null,null,{"$f":"IF($C54=\"\",\"\",IFERROR(IF(INDIRECT(\"'\"&$CE$10&$C54&\"'!G9\")=\"\",\"\",INDIRECT(\"'\"&$CE$10&$C54&\"'!G9\")),\"―\"))","v":""},null,null,null,null,null,null,null,null,{"$f":"IF($C54=\"\",\"\",IFERROR(IF(INDIRECT(\"'\"&$CE$10&$C54&\"'!CK294\")=TRUE,\"有り\",\"無し\"),\"―\"))","v":""},null,{"$f":"IF($C54=\"\",\"\",IFERROR(IF(INDIRECT(\"'\"&$CE$10&$C54&\"'!R271\")=\"\",\"\",INDIRECT(\"'\"&$CE$10&$C54&\"'!R271\")),\"―\"))","v":""},null,{"$f":"IF($C54=\"\",\"\",IFERROR(IF(INDIRECT(\"'\"&$CE$10&$C54&\"'!T271\")=\"\",\"\",INDIRECT(\"'\"&$CE$10&$C54&\"'!T271\")),\"―\"))","v":""},null,{"$f":"IF($C54=\"\",\"\",IFERROR(IF(INDIRECT(\"'\"&$CE$10&$C54&\"'!V271\")=\"\",\"\",INDIRECT(\"'\"&$CE$10&$C54&\"'!V271\")),\"―\"))","v":""},null,{"$f":"IF($C54=\"\",\"\",IFERROR(IF(INDIRECT(\"'\"&$CE$10&$C54&\"'!X271\")=\"\",\"\",INDIRECT(\"'\"&$CE$10&$C54&\"'!X271\")),\"―\"))","v":""},null,{"$f":"IF($C54=\"\",\"\",IFERROR(IF(INDIRECT(\"'\"&$CE$10&$C54&\"'!Z271\")=\"\",\"\",INDIRECT(\"'\"&$CE$10&$C54&\"'!Z271\")),\"―\"))","v":""},null,{"$f":"IF($C54=\"\",\"\",IFERROR(IF(INDIRECT(\"'\"&$CE$10&$C54&\"'!AB271\")=\"\",\"\",INDIRECT(\"'\"&$CE$10&$C54&\"'!AB271\")),\"―\"))","v":""},null,{"$f":"IF($C54=\"\",\"\",IFERROR(IF(INDIRECT(\"'\"&$CE$10&$C54&\"'!AD271\")=\"\",\"\",INDIRECT(\"'\"&$CE$10&$C54&\"'!AD271\")),\"―\"))","v":""},null,{"$f":"IF($C54=\"\",\"\",IFERROR(IF(INDIRECT(\"'\"&$CE$10&$C54&\"'!AF271\")=\"\",\"\",INDIRECT(\"'\"&$CE$10&$C54&\"'!AF271\")),\"―\"))","v":""},null,{"$f":"IF($C54=\"\",\"\",IFERROR(IF(INDIRECT(\"'\"&$CE$10&$C54&\"'!AH271\")=\"\",\"\",INDIRECT(\"'\"&$CE$10&$C54&\"'!AH271\")),\"―\"))","v":""},null,{"$f":"IF($C54=\"\",\"\",IFERROR(IF(INDIRECT(\"'\"&$CE$10&$C54&\"'!AJ271\")=\"\",\"\",INDIRECT(\"'\"&$CE$10&$C54&\"'!AJ271\")),\"―\"))","v":""},null,null,null,null,null,8,"電力低炭素化",null,null,"電力供給会社の変更",null,null,null,null,null,null,null,null,"無し",null,"",null,"",null,"",null,"",null,"2月",null,"2月",null,"",null,"",null,"",null,""]
[null,null,null,null,null,null,null,null,null,null,null,null,null,null,null,null,null,{"$f":"IF($C54=\"\",\"\",IFERROR(IF(INDIRECT(\"'\"&$CE$10&$C54&\"'!R272\")=\"\",\"\",INDIRECT(\"'\"&$CE$10&$C54&\"'!R272\")),\"―\"))","v":""},null,{"$f":"IF($C54=\"\",\"\",IFERROR(IF(INDIRECT(\"'\"&$CE$10&$C54&\"'!T272\")=\"\",\"\",INDIRECT(\"'\"&$CE$10&$C54&\"'!T272\")),\"―\"))","v":""},null,{"$f":"IF($C54=\"\",\"\",IFERROR(IF(INDIRECT(\"'\"&$CE$10&$C54&\"'!V272\")=\"\",\"\",INDIRECT(\"'\"&$CE$10&$C54&\"'!V272\")),\"―\"))","v":""},null,{"$f":"IF($C54=\"\",\"\",IFERROR(IF(INDIRECT(\"'\"&$CE$10&$C54&\"'!X272\")=\"\",\"\",INDIRECT(\"'\"&$CE$10&$C54&\"'!X272\")),\"―\"))","v":""},null,{"$f":"IF($C54=\"\",\"\",IFERROR(IF(INDIRECT(\"'\"&$CE$10&$C54&\"'!Z272\")=\"\",\"\",INDIRECT(\"'\"&$CE$10&$C54&\"'!Z272\")),\"―\"))","v":""},null,{"$f":"IF($C54=\"\",\"\",IFERROR(IF(INDIRECT(\"'\"&$CE$10&$C54&\"'!AB272\")=\"\",\"\",INDIRECT(\"'\"&$CE$10&$C54&\"'!AB272\")),\"―\"))","v":""},null,{"$f":"IF($C54=\"\",\"\",IFERROR(IF(INDIRECT(\"'\"&$CE$10&$C54&\"'!AD272\")=\"\",\"\",INDIRECT(\"'\"&$CE$10&$C54&\"'!AD272\")),\"―\"))","v":""},null,{"$f":"IF($C54=\"\",\"\",IFERROR(IF(INDIRECT(\"'\"&$CE$10&$C54&\"'!AF272\")=\"\",\"\",INDIRECT(\"'\"&$CE$10&$C54&\"'!AF272\")),\"―\"))","v":""},null,{"$f":"IF($C54=\"\",\"\",IFERROR(IF(INDIRECT(\"'\"&$CE$10&$C54&\"'!AH272\")=\"\",\"\",INDIRECT(\"'\"&$CE$10&$C54&\"'!AH272\")),\"―\"))","v":""},null,{"$f":"IF($C54=\"\",\"\",IFERROR(IF(INDIRECT(\"'\"&$CE$10&$C54&\"'!AJ272\")=\"\",\"\",INDIRECT(\"'\"&$CE$10&$C54&\"'!AJ272\")),\"―\"))","v":""},null,null,null,null,null,null,null,null,null,null,null,null,null,null,null,null,null,null,null,null,"",null,"",null,"",null,"",null,"着手",null,"完了",null,"",null,"",null,"",null,""]
[null,null,null,null,null,null,null,null,null,null,null,null,null,null,null,null,null,{"$f":"IF($C54=\"\",\"\",IFERROR(IF(INDIRECT(\"'\"&$CE$10&$C54&\"'!R273\")=\"\",\"\",INDIRECT(\"'\"&$CE$10&$C54&\"'!R273\")),\"―\"))","v":""}]
[]
[null,null,{"$f":"IF('511脱炭素化計画'!C40=\"\",\"\",'511脱炭素化計画'!C40)","v":""},{"$f":"IF($C58=\"\",\"\",IFERROR(IF(INDIRECT(\"'\"&$CE$10&$C58&\"'!C9\")=\"\",\"\",INDIRECT(\"'\"&$CE$10&$C58&\"'!C9\")),\"―\"))","v":""},null,null,{"$f":"IF($C58=\"\",\"\",IFERROR(IF(INDIRECT(\"'\"&$CE$10&$C58&\"'!G9\")=\"\",\"\",INDIRECT(\"'\"&$CE$10&$C58&\"'!G9\")),\"―\"))","v":""},null,null,null,null,null,null,null,null,{"$f":"IF($C58=\"\",\"\",IFERROR(IF(INDIRECT(\"'\"&$CE$10&$C58&\"'!CK294\")=TRUE,\"有り\",\"無し\"),\"―\"))","v":""},null,{"$f":"IF($C58=\"\",\"\",IFERROR(IF(INDIRECT(\"'\"&$CE$10&$C58&\"'!R271\")=\"\",\"\",INDIRECT(\"'\"&$CE$10&$C58&\"'!R271\")),\"―\"))","v":""},null,{"$f":"IF($C58=\"\",\"\",IFERROR(IF(INDIRECT(\"'\"&$CE$10&$C58&\"'!T271\")=\"\",\"\",INDIRECT(\"'\"&$CE$10&$C58&\"'!T271\")),\"―\"))","v":""},null,{"$f":"IF($C58=\"\",\"\",IFERROR(IF(INDIRECT(\"'\"&$CE$10&$C58&\"'!V271\")=\"\",\"\",INDIRECT(\"'\"&$CE$10&$C58&\"'!V271\")),\"―\"))","v":""},null,{"$f":"IF($C58=\"\",\"\",IFERROR(IF(INDIRECT(\"'\"&$CE$10&$C58&\"'!X271\")=\"\",\"\",INDIRECT(\"'\"&$CE$10&$C58&\"'!X271\")),\"―\"))","v":""},null,{"$f":"IF($C58=\"\",\"\",IFERROR(IF(INDIRECT(\"'\"&$CE$10&$C58&\"'!Z271\")=\"\",\"\",INDIRECT(\"'\"&$CE$10&$C58&\"'!Z271\")),\"―\"))","v":""},null,{"$f":"IF($C58=\"\",\"\",IFERROR(IF(INDIRECT(\"'\"&$CE$10&$C58&\"'!AB271\")=\"\",\"\",INDIRECT(\"'\"&$CE$10&$C58&\"'!AB271\")),\"―\"))","v":""},null,{"$f":"IF($C58=\"\",\"\",IFERROR(IF(INDIRECT(\"'\"&$CE$10&$C58&\"'!AD271\")=\"\",\"\",INDIRECT(\"'\"&$CE$10&$C58&\"'!AD271\")),\"―\"))","v":""},null,{"$f":"IF($C58=\"\",\"\",IFERROR(IF(INDIRECT(\"'\"&$CE$10&$C58&\"'!AF271\")=\"\",\"\",INDIRECT(\"'\"&$CE$10&$C58&\"'!AF271\")),\"―\"))","v":""},null,{"$f":"IF($C58=\"\",\"\",IFERROR(IF(INDIRECT(\"'\"&$CE$10&$C58&\"'!AH271\")=\"\",\"\",INDIRECT(\"'\"&$CE$10&$C58&\"'!AH271\")),\"―\"))","v":""},null,{"$f":"IF($C58=\"\",\"\",IFERROR(IF(INDIRECT(\"'\"&$CE$10&$C58&\"'!AJ271\")=\"\",\"\",INDIRECT(\"'\"&$CE$10&$C58&\"'!AJ271\")),\"―\"))","v":""},null,null,null,null,null,"","",null,null,"",null,null,null,null,null,null,null,null,"",null,"",null,"",null,"",null,"",null,"",null,"",null,"",null,"",null,"",null,""]
[null,null,null,null,null,null,null,null,null,null,null,null,null,null,null,null,null,{"$f":"IF($C58=\"\",\"\",IFERROR(IF(INDIRECT(\"'\"&$CE$10&$C58&\"'!R272\")=\"\",\"\",INDIRECT(\"'\"&$CE$10&$C58&\"'!R272\")),\"―\"))","v":""},null,{"$f":"IF($C58=\"\",\"\",IFERROR(IF(INDIRECT(\"'\"&$CE$10&$C58&\"'!T272\")=\"\",\"\",INDIRECT(\"'\"&$CE$10&$C58&\"'!T272\")),\"―\"))","v":""},null,{"$f":"IF($C58=\"\",\"\",IFERROR(IF(INDIRECT(\"'\"&$CE$10&$C58&\"'!V272\")=\"\",\"\",INDIRECT(\"'\"&$CE$10&$C58&\"'!V272\")),\"―\"))","v":""},null,{"$f":"IF($C58=\"\",\"\",IFERROR(IF(INDIRECT(\"'\"&$CE$10&$C58&\"'!X272\")=\"\",\"\",INDIRECT(\"'\"&$CE$10&$C58&\"'!X272\")),\"―\"))","v":""},null,{"$f":"IF($C58=\"\",\"\",IFERROR(IF(INDIRECT(\"'\"&$CE$10&$C58&\"'!Z272\")=\"\",\"\",INDIRECT(\"'\"&$CE$10&$C58&\"'!Z272\")),\"―\"))","v":""},null,{"$f":"IF($C58=\"\",\"\",IFERROR(IF(INDIRECT(\"'\"&$CE$10&$C58&\"'!AB272\")=\"\",\"\",INDIRECT(\"'\"&$CE$10&$C58&\"'!AB272\")),\"―\"))","v":""},null,{"$f":"IF($C58=\"\",\"\",IFERROR(IF(INDIRECT(\"'\"&$CE$10&$C58&\"'!AD272\")=\"\",\"\",INDIRECT(\"'\"&$CE$10&$C58&\"'!AD272\")),\"―\"))","v":""},null,{"$f":"IF($C58=\"\",\"\",IFERROR(IF(INDIRECT(\"'\"&$CE$10&$C58&\"'!AF272\")=\"\",\"\",INDIRECT(\"'\"&$CE$10&$C58&\"'!AF272\")),\"―\"))","v":""},null,{"$f":"IF($C58=\"\",\"\",IFERROR(IF(INDIRECT(\"'\"&$CE$10&$C58&\"'!AH272\")=\"\",\"\",INDIRECT(\"'\"&$CE$10&$C58&\"'!AH272\")),\"―\"))","v":""},null,{"$f":"IF($C58=\"\",\"\",IFERROR(IF(INDIRECT(\"'\"&$CE$10&$C58&\"'!AJ272\")=\"\",\"\",INDIRECT(\"'\"&$CE$10&$C58&\"'!AJ272\")),\"―\"))","v":""},null,null,null,null,null,null,null,null,null,null,null,null,null,null,null,null,null,null,null,null,"",null,"",null,"",null,"",null,"",null,"",null,"",null,"",null,"",null,""]
[null,null,null,null,null,null,null,null,null,null,null,null,null,null,null,null,null,{"$f":"IF($C58=\"\",\"\",IFERROR(IF(INDIRECT(\"'\"&$CE$10&$C58&\"'!R273\")=\"\",\"\",INDIRECT(\"'\"&$CE$10&$C58&\"'!R273\")),\"―\"))","v":""},null,null,null,null,null,null,null,null,null,null,null,null,null,null,null,null,null,null,null,null,null,null,null,null,null,null,null,null,null,null,null,null,null,null,null,null,null,null,""]
[]
[]
[]
[]
[]
[]
[]
[null,"■","実施計画【2ページ目】"]
[null,"対策の種類\n[対策個票番号]",null,null,null,null,"対策名称",null,null,null,null,null,null,null,null,"補助金申請\n予定",null,"計画年度"]
[null,null,null,null,null,null,null,null,null,null,null,null,null,null,null,null,null,{"$f":"IF('511脱炭素化計画'!AQ24=\"\",\"\",'511脱炭素化計画'!AQ24)","v":""},null,null,null,{"$f":"IF('511脱炭素化計画'!AT24=\"\",\"\",'511脱炭素化計画'!AT24)","v":"目標年度"},null,null,null,{"$f":"IF('511脱炭素化計画'!AW24=\"\",\"\",'511脱炭素化計画'!AW24)","v":""},null,null,null,{"$f":"IF('511脱炭素化計画'!AZ24=\"\",\"\",'511脱炭素化計画'!AZ24)","v":""},null,null,null,{"$f":"IF('511脱炭素化計画'!BC24=\"\",\"\",'511脱炭素化計画'!BC24)","v":""}]
[null,null,null,null,null,null,null,null,null,null,null,null,null,null,null,null,null,{"$f":"IF('511脱炭素化計画'!AQ25=\"\",\"\",'511脱炭素化計画'!AQ25)","v":"令和6年度"},null,null,null,{"$f":"IF('511脱炭素化計画'!AT25=\"\",\"\",'511脱炭素化計画'!AT25)","v":"令和7年度"},null,null,null,{"$f":"IF('511脱炭素化計画'!AW25=\"\",\"\",'511脱炭素化計画'!AW25)","v":"令和8年度"},null,null,null,{"$f":"IF('511脱炭素化計画'!AZ25=\"\",\"\",'511脱炭素化計画'!AZ25)","v":"令和9年度"},null,null,null,{"$f":"IF('511脱炭素化計画'!BC25=\"\",\"\",'511脱炭素化計画'!BC25)","v":"令和10年度"}]
[null,"省エネルギー"]
[null,null,{"$f":"IF('511脱炭素化計画'!C47=\"\",\"\",'511脱炭素化計画'!C47)","v":""},{"$f":"IF($C73=\"\",\"\",IFERROR(IF(INDIRECT(\"'\"&$CE$10&$C73&\"'!C9\")=\"\",\"\",INDIRECT(\"'\"&$CE$10&$C73&\"'!C9\")),\"―\"))","v":""},null,null,{"$f":"IF($C73=\"\",\"\",IFERROR(IF(INDIRECT(\"'\"&$CE$10&$C73&\"'!G9\")=\"\",\"\",INDIRECT(\"'\"&$CE$10&$C73&\"'!G9\")),\"―\"))","v":""},null,null,null,null,null,null,null,null,{"$f":"IF($C73=\"\",\"\",IFERROR(IF(INDIRECT(\"'\"&$CE$10&$C73&\"'!CK294\")=TRUE,\"有り\",\"無し\"),\"―\"))","v":""},null,{"$f":"IF($C73=\"\",\"\",IFERROR(IF(INDIRECT(\"'\"&$CE$10&$C73&\"'!R271\")=\"\",\"\",INDIRECT(\"'\"&$CE$10&$C73&\"'!R271\")),\"―\"))","v":""},null,{"$f":"IF($C73=\"\",\"\",IFERROR(IF(INDIRECT(\"'\"&$CE$10&$C73&\"'!T271\")=\"\",\"\",INDIRECT(\"'\"&$CE$10&$C73&\"'!T271\")),\"―\"))","v":""},null,{"$f":"IF($C73=\"\",\"\",IFERROR(IF(INDIRECT(\"'\"&$CE$10&$C73&\"'!V271\")=\"\",\"\",INDIRECT(\"'\"&$CE$10&$C73&\"'!V271\")),\"―\"))","v":""},null,{"$f":"IF($C73=\"\",\"\",IFERROR(IF(INDIRECT(\"'\"&$CE$10&$C73&\"'!X271\")=\"\",\"\",INDIRECT(\"'\"&$CE$10&$C73&\"'!X271\")),\"―\"))","v":""},null,{"$f":"IF($C73=\"\",\"\",IFERROR(IF(INDIRECT(\"'\"&$CE$10&$C73&\"'!Z271\")=\"\",\"\",INDIRECT(\"'\"&$CE$10&$C73&\"'!Z271\")),\"―\"))","v":""},null,{"$f":"IF($C73=\"\",\"\",IFERROR(IF(INDIRECT(\"'\"&$CE$10&$C73&\"'!AB271\")=\"\",\"\",INDIRECT(\"'\"&$CE$10&$C73&\"'!AB271\")),\"―\"))","v":""},null,{"$f":"IF($C73=\"\",\"\",IFERROR(IF(INDIRECT(\"'\"&$CE$10&$C73&\"'!AD271\")=\"\",\"\",INDIRECT(\"'\"&$CE$10&$C73&\"'!AD271\")),\"―\"))","v":""},null,{"$f":"IF($C73=\"\",\"\",IFERROR(IF(INDIRECT(\"'\"&$CE$10&$C73&\"'!AF271\")=\"\",\"\",INDIRECT(\"'\"&$CE$10&$C73&\"'!AF271\")),\"―\"))","v":""},null,{"$f":"IF($C73=\"\",\"\",IFERROR(IF(INDIRECT(\"'\"&$CE$10&$C73&\"'!AH271\")=\"\",\"\",INDIRECT(\"'\"&$CE$10&$C73&\"'!AH271\")),\"―\"))","v":""},null,{"$f":"IF($C73=\"\",\"\",IFERROR(IF(INDIRECT(\"'\"&$CE$10&$C73&\"'!AJ271\")=\"\",\"\",INDIRECT(\"'\"&$CE$10&$C73&\"'!AJ271\")),\"―\"))","v":""}]
[null,null,null,null,null,null,null,null,null,null,null,null,null,null,null,null,null,{"$f":"IF($C73=\"\",\"\",IFERROR(IF(INDIRECT(\"'\"&$CE$10&$C73&\"'!R272\")=\"\",\"\",INDIRECT(\"'\"&$CE$10&$C73&\"'!R272\")),\"―\"))","v":""},null,{"$f":"IF($C73=\"\",\"\",IFERROR(IF(INDIRECT(\"'\"&$CE$10&$C73&\"'!T272\")=\"\",\"\",INDIRECT(\"'\"&$CE$10&$C73&\"'!T272\")),\"―\"))","v":""},null,{"$f":"IF($C73=\"\",\"\",IFERROR(IF(INDIRECT(\"'\"&$CE$10&$C73&\"'!V272\")=\"\",\"\",INDIRECT(\"'\"&$CE$10&$C73&\"'!V272\")),\"―\"))","v":""},null,{"$f":"IF($C73=\"\",\"\",IFERROR(IF(INDIRECT(\"'\"&$CE$10&$C73&\"'!X272\")=\"\",\"\",INDIRECT(\"'\"&$CE$10&$C73&\"'!X272\")),\"―\"))","v":""},null,{"$f":"IF($C73=\"\",\"\",IFERROR(IF(INDIRECT(\"'\"&$CE$10&$C73&\"'!Z272\")=\"\",\"\",INDIRECT(\"'\"&$CE$10&$C73&\"'!Z272\")),\"―\"))","v":""},null,{"$f":"IF($C73=\"\",\"\",IFERROR(IF(INDIRECT(\"'\"&$CE$10&$C73&\"'!AB272\")=\"\",\"\",INDIRECT(\"'\"&$CE$10&$C73&\"'!AB272\")),\"―\"))","v":""},null,{"$f":"IF($C73=\"\",\"\",IFERROR(IF(INDIRECT(\"'\"&$CE$10&$C73&\"'!AD272\")=\"\",\"\",INDIRECT(\"'\"&$CE$10&$C73&\"'!AD272\")),\"―\"))","v":""},null,{"$f":"IF($C73=\"\",\"\",IFERROR(IF(INDIRECT(\"'\"&$CE$10&$C73&\"'!AF272\")=\"\",\"\",INDIRECT(\"'\"&$CE$10&$C73&\"'!AF272\")),\"―\"))","v":""},null,{"$f":"IF($C73=\"\",\"\",IFERROR(IF(INDIRECT(\"'\"&$CE$10&$C73&\"'!AH272\")=\"\",\"\",INDIRECT(\"'\"&$CE$10&$C73&\"'!AH272\")),\"―\"))","v":""},null,{"$f":"IF($C73=\"\",\"\",IFERROR(IF(INDIRECT(\"'\"&$CE$10&$C73&\"'!AJ272\")=\"\",\"\",INDIRECT(\"'\"&$CE$10&$C73&\"'!AJ272\")),\"―\"))","v":""}]
[null,null,null,null,null,null,null,null,null,null,null,null,null,null,null,null,null,{"$f":"IF($C73=\"\",\"\",IFERROR(IF(INDIRECT(\"'\"&$CE$10&$C73&\"'!R273\")=\"\",\"\",INDIRECT(\"'\"&$CE$10&$C73&\"'!R273\")),\"―\"))","v":""}]
[]
[null,null,{"$f":"IF('511脱炭素化計画'!C48=\"\",\"\",'511脱炭素化計画'!C48)","v":""},{"$f":"IF($C77=\"\",\"\",IFERROR(IF(INDIRECT(\"'\"&$CE$10&$C77&\"'!C9\")=\"\",\"\",INDIRECT(\"'\"&$CE$10&$C77&\"'!C9\")),\"―\"))","v":""},null,null,{"$f":"IF($C77=\"\",\"\",IFERROR(IF(INDIRECT(\"'\"&$CE$10&$C77&\"'!G9\")=\"\",\"\",INDIRECT(\"'\"&$CE$10&$C77&\"'!G9\")),\"―\"))","v":""},null,null,null,null,null,null,null,null,{"$f":"IF($C77=\"\",\"\",IFERROR(IF(INDIRECT(\"'\"&$CE$10&$C77&\"'!CK294\")=TRUE,\"有り\",\"無し\"),\"―\"))","v":""},null,{"$f":"IF($C77=\"\",\"\",IFERROR(IF(INDIRECT(\"'\"&$CE$10&$C77&\"'!R271\")=\"\",\"\",INDIRECT(\"'\"&$CE$10&$C77&\"'!R271\")),\"―\"))","v":""},null,{"$f":"IF($C77=\"\",\"\",IFERROR(IF(INDIRECT(\"'\"&$CE$10&$C77&\"'!T271\")=\"\",\"\",INDIRECT(\"'\"&$CE$10&$C77&\"'!T271\")),\"―\"))","v":""},null,{"$f":"IF($C77=\"\",\"\",IFERROR(IF(INDIRECT(\"'\"&$CE$10&$C77&\"'!V271\")=\"\",\"\",INDIRECT(\"'\"&$CE$10&$C77&\"'!V271\")),\"―\"))","v":""},null,{"$f":"IF($C77=\"\",\"\",IFERROR(IF(INDIRECT(\"'\"&$CE$10&$C77&\"'!X271\")=\"\",\"\",INDIRECT(\"'\"&$CE$10&$C77&\"'!X271\")),\"―\"))","v":""},null,{"$f":"IF($C77=\"\",\"\",IFERROR(IF(INDIRECT(\"'\"&$CE$10&$C77&\"'!Z271\")=\"\",\"\",INDIRECT(\"'\"&$CE$10&$C77&\"'!Z271\")),\"―\"))","v":""},null,{"$f":"IF($C77=\"\",\"\",IFERROR(IF(INDIRECT(\"'\"&$CE$10&$C77&\"'!AB271\")=\"\",\"\",INDIRECT(\"'\"&$CE$10&$C77&\"'!AB271\")),\"―\"))","v":""},null,{"$f":"IF($C77=\"\",\"\",IFERROR(IF(INDIRECT(\"'\"&$CE$10&$C77&\"'!AD271\")=\"\",\"\",INDIRECT(\"'\"&$CE$10&$C77&\"'!AD271\")),\"―\"))","v":""},null,{"$f":"IF($C77=\"\",\"\",IFERROR(IF(INDIRECT(\"'\"&$CE$10&$C77&\"'!AF271\")=\"\",\"\",INDIRECT(\"'\"&$CE$10&$C77&\"'!AF271\")),\"―\"))","v":""},null,{"$f":"IF($C77=\"\",\"\",IFERROR(IF(INDIRECT(\"'\"&$CE$10&$C77&\"'!AH271\")=\"\",\"\",INDIRECT(\"'\"&$CE$10&$C77&\"'!AH271\")),\"―\"))","v":""},null,{"$f":"IF($C77=\"\",\"\",IFERROR(IF(INDIRECT(\"'\"&$CE$10&$C77&\"'!AJ271\")=\"\",\"\",INDIRECT(\"'\"&$CE$10&$C77&\"'!AJ271\")),\"―\"))","v":""}]
[null,null,null,null,null,null,null,null,null,null,null,null,null,null,null,null,null,{"$f":"IF($C77=\"\",\"\",IFERROR(IF(INDIRECT(\"'\"&$CE$10&$C77&\"'!R272\")=\"\",\"\",INDIRECT(\"'\"&$CE$10&$C77&\"'!R272\")),\"―\"))","v":""},null,{"$f":"IF($C77=\"\",\"\",IFERROR(IF(INDIRECT(\"'\"&$CE$10&$C77&\"'!T272\")=\"\",\"\",INDIRECT(\"'\"&$CE$10&$C77&\"'!T272\")),\"―\"))","v":""},null,{"$f":"IF($C77=\"\",\"\",IFERROR(IF(INDIRECT(\"'\"&$CE$10&$C77&\"'!V272\")=\"\",\"\",INDIRECT(\"'\"&$CE$10&$C77&\"'!V272\")),\"―\"))","v":""},null,{"$f":"IF($C77=\"\",\"\",IFERROR(IF(INDIRECT(\"'\"&$CE$10&$C77&\"'!X272\")=\"\",\"\",INDIRECT(\"'\"&$CE$10&$C77&\"'!X272\")),\"―\"))","v":""},null,{"$f":"IF($C77=\"\",\"\",IFERROR(IF(INDIRECT(\"'\"&$CE$10&$C77&\"'!Z272\")=\"\",\"\",INDIRECT(\"'\"&$CE$10&$C77&\"'!Z272\")),\"―\"))","v":""},null,{"$f":"IF($C77=\"\",\"\",IFERROR(IF(INDIRECT(\"'\"&$CE$10&$C77&\"'!AB272\")=\"\",\"\",INDIRECT(\"'\"&$CE$10&$C77&\"'!AB272\")),\"―\"))","v":""},null,{"$f":"IF($C77=\"\",\"\",IFERROR(IF(INDIRECT(\"'\"&$CE$10&$C77&\"'!AD272\")=\"\",\"\",INDIRECT(\"'\"&$CE$10&$C77&\"'!AD272\")),\"―\"))","v":""},null,{"$f":"IF($C77=\"\",\"\",IFERROR(IF(INDIRECT(\"'\"&$CE$10&$C77&\"'!AF272\")=\"\",\"\",INDIRECT(\"'\"&$CE$10&$C77&\"'!AF272\")),\"―\"))","v":""},null,{"$f":"IF($C77=\"\",\"\",IFERROR(IF(INDIRECT(\"'\"&$CE$10&$C77&\"'!AH272\")=\"\",\"\",INDIRECT(\"'\"&$CE$10&$C77&\"'!AH272\")),\"―\"))","v":""},null,{"$f":"IF($C77=\"\",\"\",IFERROR(IF(INDIRECT(\"'\"&$CE$10&$C77&\"'!AJ272\")=\"\",\"\",INDIRECT(\"'\"&$CE$10&$C77&\"'!AJ272\")),\"―\"))","v":""}]
[null,null,null,null,null,null,null,null,null,null,null,null,null,null,null,null,null,{"$f":"IF($C77=\"\",\"\",IFERROR(IF(INDIRECT(\"'\"&$CE$10&$C77&\"'!R273\")=\"\",\"\",INDIRECT(\"'\"&$CE$10&$C77&\"'!R273\")),\"―\"))","v":""}]
[]
[null,null,{"$f":"IF('511脱炭素化計画'!C49=\"\",\"\",'511脱炭素化計画'!C49)","v":""},{"$f":"IF($C81=\"\",\"\",IFERROR(IF(INDIRECT(\"'\"&$CE$10&$C81&\"'!C9\")=\"\",\"\",INDIRECT(\"'\"&$CE$10&$C81&\"'!C9\")),\"―\"))","v":""},null,null,{"$f":"IF($C81=\"\",\"\",IFERROR(IF(INDIRECT(\"'\"&$CE$10&$C81&\"'!G9\")=\"\",\"\",INDIRECT(\"'\"&$CE$10&$C81&\"'!G9\")),\"―\"))","v":""},null,null,null,null,null,null,null,null,{"$f":"IF($C81=\"\",\"\",IFERROR(IF(INDIRECT(\"'\"&$CE$10&$C81&\"'!CK294\")=TRUE,\"有り\",\"無し\"),\"―\"))","v":""},null,{"$f":"IF($C81=\"\",\"\",IFERROR(IF(INDIRECT(\"'\"&$CE$10&$C81&\"'!R271\")=\"\",\"\",INDIRECT(\"'\"&$CE$10&$C81&\"'!R271\")),\"―\"))","v":""},null,{"$f":"IF($C81=\"\",\"\",IFERROR(IF(INDIRECT(\"'\"&$CE$10&$C81&\"'!T271\")=\"\",\"\",INDIRECT(\"'\"&$CE$10&$C81&\"'!T271\")),\"―\"))","v":""},null,{"$f":"IF($C81=\"\",\"\",IFERROR(IF(INDIRECT(\"'\"&$CE$10&$C81&\"'!V271\")=\"\",\"\",INDIRECT(\"'\"&$CE$10&$C81&\"'!V271\")),\"―\"))","v":""},null,{"$f":"IF($C81=\"\",\"\",IFERROR(IF(INDIRECT(\"'\"&$CE$10&$C81&\"'!X271\")=\"\",\"\",INDIRECT(\"'\"&$CE$10&$C81&\"'!X271\")),\"―\"))","v":""},null,{"$f":"IF($C81=\"\",\"\",IFERROR(IF(INDIRECT(\"'\"&$CE$10&$C81&\"'!Z271\")=\"\",\"\",INDIRECT(\"'\"&$CE$10&$C81&\"'!Z271\")),\"―\"))","v":""},null,{"$f":"IF($C81=\"\",\"\",IFERROR(IF(INDIRECT(\"'\"&$CE$10&$C81&\"'!AB271\")=\"\",\"\",INDIRECT(\"'\"&$CE$10&$C81&\"'!AB271\")),\"―\"))","v":""},null,{"$f":"IF($C81=\"\",\"\",IFERROR(IF(INDIRECT(\"'\"&$CE$10&$C81&\"'!AD271\")=\"\",\"\",INDIRECT(\"'\"&$CE$10&$C81&\"'!AD271\")),\"―\"))","v":""},null,{"$f":"IF($C81=\"\",\"\",IFERROR(IF(INDIRECT(\"'\"&$CE$10&$C81&\"'!AF271\")=\"\",\"\",INDIRECT(\"'\"&$CE$10&$C81&\"'!AF271\")),\"―\"))","v":""},null,{"$f":"IF($C81=\"\",\"\",IFERROR(IF(INDIRECT(\"'\"&$CE$10&$C81&\"'!AH271\")=\"\",\"\",INDIRECT(\"'\"&$CE$10&$C81&\"'!AH271\")),\"―\"))","v":""},null,{"$f":"IF($C81=\"\",\"\",IFERROR(IF(INDIRECT(\"'\"&$CE$10&$C81&\"'!AJ271\")=\"\",\"\",INDIRECT(\"'\"&$CE$10&$C81&\"'!AJ271\")),\"―\"))","v":""}]
[null,null,null,null,null,null,null,null,null,null,null,null,null,null,null,null,null,{"$f":"IF($C81=\"\",\"\",IFERROR(IF(INDIRECT(\"'\"&$CE$10&$C81&\"'!R272\")=\"\",\"\",INDIRECT(\"'\"&$CE$10&$C81&\"'!R272\")),\"―\"))","v":""},null,{"$f":"IF($C81=\"\",\"\",IFERROR(IF(INDIRECT(\"'\"&$CE$10&$C81&\"'!T272\")=\"\",\"\",INDIRECT(\"'\"&$CE$10&$C81&\"'!T272\")),\"―\"))","v":""},null,{"$f":"IF($C81=\"\",\"\",IFERROR(IF(INDIRECT(\"'\"&$CE$10&$C81&\"'!V272\")=\"\",\"\",INDIRECT(\"'\"&$CE$10&$C81&\"'!V272\")),\"―\"))","v":""},null,{"$f":"IF($C81=\"\",\"\",IFERROR(IF(INDIRECT(\"'\"&$CE$10&$C81&\"'!X272\")=\"\",\"\",INDIRECT(\"'\"&$CE$10&$C81&\"'!X272\")),\"―\"))","v":""},null,{"$f":"IF($C81=\"\",\"\",IFERROR(IF(INDIRECT(\"'\"&$CE$10&$C81&\"'!Z272\")=\"\",\"\",INDIRECT(\"'\"&$CE$10&$C81&\"'!Z272\")),\"―\"))","v":""},null,{"$f":"IF($C81=\"\",\"\",IFERROR(IF(INDIRECT(\"'\"&$CE$10&$C81&\"'!AB272\")=\"\",\"\",INDIRECT(\"'\"&$CE$10&$C81&\"'!AB272\")),\"―\"))","v":""},null,{"$f":"IF($C81=\"\",\"\",IFERROR(IF(INDIRECT(\"'\"&$CE$10&$C81&\"'!AD272\")=\"\",\"\",INDIRECT(\"'\"&$CE$10&$C81&\"'!AD272\")),\"―\"))","v":""},null,{"$f":"IF($C81=\"\",\"\",IFERROR(IF(INDIRECT(\"'\"&$CE$10&$C81&\"'!AF272\")=\"\",\"\",INDIRECT(\"'\"&$CE$10&$C81&\"'!AF272\")),\"―\"))","v":""},null,{"$f":"IF($C81=\"\",\"\",IFERROR(IF(INDIRECT(\"'\"&$CE$10&$C81&\"'!AH272\")=\"\",\"\",INDIRECT(\"'\"&$CE$10&$C81&\"'!AH272\")),\"―\"))","v":""},null,{"$f":"IF($C81=\"\",\"\",IFERROR(IF(INDIRECT(\"'\"&$CE$10&$C81&\"'!AJ272\")=\"\",\"\",INDIRECT(\"'\"&$CE$10&$C81&\"'!AJ272\")),\"―\"))","v":""}]
[null,null,null,null,null,null,null,null,null,null,null,null,null,null,null,null,null,{"$f":"IF($C81=\"\",\"\",IFERROR(IF(INDIRECT(\"'\"&$CE$10&$C81&\"'!R273\")=\"\",\"\",INDIRECT(\"'\"&$CE$10&$C81&\"'!R273\")),\"―\"))","v":""}]
[]
[null,null,{"$f":"IF('511脱炭素化計画'!C50=\"\",\"\",'511脱炭素化計画'!C50)","v":""},{"$f":"IF($C85=\"\",\"\",IFERROR(IF(INDIRECT(\"'\"&$CE$10&$C85&\"'!C9\")=\"\",\"\",INDIRECT(\"'\"&$CE$10&$C85&\"'!C9\")),\"―\"))","v":""},null,null,{"$f":"IF($C85=\"\",\"\",IFERROR(IF(INDIRECT(\"'\"&$CE$10&$C85&\"'!G9\")=\"\",\"\",INDIRECT(\"'\"&$CE$10&$C85&\"'!G9\")),\"―\"))","v":""},null,null,null,null,null,null,null,null,{"$f":"IF($C85=\"\",\"\",IFERROR(IF(INDIRECT(\"'\"&$CE$10&$C85&\"'!CK294\")=TRUE,\"有り\",\"無し\"),\"―\"))","v":""},null,{"$f":"IF($C85=\"\",\"\",IFERROR(IF(INDIRECT(\"'\"&$CE$10&$C85&\"'!R271\")=\"\",\"\",INDIRECT(\"'\"&$CE$10&$C85&\"'!R271\")),\"―\"))","v":""},null,{"$f":"IF($C85=\"\",\"\",IFERROR(IF(INDIRECT(\"'\"&$CE$10&$C85&\"'!T271\")=\"\",\"\",INDIRECT(\"'\"&$CE$10&$C85&\"'!T271\")),\"―\"))","v":""},null,{"$f":"IF($C85=\"\",\"\",IFERROR(IF(INDIRECT(\"'\"&$CE$10&$C85&\"'!V271\")=\"\",\"\",INDIRECT(\"'\"&$CE$10&$C85&\"'!V271\")),\"―\"))","v":""},null,{"$f":"IF($C85=\"\",\"\",IFERROR(IF(INDIRECT(\"'\"&$CE$10&$C85&\"'!X271\")=\"\",\"\",INDIRECT(\"'\"&$CE$10&$C85&\"'!X271\")),\"―\"))","v":""},null,{"$f":"IF($C85=\"\",\"\",IFERROR(IF(INDIRECT(\"'\"&$CE$10&$C85&\"'!Z271\")=\"\",\"\",INDIRECT(\"'\"&$CE$10&$C85&\"'!Z271\")),\"―\"))","v":""},null,{"$f":"IF($C85=\"\",\"\",IFERROR(IF(INDIRECT(\"'\"&$CE$10&$C85&\"'!AB271\")=\"\",\"\",INDIRECT(\"'\"&$CE$10&$C85&\"'!AB271\")),\"―\"))","v":""},null,{"$f":"IF($C85=\"\",\"\",IFERROR(IF(INDIRECT(\"'\"&$CE$10&$C85&\"'!AD271\")=\"\",\"\",INDIRECT(\"'\"&$CE$10&$C85&\"'!AD271\")),\"―\"))","v":""},null,{"$f":"IF($C85=\"\",\"\",IFERROR(IF(INDIRECT(\"'\"&$CE$10&$C85&\"'!AF271\")=\"\",\"\",INDIRECT(\"'\"&$CE$10&$C85&\"'!AF271\")),\"―\"))","v":""},null,{"$f":"IF($C85=\"\",\"\",IFERROR(IF(INDIRECT(\"'\"&$CE$10&$C85&\"'!AH271\")=\"\",\"\",INDIRECT(\"'\"&$CE$10&$C85&\"'!AH271\")),\"―\"))","v":""},null,{"$f":"IF($C85=\"\",\"\",IFERROR(IF(INDIRECT(\"'\"&$CE$10&$C85&\"'!AJ271\")=\"\",\"\",INDIRECT(\"'\"&$CE$10&$C85&\"'!AJ271\")),\"―\"))","v":""}]
[null,null,null,null,null,null,null,null,null,null,null,null,null,null,null,null,null,{"$f":"IF($C85=\"\",\"\",IFERROR(IF(INDIRECT(\"'\"&$CE$10&$C85&\"'!R272\")=\"\",\"\",INDIRECT(\"'\"&$CE$10&$C85&\"'!R272\")),\"―\"))","v":""},null,{"$f":"IF($C85=\"\",\"\",IFERROR(IF(INDIRECT(\"'\"&$CE$10&$C85&\"'!T272\")=\"\",\"\",INDIRECT(\"'\"&$CE$10&$C85&\"'!T272\")),\"―\"))","v":""},null,{"$f":"IF($C85=\"\",\"\",IFERROR(IF(INDIRECT(\"'\"&$CE$10&$C85&\"'!V272\")=\"\",\"\",INDIRECT(\"'\"&$CE$10&$C85&\"'!V272\")),\"―\"))","v":""},null,{"$f":"IF($C85=\"\",\"\",IFERROR(IF(INDIRECT(\"'\"&$CE$10&$C85&\"'!X272\")=\"\",\"\",INDIRECT(\"'\"&$CE$10&$C85&\"'!X272\")),\"―\"))","v":""},null,{"$f":"IF($C85=\"\",\"\",IFERROR(IF(INDIRECT(\"'\"&$CE$10&$C85&\"'!Z272\")=\"\",\"\",INDIRECT(\"'\"&$CE$10&$C85&\"'!Z272\")),\"―\"))","v":""},null,{"$f":"IF($C85=\"\",\"\",IFERROR(IF(INDIRECT(\"'\"&$CE$10&$C85&\"'!AB272\")=\"\",\"\",INDIRECT(\"'\"&$CE$10&$C85&\"'!AB272\")),\"―\"))","v":""},null,{"$f":"IF($C85=\"\",\"\",IFERROR(IF(INDIRECT(\"'\"&$CE$10&$C85&\"'!AD272\")=\"\",\"\",INDIRECT(\"'\"&$CE$10&$C85&\"'!AD272\")),\"―\"))","v":""},null,{"$f":"IF($C85=\"\",\"\",IFERROR(IF(INDIRECT(\"'\"&$CE$10&$C85&\"'!AF272\")=\"\",\"\",INDIRECT(\"'\"&$CE$10&$C85&\"'!AF272\")),\"―\"))","v":""},null,{"$f":"IF($C85=\"\",\"\",IFERROR(IF(INDIRECT(\"'\"&$CE$10&$C85&\"'!AH272\")=\"\",\"\",INDIRECT(\"'\"&$CE$10&$C85&\"'!AH272\")),\"―\"))","v":""},null,{"$f":"IF($C85=\"\",\"\",IFERROR(IF(INDIRECT(\"'\"&$CE$10&$C85&\"'!AJ272\")=\"\",\"\",INDIRECT(\"'\"&$CE$10&$C85&\"'!AJ272\")),\"―\"))","v":""}]
[null,null,null,null,null,null,null,null,null,null,null,null,null,null,null,null,null,{"$f":"IF($C85=\"\",\"\",IFERROR(IF(INDIRECT(\"'\"&$CE$10&$C85&\"'!R273\")=\"\",\"\",INDIRECT(\"'\"&$CE$10&$C85&\"'!R273\")),\"―\"))","v":""}]
[]
[null,null,{"$f":"IF('511脱炭素化計画'!C51=\"\",\"\",'511脱炭素化計画'!C51)","v":""},{"$f":"IF($C89=\"\",\"\",IFERROR(IF(INDIRECT(\"'\"&$CE$10&$C89&\"'!C9\")=\"\",\"\",INDIRECT(\"'\"&$CE$10&$C89&\"'!C9\")),\"―\"))","v":""},null,null,{"$f":"IF($C89=\"\",\"\",IFERROR(IF(INDIRECT(\"'\"&$CE$10&$C89&\"'!G9\")=\"\",\"\",INDIRECT(\"'\"&$CE$10&$C89&\"'!G9\")),\"―\"))","v":""},null,null,null,null,null,null,null,null,{"$f":"IF($C89=\"\",\"\",IFERROR(IF(INDIRECT(\"'\"&$CE$10&$C89&\"'!CK294\")=TRUE,\"有り\",\"無し\"),\"―\"))","v":""},null,{"$f":"IF($C89=\"\",\"\",IFERROR(IF(INDIRECT(\"'\"&$CE$10&$C89&\"'!R271\")=\"\",\"\",INDIRECT(\"'\"&$CE$10&$C89&\"'!R271\")),\"―\"))","v":""},null,{"$f":"IF($C89=\"\",\"\",IFERROR(IF(INDIRECT(\"'\"&$CE$10&$C89&\"'!T271\")=\"\",\"\",INDIRECT(\"'\"&$CE$10&$C89&\"'!T271\")),\"―\"))","v":""},null,{"$f":"IF($C89=\"\",\"\",IFERROR(IF(INDIRECT(\"'\"&$CE$10&$C89&\"'!V271\")=\"\",\"\",INDIRECT(\"'\"&$CE$10&$C89&\"'!V271\")),\"―\"))","v":""},null,{"$f":"IF($C89=\"\",\"\",IFERROR(IF(INDIRECT(\"'\"&$CE$10&$C89&\"'!X271\")=\"\",\"\",INDIRECT(\"'\"&$CE$10&$C89&\"'!X271\")),\"―\"))","v":""},null,{"$f":"IF($C89=\"\",\"\",IFERROR(IF(INDIRECT(\"'\"&$CE$10&$C89&\"'!Z271\")=\"\",\"\",INDIRECT(\"'\"&$CE$10&$C89&\"'!Z271\")),\"―\"))","v":""},null,{"$f":"IF($C89=\"\",\"\",IFERROR(IF(INDIRECT(\"'\"&$CE$10&$C89&\"'!AB271\")=\"\",\"\",INDIRECT(\"'\"&$CE$10&$C89&\"'!AB271\")),\"―\"))","v":""},null,{"$f":"IF($C89=\"\",\"\",IFERROR(IF(INDIRECT(\"'\"&$CE$10&$C89&\"'!AD271\")=\"\",\"\",INDIRECT(\"'\"&$CE$10&$C89&\"'!AD271\")),\"―\"))","v":""},null,{"$f":"IF($C89=\"\",\"\",IFERROR(IF(INDIRECT(\"'\"&$CE$10&$C89&\"'!AF271\")=\"\",\"\",INDIRECT(\"'\"&$CE$10&$C89&\"'!AF271\")),\"―\"))","v":""},null,{"$f":"IF($C89=\"\",\"\",IFERROR(IF(INDIRECT(\"'\"&$CE$10&$C89&\"'!AH271\")=\"\",\"\",INDIRECT(\"'\"&$CE$10&$C89&\"'!AH271\")),\"―\"))","v":""},null,{"$f":"IF($C89=\"\",\"\",IFERROR(IF(INDIRECT(\"'\"&$CE$10&$C89&\"'!AJ271\")=\"\",\"\",INDIRECT(\"'\"&$CE$10&$C89&\"'!AJ271\")),\"―\"))","v":""}]
[null,null,null,null,null,null,null,null,null,null,null,null,null,null,null,null,null,{"$f":"IF($C89=\"\",\"\",IFERROR(IF(INDIRECT(\"'\"&$CE$10&$C89&\"'!R272\")=\"\",\"\",INDIRECT(\"'\"&$CE$10&$C89&\"'!R272\")),\"―\"))","v":""},null,{"$f":"IF($C89=\"\",\"\",IFERROR(IF(INDIRECT(\"'\"&$CE$10&$C89&\"'!T272\")=\"\",\"\",INDIRECT(\"'\"&$CE$10&$C89&\"'!T272\")),\"―\"))","v":""},null,{"$f":"IF($C89=\"\",\"\",IFERROR(IF(INDIRECT(\"'\"&$CE$10&$C89&\"'!V272\")=\"\",\"\",INDIRECT(\"'\"&$CE$10&$C89&\"'!V272\")),\"―\"))","v":""},null,{"$f":"IF($C89=\"\",\"\",IFERROR(IF(INDIRECT(\"'\"&$CE$10&$C89&\"'!X272\")=\"\",\"\",INDIRECT(\"'\"&$CE$10&$C89&\"'!X272\")),\"―\"))","v":""},null,{"$f":"IF($C89=\"\",\"\",IFERROR(IF(INDIRECT(\"'\"&$CE$10&$C89&\"'!Z272\")=\"\",\"\",INDIRECT(\"'\"&$CE$10&$C89&\"'!Z272\")),\"―\"))","v":""},null,{"$f":"IF($C89=\"\",\"\",IFERROR(IF(INDIRECT(\"'\"&$CE$10&$C89&\"'!AB272\")=\"\",\"\",INDIRECT(\"'\"&$CE$10&$C89&\"'!AB272\")),\"―\"))","v":""},null,{"$f":"IF($C89=\"\",\"\",IFERROR(IF(INDIRECT(\"'\"&$CE$10&$C89&\"'!AD272\")=\"\",\"\",INDIRECT(\"'\"&$CE$10&$C89&\"'!AD272\")),\"―\"))","v":""},null,{"$f":"IF($C89=\"\",\"\",IFERROR(IF(INDIRECT(\"'\"&$CE$10&$C89&\"'!AF272\")=\"\",\"\",INDIRECT(\"'\"&$CE$10&$C89&\"'!AF272\")),\"―\"))","v":""},null,{"$f":"IF($C89=\"\",\"\",IFERROR(IF(INDIRECT(\"'\"&$CE$10&$C89&\"'!AH272\")=\"\",\"\",INDIRECT(\"'\"&$CE$10&$C89&\"'!AH272\")),\"―\"))","v":""},null,{"$f":"IF($C89=\"\",\"\",IFERROR(IF(INDIRECT(\"'\"&$CE$10&$C89&\"'!AJ272\")=\"\",\"\",INDIRECT(\"'\"&$CE$10&$C89&\"'!AJ272\")),\"―\"))","v":""}]
[null,null,null,null,null,null,null,null,null,null,null,null,null,null,null,null,null,{"$f":"IF($C89=\"\",\"\",IFERROR(IF(INDIRECT(\"'\"&$CE$10&$C89&\"'!R273\")=\"\",\"\",INDIRECT(\"'\"&$CE$10&$C89&\"'!R273\")),\"―\"))","v":""}]
[]
[null,null,{"$f":"IF('511脱炭素化計画'!C52=\"\",\"\",'511脱炭素化計画'!C52)","v":""},{"$f":"IF($C93=\"\",\"\",IFERROR(IF(INDIRECT(\"'\"&$CE$10&$C93&\"'!C9\")=\"\",\"\",INDIRECT(\"'\"&$CE$10&$C93&\"'!C9\")),\"―\"))","v":""},null,null,{"$f":"IF($C93=\"\",\"\",IFERROR(IF(INDIRECT(\"'\"&$CE$10&$C93&\"'!G9\")=\"\",\"\",INDIRECT(\"'\"&$CE$10&$C93&\"'!G9\")),\"―\"))","v":""},null,null,null,null,null,null,null,null,{"$f":"IF($C93=\"\",\"\",IFERROR(IF(INDIRECT(\"'\"&$CE$10&$C93&\"'!CK294\")=TRUE,\"有り\",\"無し\"),\"―\"))","v":""},null,{"$f":"IF($C93=\"\",\"\",IFERROR(IF(INDIRECT(\"'\"&$CE$10&$C93&\"'!R271\")=\"\",\"\",INDIRECT(\"'\"&$CE$10&$C93&\"'!R271\")),\"―\"))","v":""},null,{"$f":"IF($C93=\"\",\"\",IFERROR(IF(INDIRECT(\"'\"&$CE$10&$C93&\"'!T271\")=\"\",\"\",INDIRECT(\"'\"&$CE$10&$C93&\"'!T271\")),\"―\"))","v":""},null,{"$f":"IF($C93=\"\",\"\",IFERROR(IF(INDIRECT(\"'\"&$CE$10&$C93&\"'!V271\")=\"\",\"\",INDIRECT(\"'\"&$CE$10&$C93&\"'!V271\")),\"―\"))","v":""},null,{"$f":"IF($C93=\"\",\"\",IFERROR(IF(INDIRECT(\"'\"&$CE$10&$C93&\"'!X271\")=\"\",\"\",INDIRECT(\"'\"&$CE$10&$C93&\"'!X271\")),\"―\"))","v":""},null,{"$f":"IF($C93=\"\",\"\",IFERROR(IF(INDIRECT(\"'\"&$CE$10&$C93&\"'!Z271\")=\"\",\"\",INDIRECT(\"'\"&$CE$10&$C93&\"'!Z271\")),\"―\"))","v":""},null,{"$f":"IF($C93=\"\",\"\",IFERROR(IF(INDIRECT(\"'\"&$CE$10&$C93&\"'!AB271\")=\"\",\"\",INDIRECT(\"'\"&$CE$10&$C93&\"'!AB271\")),\"―\"))","v":""},null,{"$f":"IF($C93=\"\",\"\",IFERROR(IF(INDIRECT(\"'\"&$CE$10&$C93&\"'!AD271\")=\"\",\"\",INDIRECT(\"'\"&$CE$10&$C93&\"'!AD271\")),\"―\"))","v":""},null,{"$f":"IF($C93=\"\",\"\",IFERROR(IF(INDIRECT(\"'\"&$CE$10&$C93&\"'!AF271\")=\"\",\"\",INDIRECT(\"'\"&$CE$10&$C93&\"'!AF271\")),\"―\"))","v":""},null,{"$f":"IF($C93=\"\",\"\",IFERROR(IF(INDIRECT(\"'\"&$CE$10&$C93&\"'!AH271\")=\"\",\"\",INDIRECT(\"'\"&$CE$10&$C93&\"'!AH271\")),\"―\"))","v":""},null,{"$f":"IF($C93=\"\",\"\",IFERROR(IF(INDIRECT(\"'\"&$CE$10&$C93&\"'!AJ271\")=\"\",\"\",INDIRECT(\"'\"&$CE$10&$C93&\"'!AJ271\")),\"―\"))","v":""}]
[null,null,null,null,null,null,null,null,null,null,null,null,null,null,null,null,null,{"$f":"IF($C93=\"\",\"\",IFERROR(IF(INDIRECT(\"'\"&$CE$10&$C93&\"'!R272\")=\"\",\"\",INDIRECT(\"'\"&$CE$10&$C93&\"'!R272\")),\"―\"))","v":""},null,{"$f":"IF($C93=\"\",\"\",IFERROR(IF(INDIRECT(\"'\"&$CE$10&$C93&\"'!T272\")=\"\",\"\",INDIRECT(\"'\"&$CE$10&$C93&\"'!T272\")),\"―\"))","v":""},null,{"$f":"IF($C93=\"\",\"\",IFERROR(IF(INDIRECT(\"'\"&$CE$10&$C93&\"'!V272\")=\"\",\"\",INDIRECT(\"'\"&$CE$10&$C93&\"'!V272\")),\"―\"))","v":""},null,{"$f":"IF($C93=\"\",\"\",IFERROR(IF(INDIRECT(\"'\"&$CE$10&$C93&\"'!X272\")=\"\",\"\",INDIRECT(\"'\"&$CE$10&$C93&\"'!X272\")),\"―\"))","v":""},null,{"$f":"IF($C93=\"\",\"\",IFERROR(IF(INDIRECT(\"'\"&$CE$10&$C93&\"'!Z272\")=\"\",\"\",INDIRECT(\"'\"&$CE$10&$C93&\"'!Z272\")),\"―\"))","v":""},null,{"$f":"IF($C93=\"\",\"\",IFERROR(IF(INDIRECT(\"'\"&$CE$10&$C93&\"'!AB272\")=\"\",\"\",INDIRECT(\"'\"&$CE$10&$C93&\"'!AB272\")),\"―\"))","v":""},null,{"$f":"IF($C93=\"\",\"\",IFERROR(IF(INDIRECT(\"'\"&$CE$10&$C93&\"'!AD272\")=\"\",\"\",INDIRECT(\"'\"&$CE$10&$C93&\"'!AD272\")),\"―\"))","v":""},null,{"$f":"IF($C93=\"\",\"\",IFERROR(IF(INDIRECT(\"'\"&$CE$10&$C93&\"'!AF272\")=\"\",\"\",INDIRECT(\"'\"&$CE$10&$C93&\"'!AF272\")),\"―\"))","v":""},null,{"$f":"IF($C93=\"\",\"\",IFERROR(IF(INDIRECT(\"'\"&$CE$10&$C93&\"'!AH272\")=\"\",\"\",INDIRECT(\"'\"&$CE$10&$C93&\"'!AH272\")),\"―\"))","v":""},null,{"$f":"IF($C93=\"\",\"\",IFERROR(IF(INDIRECT(\"'\"&$CE$10&$C93&\"'!AJ272\")=\"\",\"\",INDIRECT(\"'\"&$CE$10&$C93&\"'!AJ272\")),\"―\"))","v":""}]
[null,null,null,null,null,null,null,null,null,null,null,null,null,null,null,null,null,{"$f":"IF($C93=\"\",\"\",IFERROR(IF(INDIRECT(\"'\"&$CE$10&$C93&\"'!R273\")=\"\",\"\",INDIRECT(\"'\"&$CE$10&$C93&\"'!R273\")),\"―\"))","v":""}]
[]
[null,null,{"$f":"IF('511脱炭素化計画'!C53=\"\",\"\",'511脱炭素化計画'!C53)","v":""},{"$f":"IF($C97=\"\",\"\",IFERROR(IF(INDIRECT(\"'\"&$CE$10&$C97&\"'!C9\")=\"\",\"\",INDIRECT(\"'\"&$CE$10&$C97&\"'!C9\")),\"―\"))","v":""},null,null,{"$f":"IF($C97=\"\",\"\",IFERROR(IF(INDIRECT(\"'\"&$CE$10&$C97&\"'!G9\")=\"\",\"\",INDIRECT(\"'\"&$CE$10&$C97&\"'!G9\")),\"―\"))","v":""},null,null,null,null,null,null,null,null,{"$f":"IF($C97=\"\",\"\",IFERROR(IF(INDIRECT(\"'\"&$CE$10&$C97&\"'!CK294\")=TRUE,\"有り\",\"無し\"),\"―\"))","v":""},null,{"$f":"IF($C97=\"\",\"\",IFERROR(IF(INDIRECT(\"'\"&$CE$10&$C97&\"'!R271\")=\"\",\"\",INDIRECT(\"'\"&$CE$10&$C97&\"'!R271\")),\"―\"))","v":""},null,{"$f":"IF($C97=\"\",\"\",IFERROR(IF(INDIRECT(\"'\"&$CE$10&$C97&\"'!T271\")=\"\",\"\",INDIRECT(\"'\"&$CE$10&$C97&\"'!T271\")),\"―\"))","v":""},null,{"$f":"IF($C97=\"\",\"\",IFERROR(IF(INDIRECT(\"'\"&$CE$10&$C97&\"'!V271\")=\"\",\"\",INDIRECT(\"'\"&$CE$10&$C97&\"'!V271\")),\"―\"))","v":""},null,{"$f":"IF($C97=\"\",\"\",IFERROR(IF(INDIRECT(\"'\"&$CE$10&$C97&\"'!X271\")=\"\",\"\",INDIRECT(\"'\"&$CE$10&$C97&\"'!X271\")),\"―\"))","v":""},null,{"$f":"IF($C97=\"\",\"\",IFERROR(IF(INDIRECT(\"'\"&$CE$10&$C97&\"'!Z271\")=\"\",\"\",INDIRECT(\"'\"&$CE$10&$C97&\"'!Z271\")),\"―\"))","v":""},null,{"$f":"IF($C97=\"\",\"\",IFERROR(IF(INDIRECT(\"'\"&$CE$10&$C97&\"'!AB271\")=\"\",\"\",INDIRECT(\"'\"&$CE$10&$C97&\"'!AB271\")),\"―\"))","v":""},null,{"$f":"IF($C97=\"\",\"\",IFERROR(IF(INDIRECT(\"'\"&$CE$10&$C97&\"'!AD271\")=\"\",\"\",INDIRECT(\"'\"&$CE$10&$C97&\"'!AD271\")),\"―\"))","v":""},null,{"$f":"IF($C97=\"\",\"\",IFERROR(IF(INDIRECT(\"'\"&$CE$10&$C97&\"'!AF271\")=\"\",\"\",INDIRECT(\"'\"&$CE$10&$C97&\"'!AF271\")),\"―\"))","v":""},null,{"$f":"IF($C97=\"\",\"\",IFERROR(IF(INDIRECT(\"'\"&$CE$10&$C97&\"'!AH271\")=\"\",\"\",INDIRECT(\"'\"&$CE$10&$C97&\"'!AH271\")),\"―\"))","v":""},null,{"$f":"IF($C97=\"\",\"\",IFERROR(IF(INDIRECT(\"'\"&$CE$10&$C97&\"'!AJ271\")=\"\",\"\",INDIRECT(\"'\"&$CE$10&$C97&\"'!AJ271\")),\"―\"))","v":""}]
[null,null,null,null,null,null,null,null,null,null,null,null,null,null,null,null,null,{"$f":"IF($C97=\"\",\"\",IFERROR(IF(INDIRECT(\"'\"&$CE$10&$C97&\"'!R272\")=\"\",\"\",INDIRECT(\"'\"&$CE$10&$C97&\"'!R272\")),\"―\"))","v":""},null,{"$f":"IF($C97=\"\",\"\",IFERROR(IF(INDIRECT(\"'\"&$CE$10&$C97&\"'!T272\")=\"\",\"\",INDIRECT(\"'\"&$CE$10&$C97&\"'!T272\")),\"―\"))","v":""},null,{"$f":"IF($C97=\"\",\"\",IFERROR(IF(INDIRECT(\"'\"&$CE$10&$C97&\"'!V272\")=\"\",\"\",INDIRECT(\"'\"&$CE$10&$C97&\"'!V272\")),\"―\"))","v":""},null,{"$f":"IF($C97=\"\",\"\",IFERROR(IF(INDIRECT(\"'\"&$CE$10&$C97&\"'!X272\")=\"\",\"\",INDIRECT(\"'\"&$CE$10&$C97&\"'!X272\")),\"―\"))","v":""},null,{"$f":"IF($C97=\"\",\"\",IFERROR(IF(INDIRECT(\"'\"&$CE$10&$C97&\"'!Z272\")=\"\",\"\",INDIRECT(\"'\"&$CE$10&$C97&\"'!Z272\")),\"―\"))","v":""},null,{"$f":"IF($C97=\"\",\"\",IFERROR(IF(INDIRECT(\"'\"&$CE$10&$C97&\"'!AB272\")=\"\",\"\",INDIRECT(\"'\"&$CE$10&$C97&\"'!AB272\")),\"―\"))","v":""},null,{"$f":"IF($C97=\"\",\"\",IFERROR(IF(INDIRECT(\"'\"&$CE$10&$C97&\"'!AD272\")=\"\",\"\",INDIRECT(\"'\"&$CE$10&$C97&\"'!AD272\")),\"―\"))","v":""},null,{"$f":"IF($C97=\"\",\"\",IFERROR(IF(INDIRECT(\"'\"&$CE$10&$C97&\"'!AF272\")=\"\",\"\",INDIRECT(\"'\"&$CE$10&$C97&\"'!AF272\")),\"―\"))","v":""},null,{"$f":"IF($C97=\"\",\"\",IFERROR(IF(INDIRECT(\"'\"&$CE$10&$C97&\"'!AH272\")=\"\",\"\",INDIRECT(\"'\"&$CE$10&$C97&\"'!AH272\")),\"―\"))","v":""},null,{"$f":"IF($C97=\"\",\"\",IFERROR(IF(INDIRECT(\"'\"&$CE$10&$C97&\"'!AJ272\")=\"\",\"\",INDIRECT(\"'\"&$CE$10&$C97&\"'!AJ272\")),\"―\"))","v":""}]
[null,null,null,null,null,null,null,null,null,null,null,null,null,null,null,null,null,{"$f":"IF($C97=\"\",\"\",IFERROR(IF(INDIRECT(\"'\"&$CE$10&$C97&\"'!R273\")=\"\",\"\",INDIRECT(\"'\"&$CE$10&$C97&\"'!R273\")),\"―\"))","v":""}]
[]
[null,"脱炭素化：燃料低炭素化または電化、太陽光発電等の再生可能エネルギー利用など"]
[null,null,{"$f":"IF('511脱炭素化計画'!C55=\"\",\"\",'511脱炭素化計画'!C55)","v":""},{"$f":"IF($C102=\"\",\"\",IFERROR(IF(INDIRECT(\"'\"&$CE$10&$C102&\"'!C9\")=\"\",\"\",INDIRECT(\"'\"&$CE$10&$C102&\"'!C9\")),\"―\"))","v":""},null,null,{"$f":"IF($C102=\"\",\"\",IFERROR(IF(INDIRECT(\"'\"&$CE$10&$C102&\"'!G9\")=\"\",\"\",INDIRECT(\"'\"&$CE$10&$C102&\"'!G9\")),\"―\"))","v":""},null,null,null,null,null,null,null,null,{"$f":"IF($C102=\"\",\"\",IFERROR(IF(INDIRECT(\"'\"&$CE$10&$C102&\"'!CK294\")=TRUE,\"有り\",\"無し\"),\"―\"))","v":""},null,{"$f":"IF($C102=\"\",\"\",IFERROR(IF(INDIRECT(\"'\"&$CE$10&$C102&\"'!R271\")=\"\",\"\",INDIRECT(\"'\"&$CE$10&$C102&\"'!R271\")),\"―\"))","v":""},null,{"$f":"IF($C102=\"\",\"\",IFERROR(IF(INDIRECT(\"'\"&$CE$10&$C102&\"'!T271\")=\"\",\"\",INDIRECT(\"'\"&$CE$10&$C102&\"'!T271\")),\"―\"))","v":""},null,{"$f":"IF($C102=\"\",\"\",IFERROR(IF(INDIRECT(\"'\"&$CE$10&$C102&\"'!V271\")=\"\",\"\",INDIRECT(\"'\"&$CE$10&$C102&\"'!V271\")),\"―\"))","v":""},null,{"$f":"IF($C102=\"\",\"\",IFERROR(IF(INDIRECT(\"'\"&$CE$10&$C102&\"'!X271\")=\"\",\"\",INDIRECT(\"'\"&$CE$10&$C102&\"'!X271\")),\"―\"))","v":""},null,{"$f":"IF($C102=\"\",\"\",IFERROR(IF(INDIRECT(\"'\"&$CE$10&$C102&\"'!Z271\")=\"\",\"\",INDIRECT(\"'\"&$CE$10&$C102&\"'!Z271\")),\"―\"))","v":""},null,{"$f":"IF($C102=\"\",\"\",IFERROR(IF(INDIRECT(\"'\"&$CE$10&$C102&\"'!AB271\")=\"\",\"\",INDIRECT(\"'\"&$CE$10&$C102&\"'!AB271\")),\"―\"))","v":""},null,{"$f":"IF($C102=\"\",\"\",IFERROR(IF(INDIRECT(\"'\"&$CE$10&$C102&\"'!AD271\")=\"\",\"\",INDIRECT(\"'\"&$CE$10&$C102&\"'!AD271\")),\"―\"))","v":""},null,{"$f":"IF($C102=\"\",\"\",IFERROR(IF(INDIRECT(\"'\"&$CE$10&$C102&\"'!AF271\")=\"\",\"\",INDIRECT(\"'\"&$CE$10&$C102&\"'!AF271\")),\"―\"))","v":""},null,{"$f":"IF($C102=\"\",\"\",IFERROR(IF(INDIRECT(\"'\"&$CE$10&$C102&\"'!AH271\")=\"\",\"\",INDIRECT(\"'\"&$CE$10&$C102&\"'!AH271\")),\"―\"))","v":""},null,{"$f":"IF($C102=\"\",\"\",IFERROR(IF(INDIRECT(\"'\"&$CE$10&$C102&\"'!AJ271\")=\"\",\"\",INDIRECT(\"'\"&$CE$10&$C102&\"'!AJ271\")),\"―\"))","v":""}]
[null,null,null,null,null,null,null,null,null,null,null,null,null,null,null,null,null,{"$f":"IF($C102=\"\",\"\",IFERROR(IF(INDIRECT(\"'\"&$CE$10&$C102&\"'!R272\")=\"\",\"\",INDIRECT(\"'\"&$CE$10&$C102&\"'!R272\")),\"―\"))","v":""},null,{"$f":"IF($C102=\"\",\"\",IFERROR(IF(INDIRECT(\"'\"&$CE$10&$C102&\"'!T272\")=\"\",\"\",INDIRECT(\"'\"&$CE$10&$C102&\"'!T272\")),\"―\"))","v":""},null,{"$f":"IF($C102=\"\",\"\",IFERROR(IF(INDIRECT(\"'\"&$CE$10&$C102&\"'!V272\")=\"\",\"\",INDIRECT(\"'\"&$CE$10&$C102&\"'!V272\")),\"―\"))","v":""},null,{"$f":"IF($C102=\"\",\"\",IFERROR(IF(INDIRECT(\"'\"&$CE$10&$C102&\"'!X272\")=\"\",\"\",INDIRECT(\"'\"&$CE$10&$C102&\"'!X272\")),\"―\"))","v":""},null,{"$f":"IF($C102=\"\",\"\",IFERROR(IF(INDIRECT(\"'\"&$CE$10&$C102&\"'!Z272\")=\"\",\"\",INDIRECT(\"'\"&$CE$10&$C102&\"'!Z272\")),\"―\"))","v":""},null,{"$f":"IF($C102=\"\",\"\",IFERROR(IF(INDIRECT(\"'\"&$CE$10&$C102&\"'!AB272\")=\"\",\"\",INDIRECT(\"'\"&$CE$10&$C102&\"'!AB272\")),\"―\"))","v":""},null,{"$f":"IF($C102=\"\",\"\",IFERROR(IF(INDIRECT(\"'\"&$CE$10&$C102&\"'!AD272\")=\"\",\"\",INDIRECT(\"'\"&$CE$10&$C102&\"'!AD272\")),\"―\"))","v":""},null,{"$f":"IF($C102=\"\",\"\",IFERROR(IF(INDIRECT(\"'\"&$CE$10&$C102&\"'!AF272\")=\"\",\"\",INDIRECT(\"'\"&$CE$10&$C102&\"'!AF272\")),\"―\"))","v":""},null,{"$f":"IF($C102=\"\",\"\",IFERROR(IF(INDIRECT(\"'\"&$CE$10&$C102&\"'!AH272\")=\"\",\"\",INDIRECT(\"'\"&$CE$10&$C102&\"'!AH272\")),\"―\"))","v":""},null,{"$f":"IF($C102=\"\",\"\",IFERROR(IF(INDIRECT(\"'\"&$CE$10&$C102&\"'!AJ272\")=\"\",\"\",INDIRECT(\"'\"&$CE$10&$C102&\"'!AJ272\")),\"―\"))","v":""}]
[null,null,null,null,null,null,null,null,null,null,null,null,null,null,null,null,null,{"$f":"IF($C102=\"\",\"\",IFERROR(IF(INDIRECT(\"'\"&$CE$10&$C102&\"'!R273\")=\"\",\"\",INDIRECT(\"'\"&$CE$10&$C102&\"'!R273\")),\"―\"))","v":""}]
[]
[null,null,{"$f":"IF('511脱炭素化計画'!C56=\"\",\"\",'511脱炭素化計画'!C56)","v":""},{"$f":"IF($C106=\"\",\"\",IFERROR(IF(INDIRECT(\"'\"&$CE$10&$C106&\"'!C9\")=\"\",\"\",INDIRECT(\"'\"&$CE$10&$C106&\"'!C9\")),\"―\"))","v":""},null,null,{"$f":"IF($C106=\"\",\"\",IFERROR(IF(INDIRECT(\"'\"&$CE$10&$C106&\"'!G9\")=\"\",\"\",INDIRECT(\"'\"&$CE$10&$C106&\"'!G9\")),\"―\"))","v":""},null,null,null,null,null,null,null,null,{"$f":"IF($C106=\"\",\"\",IFERROR(IF(INDIRECT(\"'\"&$CE$10&$C106&\"'!CK294\")=TRUE,\"有り\",\"無し\"),\"―\"))","v":""},null,{"$f":"IF($C106=\"\",\"\",IFERROR(IF(INDIRECT(\"'\"&$CE$10&$C106&\"'!R271\")=\"\",\"\",INDIRECT(\"'\"&$CE$10&$C106&\"'!R271\")),\"―\"))","v":""},null,{"$f":"IF($C106=\"\",\"\",IFERROR(IF(INDIRECT(\"'\"&$CE$10&$C106&\"'!T271\")=\"\",\"\",INDIRECT(\"'\"&$CE$10&$C106&\"'!T271\")),\"―\"))","v":""},null,{"$f":"IF($C106=\"\",\"\",IFERROR(IF(INDIRECT(\"'\"&$CE$10&$C106&\"'!V271\")=\"\",\"\",INDIRECT(\"'\"&$CE$10&$C106&\"'!V271\")),\"―\"))","v":""},null,{"$f":"IF($C106=\"\",\"\",IFERROR(IF(INDIRECT(\"'\"&$CE$10&$C106&\"'!X271\")=\"\",\"\",INDIRECT(\"'\"&$CE$10&$C106&\"'!X271\")),\"―\"))","v":""},null,{"$f":"IF($C106=\"\",\"\",IFERROR(IF(INDIRECT(\"'\"&$CE$10&$C106&\"'!Z271\")=\"\",\"\",INDIRECT(\"'\"&$CE$10&$C106&\"'!Z271\")),\"―\"))","v":""},null,{"$f":"IF($C106=\"\",\"\",IFERROR(IF(INDIRECT(\"'\"&$CE$10&$C106&\"'!AB271\")=\"\",\"\",INDIRECT(\"'\"&$CE$10&$C106&\"'!AB271\")),\"―\"))","v":""},null,{"$f":"IF($C106=\"\",\"\",IFERROR(IF(INDIRECT(\"'\"&$CE$10&$C106&\"'!AD271\")=\"\",\"\",INDIRECT(\"'\"&$CE$10&$C106&\"'!AD271\")),\"―\"))","v":""},null,{"$f":"IF($C106=\"\",\"\",IFERROR(IF(INDIRECT(\"'\"&$CE$10&$C106&\"'!AF271\")=\"\",\"\",INDIRECT(\"'\"&$CE$10&$C106&\"'!AF271\")),\"―\"))","v":""},null,{"$f":"IF($C106=\"\",\"\",IFERROR(IF(INDIRECT(\"'\"&$CE$10&$C106&\"'!AH271\")=\"\",\"\",INDIRECT(\"'\"&$CE$10&$C106&\"'!AH271\")),\"―\"))","v":""},null,{"$f":"IF($C106=\"\",\"\",IFERROR(IF(INDIRECT(\"'\"&$CE$10&$C106&\"'!AJ271\")=\"\",\"\",INDIRECT(\"'\"&$CE$10&$C106&\"'!AJ271\")),\"―\"))","v":""}]
[null,null,null,null,null,null,null,null,null,null,null,null,null,null,null,null,null,{"$f":"IF($C106=\"\",\"\",IFERROR(IF(INDIRECT(\"'\"&$CE$10&$C106&\"'!R272\")=\"\",\"\",INDIRECT(\"'\"&$CE$10&$C106&\"'!R272\")),\"―\"))","v":""},null,{"$f":"IF($C106=\"\",\"\",IFERROR(IF(INDIRECT(\"'\"&$CE$10&$C106&\"'!T272\")=\"\",\"\",INDIRECT(\"'\"&$CE$10&$C106&\"'!T272\")),\"―\"))","v":""},null,{"$f":"IF($C106=\"\",\"\",IFERROR(IF(INDIRECT(\"'\"&$CE$10&$C106&\"'!V272\")=\"\",\"\",INDIRECT(\"'\"&$CE$10&$C106&\"'!V272\")),\"―\"))","v":""},null,{"$f":"IF($C106=\"\",\"\",IFERROR(IF(INDIRECT(\"'\"&$CE$10&$C106&\"'!X272\")=\"\",\"\",INDIRECT(\"'\"&$CE$10&$C106&\"'!X272\")),\"―\"))","v":""},null,{"$f":"IF($C106=\"\",\"\",IFERROR(IF(INDIRECT(\"'\"&$CE$10&$C106&\"'!Z272\")=\"\",\"\",INDIRECT(\"'\"&$CE$10&$C106&\"'!Z272\")),\"―\"))","v":""},null,{"$f":"IF($C106=\"\",\"\",IFERROR(IF(INDIRECT(\"'\"&$CE$10&$C106&\"'!AB272\")=\"\",\"\",INDIRECT(\"'\"&$CE$10&$C106&\"'!AB272\")),\"―\"))","v":""},null,{"$f":"IF($C106=\"\",\"\",IFERROR(IF(INDIRECT(\"'\"&$CE$10&$C106&\"'!AD272\")=\"\",\"\",INDIRECT(\"'\"&$CE$10&$C106&\"'!AD272\")),\"―\"))","v":""},null,{"$f":"IF($C106=\"\",\"\",IFERROR(IF(INDIRECT(\"'\"&$CE$10&$C106&\"'!AF272\")=\"\",\"\",INDIRECT(\"'\"&$CE$10&$C106&\"'!AF272\")),\"―\"))","v":""},null,{"$f":"IF($C106=\"\",\"\",IFERROR(IF(INDIRECT(\"'\"&$CE$10&$C106&\"'!AH272\")=\"\",\"\",INDIRECT(\"'\"&$CE$10&$C106&\"'!AH272\")),\"―\"))","v":""},null,{"$f":"IF($C106=\"\",\"\",IFERROR(IF(INDIRECT(\"'\"&$CE$10&$C106&\"'!AJ272\")=\"\",\"\",INDIRECT(\"'\"&$CE$10&$C106&\"'!AJ272\")),\"―\"))","v":""}]
[null,null,null,null,null,null,null,null,null,null,null,null,null,null,null,null,null,{"$f":"IF($C106=\"\",\"\",IFERROR(IF(INDIRECT(\"'\"&$CE$10&$C106&\"'!R273\")=\"\",\"\",INDIRECT(\"'\"&$CE$10&$C106&\"'!R273\")),\"―\"))","v":""}]
[]
[null,null,{"$f":"IF('511脱炭素化計画'!C57=\"\",\"\",'511脱炭素化計画'!C57)","v":""},{"$f":"IF($C110=\"\",\"\",IFERROR(IF(INDIRECT(\"'\"&$CE$10&$C110&\"'!C9\")=\"\",\"\",INDIRECT(\"'\"&$CE$10&$C110&\"'!C9\")),\"―\"))","v":""},null,null,{"$f":"IF($C110=\"\",\"\",IFERROR(IF(INDIRECT(\"'\"&$CE$10&$C110&\"'!G9\")=\"\",\"\",INDIRECT(\"'\"&$CE$10&$C110&\"'!G9\")),\"―\"))","v":""},null,null,null,null,null,null,null,null,{"$f":"IF($C110=\"\",\"\",IFERROR(IF(INDIRECT(\"'\"&$CE$10&$C110&\"'!CK294\")=TRUE,\"有り\",\"無し\"),\"―\"))","v":""},null,{"$f":"IF($C110=\"\",\"\",IFERROR(IF(INDIRECT(\"'\"&$CE$10&$C110&\"'!R271\")=\"\",\"\",INDIRECT(\"'\"&$CE$10&$C110&\"'!R271\")),\"―\"))","v":""},null,{"$f":"IF($C110=\"\",\"\",IFERROR(IF(INDIRECT(\"'\"&$CE$10&$C110&\"'!T271\")=\"\",\"\",INDIRECT(\"'\"&$CE$10&$C110&\"'!T271\")),\"―\"))","v":""},null,{"$f":"IF($C110=\"\",\"\",IFERROR(IF(INDIRECT(\"'\"&$CE$10&$C110&\"'!V271\")=\"\",\"\",INDIRECT(\"'\"&$CE$10&$C110&\"'!V271\")),\"―\"))","v":""},null,{"$f":"IF($C110=\"\",\"\",IFERROR(IF(INDIRECT(\"'\"&$CE$10&$C110&\"'!X271\")=\"\",\"\",INDIRECT(\"'\"&$CE$10&$C110&\"'!X271\")),\"―\"))","v":""},null,{"$f":"IF($C110=\"\",\"\",IFERROR(IF(INDIRECT(\"'\"&$CE$10&$C110&\"'!Z271\")=\"\",\"\",INDIRECT(\"'\"&$CE$10&$C110&\"'!Z271\")),\"―\"))","v":""},null,{"$f":"IF($C110=\"\",\"\",IFERROR(IF(INDIRECT(\"'\"&$CE$10&$C110&\"'!AB271\")=\"\",\"\",INDIRECT(\"'\"&$CE$10&$C110&\"'!AB271\")),\"―\"))","v":""},null,{"$f":"IF($C110=\"\",\"\",IFERROR(IF(INDIRECT(\"'\"&$CE$10&$C110&\"'!AD271\")=\"\",\"\",INDIRECT(\"'\"&$CE$10&$C110&\"'!AD271\")),\"―\"))","v":""},null,{"$f":"IF($C110=\"\",\"\",IFERROR(IF(INDIRECT(\"'\"&$CE$10&$C110&\"'!AF271\")=\"\",\"\",INDIRECT(\"'\"&$CE$10&$C110&\"'!AF271\")),\"―\"))","v":""},null,{"$f":"IF($C110=\"\",\"\",IFERROR(IF(INDIRECT(\"'\"&$CE$10&$C110&\"'!AH271\")=\"\",\"\",INDIRECT(\"'\"&$CE$10&$C110&\"'!AH271\")),\"―\"))","v":""},null,{"$f":"IF($C110=\"\",\"\",IFERROR(IF(INDIRECT(\"'\"&$CE$10&$C110&\"'!AJ271\")=\"\",\"\",INDIRECT(\"'\"&$CE$10&$C110&\"'!AJ271\")),\"―\"))","v":""}]
[null,null,null,null,null,null,null,null,null,null,null,null,null,null,null,null,null,{"$f":"IF($C110=\"\",\"\",IFERROR(IF(INDIRECT(\"'\"&$CE$10&$C110&\"'!R272\")=\"\",\"\",INDIRECT(\"'\"&$CE$10&$C110&\"'!R272\")),\"―\"))","v":""},null,{"$f":"IF($C110=\"\",\"\",IFERROR(IF(INDIRECT(\"'\"&$CE$10&$C110&\"'!T272\")=\"\",\"\",INDIRECT(\"'\"&$CE$10&$C110&\"'!T272\")),\"―\"))","v":""},null,{"$f":"IF($C110=\"\",\"\",IFERROR(IF(INDIRECT(\"'\"&$CE$10&$C110&\"'!V272\")=\"\",\"\",INDIRECT(\"'\"&$CE$10&$C110&\"'!V272\")),\"―\"))","v":""},null,{"$f":"IF($C110=\"\",\"\",IFERROR(IF(INDIRECT(\"'\"&$CE$10&$C110&\"'!X272\")=\"\",\"\",INDIRECT(\"'\"&$CE$10&$C110&\"'!X272\")),\"―\"))","v":""},null,{"$f":"IF($C110=\"\",\"\",IFERROR(IF(INDIRECT(\"'\"&$CE$10&$C110&\"'!Z272\")=\"\",\"\",INDIRECT(\"'\"&$CE$10&$C110&\"'!Z272\")),\"―\"))","v":""},null,{"$f":"IF($C110=\"\",\"\",IFERROR(IF(INDIRECT(\"'\"&$CE$10&$C110&\"'!AB272\")=\"\",\"\",INDIRECT(\"'\"&$CE$10&$C110&\"'!AB272\")),\"―\"))","v":""},null,{"$f":"IF($C110=\"\",\"\",IFERROR(IF(INDIRECT(\"'\"&$CE$10&$C110&\"'!AD272\")=\"\",\"\",INDIRECT(\"'\"&$CE$10&$C110&\"'!AD272\")),\"―\"))","v":""},null,{"$f":"IF($C110=\"\",\"\",IFERROR(IF(INDIRECT(\"'\"&$CE$10&$C110&\"'!AF272\")=\"\",\"\",INDIRECT(\"'\"&$CE$10&$C110&\"'!AF272\")),\"―\"))","v":""},null,{"$f":"IF($C110=\"\",\"\",IFERROR(IF(INDIRECT(\"'\"&$CE$10&$C110&\"'!AH272\")=\"\",\"\",INDIRECT(\"'\"&$CE$10&$C110&\"'!AH272\")),\"―\"))","v":""},null,{"$f":"IF($C110=\"\",\"\",IFERROR(IF(INDIRECT(\"'\"&$CE$10&$C110&\"'!AJ272\")=\"\",\"\",INDIRECT(\"'\"&$CE$10&$C110&\"'!AJ272\")),\"―\"))","v":""}]
[null,null,null,null,null,null,null,null,null,null,null,null,null,null,null,null,null,{"$f":"IF($C110=\"\",\"\",IFERROR(IF(INDIRECT(\"'\"&$CE$10&$C110&\"'!R273\")=\"\",\"\",INDIRECT(\"'\"&$CE$10&$C110&\"'!R273\")),\"―\"))","v":""}]
[]
[null,"脱炭素化：低炭素系統電力への変更"]
[null,null,{"$f":"IF('511脱炭素化計画'!C59=\"\",\"\",'511脱炭素化計画'!C59)","v":""},{"$f":"IF($C115=\"\",\"\",IFERROR(IF(INDIRECT(\"'\"&$CE$10&$C115&\"'!C9\")=\"\",\"\",INDIRECT(\"'\"&$CE$10&$C115&\"'!C9\")),\"―\"))","v":""},null,null,{"$f":"IF($C115=\"\",\"\",IFERROR(IF(INDIRECT(\"'\"&$CE$10&$C115&\"'!G9\")=\"\",\"\",INDIRECT(\"'\"&$CE$10&$C115&\"'!G9\")),\"―\"))","v":""},null,null,null,null,null,null,null,null,{"$f":"IF($C115=\"\",\"\",IFERROR(IF(INDIRECT(\"'\"&$CE$10&$C115&\"'!CK294\")=TRUE,\"有り\",\"無し\"),\"―\"))","v":""},null,{"$f":"IF($C115=\"\",\"\",IFERROR(IF(INDIRECT(\"'\"&$CE$10&$C115&\"'!R271\")=\"\",\"\",INDIRECT(\"'\"&$CE$10&$C115&\"'!R271\")),\"―\"))","v":""},null,{"$f":"IF($C115=\"\",\"\",IFERROR(IF(INDIRECT(\"'\"&$CE$10&$C115&\"'!T271\")=\"\",\"\",INDIRECT(\"'\"&$CE$10&$C115&\"'!T271\")),\"―\"))","v":""},null,{"$f":"IF($C115=\"\",\"\",IFERROR(IF(INDIRECT(\"'\"&$CE$10&$C115&\"'!V271\")=\"\",\"\",INDIRECT(\"'\"&$CE$10&$C115&\"'!V271\")),\"―\"))","v":""},null,{"$f":"IF($C115=\"\",\"\",IFERROR(IF(INDIRECT(\"'\"&$CE$10&$C115&\"'!X271\")=\"\",\"\",INDIRECT(\"'\"&$CE$10&$C115&\"'!X271\")),\"―\"))","v":""},null,{"$f":"IF($C115=\"\",\"\",IFERROR(IF(INDIRECT(\"'\"&$CE$10&$C115&\"'!Z271\")=\"\",\"\",INDIRECT(\"'\"&$CE$10&$C115&\"'!Z271\")),\"―\"))","v":""},null,{"$f":"IF($C115=\"\",\"\",IFERROR(IF(INDIRECT(\"'\"&$CE$10&$C115&\"'!AB271\")=\"\",\"\",INDIRECT(\"'\"&$CE$10&$C115&\"'!AB271\")),\"―\"))","v":""},null,{"$f":"IF($C115=\"\",\"\",IFERROR(IF(INDIRECT(\"'\"&$CE$10&$C115&\"'!AD271\")=\"\",\"\",INDIRECT(\"'\"&$CE$10&$C115&\"'!AD271\")),\"―\"))","v":""},null,{"$f":"IF($C115=\"\",\"\",IFERROR(IF(INDIRECT(\"'\"&$CE$10&$C115&\"'!AF271\")=\"\",\"\",INDIRECT(\"'\"&$CE$10&$C115&\"'!AF271\")),\"―\"))","v":""},null,{"$f":"IF($C115=\"\",\"\",IFERROR(IF(INDIRECT(\"'\"&$CE$10&$C115&\"'!AH271\")=\"\",\"\",INDIRECT(\"'\"&$CE$10&$C115&\"'!AH271\")),\"―\"))","v":""},null,{"$f":"IF($C115=\"\",\"\",IFERROR(IF(INDIRECT(\"'\"&$CE$10&$C115&\"'!AJ271\")=\"\",\"\",INDIRECT(\"'\"&$CE$10&$C115&\"'!AJ271\")),\"―\"))","v":""}]
[null,null,null,null,null,null,null,null,null,null,null,null,null,null,null,null,null,{"$f":"IF($C115=\"\",\"\",IFERROR(IF(INDIRECT(\"'\"&$CE$10&$C115&\"'!R272\")=\"\",\"\",INDIRECT(\"'\"&$CE$10&$C115&\"'!R272\")),\"―\"))","v":""},null,{"$f":"IF($C115=\"\",\"\",IFERROR(IF(INDIRECT(\"'\"&$CE$10&$C115&\"'!T272\")=\"\",\"\",INDIRECT(\"'\"&$CE$10&$C115&\"'!T272\")),\"―\"))","v":""},null,{"$f":"IF($C115=\"\",\"\",IFERROR(IF(INDIRECT(\"'\"&$CE$10&$C115&\"'!V272\")=\"\",\"\",INDIRECT(\"'\"&$CE$10&$C115&\"'!V272\")),\"―\"))","v":""},null,{"$f":"IF($C115=\"\",\"\",IFERROR(IF(INDIRECT(\"'\"&$CE$10&$C115&\"'!X272\")=\"\",\"\",INDIRECT(\"'\"&$CE$10&$C115&\"'!X272\")),\"―\"))","v":""},null,{"$f":"IF($C115=\"\",\"\",IFERROR(IF(INDIRECT(\"'\"&$CE$10&$C115&\"'!Z272\")=\"\",\"\",INDIRECT(\"'\"&$CE$10&$C115&\"'!Z272\")),\"―\"))","v":""},null,{"$f":"IF($C115=\"\",\"\",IFERROR(IF(INDIRECT(\"'\"&$CE$10&$C115&\"'!AB272\")=\"\",\"\",INDIRECT(\"'\"&$CE$10&$C115&\"'!AB272\")),\"―\"))","v":""},null,{"$f":"IF($C115=\"\",\"\",IFERROR(IF(INDIRECT(\"'\"&$CE$10&$C115&\"'!AD272\")=\"\",\"\",INDIRECT(\"'\"&$CE$10&$C115&\"'!AD272\")),\"―\"))","v":""},null,{"$f":"IF($C115=\"\",\"\",IFERROR(IF(INDIRECT(\"'\"&$CE$10&$C115&\"'!AF272\")=\"\",\"\",INDIRECT(\"'\"&$CE$10&$C115&\"'!AF272\")),\"―\"))","v":""},null,{"$f":"IF($C115=\"\",\"\",IFERROR(IF(INDIRECT(\"'\"&$CE$10&$C115&\"'!AH272\")=\"\",\"\",INDIRECT(\"'\"&$CE$10&$C115&\"'!AH272\")),\"―\"))","v":""},null,{"$f":"IF($C115=\"\",\"\",IFERROR(IF(INDIRECT(\"'\"&$CE$10&$C115&\"'!AJ272\")=\"\",\"\",INDIRECT(\"'\"&$CE$10&$C115&\"'!AJ272\")),\"―\"))","v":""}]
[null,null,null,null,null,null,null,null,null,null,null,null,null,null,null,null,null,{"$f":"IF($C115=\"\",\"\",IFERROR(IF(INDIRECT(\"'\"&$CE$10&$C115&\"'!R273\")=\"\",\"\",INDIRECT(\"'\"&$CE$10&$C115&\"'!R273\")),\"―\"))","v":""}]
[]
[null,null,{"$f":"IF('511脱炭素化計画'!C60=\"\",\"\",'511脱炭素化計画'!C60)","v":""},{"$f":"IF($C119=\"\",\"\",IFERROR(IF(INDIRECT(\"'\"&$CE$10&$C119&\"'!C9\")=\"\",\"\",INDIRECT(\"'\"&$CE$10&$C119&\"'!C9\")),\"―\"))","v":""},null,null,{"$f":"IF($C119=\"\",\"\",IFERROR(IF(INDIRECT(\"'\"&$CE$10&$C119&\"'!G9\")=\"\",\"\",INDIRECT(\"'\"&$CE$10&$C119&\"'!G9\")),\"―\"))","v":""},null,null,null,null,null,null,null,null,{"$f":"IF($C119=\"\",\"\",IFERROR(IF(INDIRECT(\"'\"&$CE$10&$C119&\"'!CK294\")=TRUE,\"有り\",\"無し\"),\"―\"))","v":""},null,{"$f":"IF($C119=\"\",\"\",IFERROR(IF(INDIRECT(\"'\"&$CE$10&$C119&\"'!R271\")=\"\",\"\",INDIRECT(\"'\"&$CE$10&$C119&\"'!R271\")),\"―\"))","v":""},null,{"$f":"IF($C119=\"\",\"\",IFERROR(IF(INDIRECT(\"'\"&$CE$10&$C119&\"'!T271\")=\"\",\"\",INDIRECT(\"'\"&$CE$10&$C119&\"'!T271\")),\"―\"))","v":""},null,{"$f":"IF($C119=\"\",\"\",IFERROR(IF(INDIRECT(\"'\"&$CE$10&$C119&\"'!V271\")=\"\",\"\",INDIRECT(\"'\"&$CE$10&$C119&\"'!V271\")),\"―\"))","v":""},null,{"$f":"IF($C119=\"\",\"\",IFERROR(IF(INDIRECT(\"'\"&$CE$10&$C119&\"'!X271\")=\"\",\"\",INDIRECT(\"'\"&$CE$10&$C119&\"'!X271\")),\"―\"))","v":""},null,{"$f":"IF($C119=\"\",\"\",IFERROR(IF(INDIRECT(\"'\"&$CE$10&$C119&\"'!Z271\")=\"\",\"\",INDIRECT(\"'\"&$CE$10&$C119&\"'!Z271\")),\"―\"))","v":""},null,{"$f":"IF($C119=\"\",\"\",IFERROR(IF(INDIRECT(\"'\"&$CE$10&$C119&\"'!AB271\")=\"\",\"\",INDIRECT(\"'\"&$CE$10&$C119&\"'!AB271\")),\"―\"))","v":""},null,{"$f":"IF($C119=\"\",\"\",IFERROR(IF(INDIRECT(\"'\"&$CE$10&$C119&\"'!AD271\")=\"\",\"\",INDIRECT(\"'\"&$CE$10&$C119&\"'!AD271\")),\"―\"))","v":""},null,{"$f":"IF($C119=\"\",\"\",IFERROR(IF(INDIRECT(\"'\"&$CE$10&$C119&\"'!AF271\")=\"\",\"\",INDIRECT(\"'\"&$CE$10&$C119&\"'!AF271\")),\"―\"))","v":""},null,{"$f":"IF($C119=\"\",\"\",IFERROR(IF(INDIRECT(\"'\"&$CE$10&$C119&\"'!AH271\")=\"\",\"\",INDIRECT(\"'\"&$CE$10&$C119&\"'!AH271\")),\"―\"))","v":""},null,{"$f":"IF($C119=\"\",\"\",IFERROR(IF(INDIRECT(\"'\"&$CE$10&$C119&\"'!AJ271\")=\"\",\"\",INDIRECT(\"'\"&$CE$10&$C119&\"'!AJ271\")),\"―\"))","v":""}]
[null,null,null,null,null,null,null,null,null,null,null,null,null,null,null,null,null,{"$f":"IF($C119=\"\",\"\",IFERROR(IF(INDIRECT(\"'\"&$CE$10&$C119&\"'!R272\")=\"\",\"\",INDIRECT(\"'\"&$CE$10&$C119&\"'!R272\")),\"―\"))","v":""},null,{"$f":"IF($C119=\"\",\"\",IFERROR(IF(INDIRECT(\"'\"&$CE$10&$C119&\"'!T272\")=\"\",\"\",INDIRECT(\"'\"&$CE$10&$C119&\"'!T272\")),\"―\"))","v":""},null,{"$f":"IF($C119=\"\",\"\",IFERROR(IF(INDIRECT(\"'\"&$CE$10&$C119&\"'!V272\")=\"\",\"\",INDIRECT(\"'\"&$CE$10&$C119&\"'!V272\")),\"―\"))","v":""},null,{"$f":"IF($C119=\"\",\"\",IFERROR(IF(INDIRECT(\"'\"&$CE$10&$C119&\"'!X272\")=\"\",\"\",INDIRECT(\"'\"&$CE$10&$C119&\"'!X272\")),\"―\"))","v":""},null,{"$f":"IF($C119=\"\",\"\",IFERROR(IF(INDIRECT(\"'\"&$CE$10&$C119&\"'!Z272\")=\"\",\"\",INDIRECT(\"'\"&$CE$10&$C119&\"'!Z272\")),\"―\"))","v":""},null,{"$f":"IF($C119=\"\",\"\",IFERROR(IF(INDIRECT(\"'\"&$CE$10&$C119&\"'!AB272\")=\"\",\"\",INDIRECT(\"'\"&$CE$10&$C119&\"'!AB272\")),\"―\"))","v":""},null,{"$f":"IF($C119=\"\",\"\",IFERROR(IF(INDIRECT(\"'\"&$CE$10&$C119&\"'!AD272\")=\"\",\"\",INDIRECT(\"'\"&$CE$10&$C119&\"'!AD272\")),\"―\"))","v":""},null,{"$f":"IF($C119=\"\",\"\",IFERROR(IF(INDIRECT(\"'\"&$CE$10&$C119&\"'!AF272\")=\"\",\"\",INDIRECT(\"'\"&$CE$10&$C119&\"'!AF272\")),\"―\"))","v":""},null,{"$f":"IF($C119=\"\",\"\",IFERROR(IF(INDIRECT(\"'\"&$CE$10&$C119&\"'!AH272\")=\"\",\"\",INDIRECT(\"'\"&$CE$10&$C119&\"'!AH272\")),\"―\"))","v":""},null,{"$f":"IF($C119=\"\",\"\",IFERROR(IF(INDIRECT(\"'\"&$CE$10&$C119&\"'!AJ272\")=\"\",\"\",INDIRECT(\"'\"&$CE$10&$C119&\"'!AJ272\")),\"―\"))","v":""}]
[null,null,null,null,null,null,null,null,null,null,null,null,null,null,null,null,null,{"$f":"IF($C119=\"\",\"\",IFERROR(IF(INDIRECT(\"'\"&$CE$10&$C119&\"'!R273\")=\"\",\"\",INDIRECT(\"'\"&$CE$10&$C119&\"'!R273\")),\"―\"))","v":""}]

{"sheet":"523投資回収計画","index":28,"n_rows":83,"n_cols":164,"rows_kept":83,"cut":false,"hidden":false,"merged":[[65,43,66,45],[67,43,68,45],[67,46,68,49],[69,43,70,45],[69,46,70,49],[72,43,73,45],[72,46,73,49],[74,43,75,45],[74,46,75,49],[76,43,77,45],[76,46,77,49],[79,43,80,45],[79,46,80,49],[81,43,82,45],[81,46,82,49],[25,43,26,45],[27,46,28,49],[27,43,28,45],[29,46,30,49],[29,43,30,45],[32,46,33,49],[32,43,33,45],[34,46,35,49],[34,43,35,45],[36,46,37,49],[36,43,37,45],[39,46,40,49],[39,43,40,45],[41,46,42,49],[41,43,42,45],[57,43,58,45],[57,46,58,49],[37,95,37,99],[13,146,13,149],[13,150,13,153],[13,154,13,157],[9,111,9,114],[8,135,11,137],[10,95,11,99],[10,130,11,134],[11,103,11,122],[11,138,11,157],[12,81,13,94],[12,95,12,99],[12,100,13,102],[12,103,12,106],[12,107,12,110],[12,111,12,114],[12,115,12,118],[12,119,12,122],[12,123,12,129],[12,130,12,134],[12,135,13,137],[12,138,12,141],[12,142,12,145],[12,146,12,149],[12,150,12,153],[12,154,12,157],[13,95,13,99],[13,103,13,106],[36,107,36,110],[36,111,36,114],[36,115,36,118],[36,119,36,122],[36,130,36,134],[36,135,37,137],[36,138,36,141],[13,123,13,129],[13,130,13,134],[13,138,13,141],[13,142,13,145],[36,83,37,86],[41,82,42,82],[41,100,42,102],[41,95,41,99],[42,95,42,99],[23,87,24,94],[23,95,23,99],[23,100,24,102],[24,95,24,99],[27,87,28,94],[27,95,27,99],[27,100,28,102],[28,95,28,99],[32,87,33,94],[32,95,32,99],[32,100,33,102],[33,95,33,99],[35,119,35,122],[36,87,37,94],[36,95,36,99],[36,100,37,102],[41,83,42,86],[41,87,42,94],[41,103,41,106],[41,107,41,110],[41,111,41,114],[41,115,41,118],[41,119,41,122],[41,130,41,134],[41,135,42,137],[41,138,41,141],[41,142,41,145],[41,146,41,149],[41,150,41,153],[41,154,41,157],[42,103,42,106],[42,107,42,110],[42,111,42,114],[42,115,42,118],[42,119,42,122],[42,130,42,134],[42,146,42,149],[42,150,42,153],[42,154,42,157],[42,138,42,141],[42,142,42,145],[36,142,36,145],[36,146,36,149],[36,150,36,153],[39,135,40,137],[39,138,39,141],[39,142,39,145],[36,154,36,157],[37,103,37,106],[37,107,37,110],[37,111,37,114],[37,115,37,118],[37,119,37,122],[37,130,37,134],[37,138,37,141],[37,150,37,153],[37,154,37,157],[37,146,37,149],[37,142,37,145],[40,130,40,134],[40,138,40,141],[40,142,40,145],[39,146,39,149],[39,150,39,153],[39,154,39,157],[40,103,40,106],[40,107,40,110],[40,111,40,114],[40,115,40,118],[40,119,40,122],[40,150,40,153],[40,154,40,157],[36,103,36,106],[34,103,34,106],[34,107,34,110],[34,111,34,114],[34,115,34,118],[34,119,34,122],[34,130,34,134],[34,135,35,137],[34,138,34,141],[34,142,34,145],[34,146,34,149],[34,150,34,153],[34,154,34,157],[35,103,35,106],[35,107,35,110],[35,111,35,114],[35,115,35,118],[35,146,35,149],[35,150,35,153],[35,154,35,157],[35,130,35,134],[35,138,35,141],[35,142,35,145],[34,123,35,125],[34,126,35,129],[32,103,32,106],[32,107,32,110],[32,111,32,114],[32,115,32,118],[32,119,32,122],[32,130,32,134],[32,135,33,137],[32,138,32,141],[32,142,32,145],[32,146,32,149],[32,150,32,153],[32,154,32,157],[33,103,33,106],[33,107,33,110],[33,111,33,114],[33,115,33,118],[33,119,33,122],[33,146,33,149],[33,150,33,153],[33,154,33,157],[33,130,33,134],[33,138,33,141],[33,142,33,145],[32,126,33,129],[32,123,33,125],[29,130,29,134],[29,135,30,137],[29,138,29,141],[29,142,29,145],[29,146,29,149],[29,150,29,153],[29,154,29,157],[30,103,30,106],[30,107,30,110],[30,111,30,114],[30,115,30,118],[30,130,30,134],[30,138,30,141],[30,142,30,145],[30,146,30,149],[30,150,30,153],[30,154,30,157],[30,119,30,122],[29,103,29,106],[29,107,29,110],[29,111,29,114],[29,115,29,118],[29,119,29,122],[27,119,27,122],[27,130,27,134],[27,135,28,137],[27,138,27,141],[27,142,27,145],[27,146,27,149],[27,150,27,153],[27,154,27,157],[28,103,28,106],[28,107,28,110],[28,111,28,114],[28,115,28,118],[28,119,28,122],[28,130,28,134],[28,138,28,141],[28,142,28,145],[28,146,28,149],[28,150,28,153],[28,154,28,157],[27,103,27,106],[27,107,27,110],[27,111,27,114],[27,115,27,118],[25,115,25,118],[25,119,25,122],[25,130,25,134],[25,135,26,137],[25,138,25,141],[25,142,25,145],[25,146,25,149],[25,150,25,153],[25,154,25,157],[26,103,26,106],[26,107,26,110],[26,111,26,114],[26,115,26,118],[26,130,26,134],[26,138,26,141],[26,142,26,145],[26,146,26,149],[26,150,26,153],[26,154,26,157],[23,130,23,134],[23,135,24,137],[23,138,23,141],[23,142,23,145],[23,146,23,149],[23,150,23,153],[23,154,23,157],[24,103,24,106],[24,107,24,110],[24,111,24,114],[24,115,24,118],[24,119,24,122],[24,130,24,134],[24,138,24,141],[24,142,24,145],[24,146,24,149],[24,150,24,153],[24,154,24,157],[23,103,23,106],[23,107,23,110],[23,111,23,114],[23,115,23,118],[23,119,23,122],[20,130,20,134],[20,138,20,141],[20,142,20,145],[20,146,20,149],[20,150,20,153],[20,154,20,157],[21,130,21,134],[21,135,22,137],[21,138,21,141],[21,142,21,145],[21,146,21,149],[21,150,21,153],[21,154,21,157],[22,103,22,106],[22,107,22,110],[22,111,22,114],[22,115,22,118],[22,119,22,122],[22,130,22,134],[22,138,22,141],[22,142,22,145],[22,146,22,149],[22,150,22,153],[22,154,22,157],[21,111,21,114],[21,115,21,118],[21,119,21,122],[21,103,21,106],[21,107,21,110],[17,142,17,145],[17,146,17,149],[17,150,17,153],[17,154,17,157],[18,103,18,106],[18,107,18,110],[18,111,18,114],[18,115,18,118],[18,119,18,122],[18,130,18,134],[18,138,18,141],[18,142,18,145],[18,146,18,149],[18,150,18,153],[18,154,18,157],[19,103,19,106],[19,107,19,110],[19,111,19,114],[19,115,19,118],[19,119,19,122],[19,130,19,134],[19,135,20,137],[19,138,19,141],[19,142,19,145],[19,146,19,149],[19,150,19,153],[19,154,19,157],[20,103,20,106],[20,107,20,110],[20,111,20,114],[20,115,20,118],[20,119,20,122],[41,74,41,77],[8,130,9,134],[8,138,8,157],[9,103,9,106],[9,107,9,110],[9,119,9,122],[9,115,9,118],[9,138,9,141],[9,142,9,145],[9,146,9,149],[9,150,9,153],[9,154,9,157],[10,103,10,106],[10,150,10,153],[10,154,10,157],[16,103,16,122],[16,138,16,157],[10,142,10,145],[10,146,10,149],[10,138,10,141],[10,107,10,110],[10,111,10,114],[10,115,10,118],[10,119,10,122],[17,103,17,106],[17,107,17,110],[17,111,17,114],[17,115,17,118],[17,119,17,122],[17,130,17,134],[17,135,18,137],[17,138,17,141],[42,62,42,65],[42,66,42,69],[39,2,40,2],[39,3,40,6],[39,7,40,14],[39,15,39,19],[39,20,40,22],[41,66,41,69],[41,70,41,73],[42,74,42,77],[12,31,12,34],[12,35,12,38],[12,39,12,42],[12,50,12,54],[12,55,13,57],[13,50,13,54],[42,50,42,54],[13,74,13,77],[12,70,12,73],[12,74,12,77],[13,70,13,73],[13,15,13,19],[13,23,13,26],[13,27,13,30],[13,31,13,34],[13,35,13,38],[13,39,13,42],[12,58,12,61],[12,62,12,65],[12,66,12,69],[41,2,42,2],[12,15,12,19],[41,20,42,22],[41,23,41,26],[41,27,41,30],[41,3,42,6],[41,7,42,14],[41,50,41,54],[41,55,42,57],[42,15,42,19],[42,23,42,26],[42,27,42,30],[42,31,42,34],[42,35,42,38],[42,39,42,42],[41,31,41,34],[41,35,41,38],[41,39,41,42],[42,58,42,61],[42,70,42,73],[41,58,41,61],[41,62,41,65],[40,146,40,149],[40,15,40,19],[40,23,40,26],[40,27,40,30],[40,31,40,34],[40,35,40,38],[39,82,40,82],[39,95,39,99],[39,100,40,102],[40,95,40,99],[39,55,40,57],[39,58,39,61],[39,62,39,65],[39,66,39,69],[39,70,39,73],[39,74,39,77],[40,70,40,73],[39,27,39,30],[40,74,40,77],[40,39,40,42],[39,83,40,86],[39,87,40,94],[39,103,39,106],[39,107,39,110],[39,111,39,114],[39,115,39,118],[39,119,39,122],[39,130,39,134],[41,15,41,19],[37,31,37,34],[37,62,37,65],[37,66,37,69],[40,50,40,54],[40,58,40,61],[40,62,40,65],[36,2,37,2],[36,3,37,6],[36,7,37,14],[36,15,36,19],[36,20,37,22],[36,23,36,26],[36,27,36,30],[36,31,36,34],[39,31,39,34],[40,66,40,69],[39,35,39,38],[39,39,39,42],[37,15,37,19],[39,23,39,26],[37,23,37,26],[37,27,37,30],[36,70,36,73],[36,74,36,77],[36,82,37,82],[37,35,37,38],[36,35,36,38],[37,70,37,73],[37,74,37,77],[36,39,36,42],[37,50,37,54],[37,58,37,61],[37,39,37,42],[36,50,36,54],[36,55,37,57],[36,58,36,61],[39,50,39,54],[36,62,36,65],[36,66,36,69],[34,74,34,77],[34,82,35,82],[34,83,35,86],[34,87,35,94],[34,95,34,99],[34,100,35,102],[35,74,35,77],[35,95,35,99],[34,50,34,54],[34,55,35,57],[34,58,34,61],[34,62,34,65],[34,66,34,69],[34,70,34,73],[35,62,35,65],[35,66,35,69],[35,70,35,73],[35,50,35,54],[35,58,35,61],[34,23,34,26],[34,27,34,30],[34,31,34,34],[34,35,34,38],[34,39,34,42],[32,62,32,65],[32,66,32,69],[34,2,35,2],[34,3,35,6],[34,7,35,14],[34,15,34,19],[34,20,35,22],[33,15,33,19],[33,23,33,26],[33,27,33,30],[33,31,33,34],[33,35,33,38],[33,39,33,42],[32,35,32,38],[32,39,32,42],[32,50,32,54],[32,55,33,57],[35,15,35,19],[35,23,35,26],[35,27,35,30],[35,31,35,34],[35,35,35,38],[35,39,35,42],[30,23,30,26],[30,27,30,30],[30,31,30,34],[30,35,30,38],[30,39,30,42],[30,50,30,54],[30,58,30,61],[32,58,32,61],[33,50,33,54],[33,58,33,61],[32,2,33,2],[32,3,33,6],[32,7,33,14],[32,15,32,19],[32,20,33,22],[32,23,32,26],[32,27,32,30],[32,31,32,34],[29,70,29,73],[30,62,30,65],[30,66,30,69],[30,70,30,73],[29,74,29,77],[29,82,30,82],[29,83,30,86],[29,87,30,94],[29,95,29,99],[29,100,30,102],[30,74,30,77],[30,95,30,99],[32,70,32,73],[32,74,32,77],[32,82,33,82],[32,83,33,86],[33,62,33,65],[33,66,33,69],[33,70,33,73],[33,74,33,77],[29,35,29,38],[29,39,29,42],[27,62,27,65],[27,66,27,69],[28,35,28,38],[28,39,28,42],[27,35,27,38],[27,39,27,42],[27,50,27,54],[27,55,28,57],[29,2,30,2],[29,3,30,6],[29,7,30,14],[29,15,29,19],[29,20,30,22],[28,15,28,19],[28,23,28,26],[28,27,28,30],[28,31,28,34],[27,2,28,2],[27,3,28,6],[27,7,28,14],[27,31,27,34],[29,23,29,26],[29,27,29,30],[29,31,29,34],[29,50,29,54],[29,55,30,57],[29,58,29,61],[29,62,29,65],[29,66,29,69],[30,15,30,19],[25,87,26,94],[25,95,25,99],[25,100,26,102],[26,74,26,77],[26,95,26,99],[26,119,26,122],[27,74,27,77],[27,82,28,82],[27,83,28,86],[28,62,28,65],[28,66,28,69],[28,70,28,73],[28,74,28,77],[26,15,26,19],[26,23,26,26],[26,27,26,30],[26,31,26,34],[26,35,26,38],[26,39,26,42],[26,50,26,54],[26,58,26,61],[27,58,27,61],[28,50,28,54],[28,58,28,61],[27,15,27,19],[27,20,28,22],[27,23,27,26],[27,27,27,30],[27,70,27,73],[25,103,25,106],[25,107,25,110],[25,111,25,114],[25,2,26,2],[25,3,26,6],[25,7,26,14],[25,15,25,19],[25,20,26,22],[24,15,24,19],[24,23,24,26],[24,27,24,30],[24,31,24,34],[23,2,24,2],[23,3,24,6],[23,7,24,14],[23,31,23,34],[25,23,25,26],[25,27,25,30],[25,31,25,34],[25,50,25,54],[25,35,25,38],[25,39,25,42],[22,35,22,38],[22,39,22,42],[22,50,22,54],[22,58,22,61],[23,58,23,61],[24,50,24,54],[24,58,24,61],[23,15,23,19],[23,20,24,22],[23,23,23,26],[23,27,23,30],[22,15,22,19],[22,23,22,26],[22,27,22,30],[25,46,26,49],[21,95,21,99],[21,70,21,73],[22,62,22,65],[22,66,22,69],[22,70,22,73],[25,55,26,57],[25,58,25,61],[25,62,25,65],[25,66,25,69],[25,70,25,73],[26,62,26,65],[26,66,26,69],[26,70,26,73],[21,39,21,42],[25,74,25,77],[25,82,26,82],[25,83,26,86],[21,100,22,102],[22,74,22,77],[22,95,22,99],[23,74,23,77],[23,82,24,82],[23,83,24,86],[24,62,24,65],[24,66,24,69],[24,70,24,73],[24,74,24,77],[21,46,22,49],[21,43,22,45],[23,46,24,49],[23,43,24,45],[21,2,22,2],[21,3,22,6],[21,7,22,14],[21,15,21,19],[21,20,22,22],[23,70,23,73],[21,74,21,77],[21,82,22,82],[21,83,22,86],[21,87,22,94],[23,62,23,65],[23,66,23,69],[24,35,24,38],[24,39,24,42],[23,35,23,38],[23,39,23,42],[23,50,23,54],[22,31,22,34],[19,2,20,2],[19,3,20,6],[19,7,20,14],[19,15,19,19],[19,20,20,22],[21,50,21,54],[17,3,18,6],[17,7,18,14],[17,15,17,19],[17,20,18,22],[19,70,19,73],[18,15,18,19],[18,23,18,26],[18,27,18,30],[18,31,18,34],[18,35,18,38],[18,39,18,42],[18,50,18,54],[18,58,18,61],[17,23,17,26],[17,27,17,30],[17,31,17,34],[17,35,17,38],[17,39,17,42],[19,35,19,38],[19,39,19,42],[21,55,22,57],[21,58,21,61],[21,62,21,65],[21,66,21,69],[21,23,21,26],[21,27,21,30],[17,100,18,102],[18,74,18,77],[18,95,18,99],[17,50,17,54],[17,55,18,57],[17,58,17,61],[17,62,17,65],[17,66,17,69],[17,70,17,73],[18,62,18,65],[18,66,18,69],[18,70,18,73],[20,15,20,19],[20,23,20,26],[20,27,20,30],[20,31,20,34],[20,35,20,38],[20,39,20,42],[19,83,20,86],[20,62,20,65],[20,66,20,69],[20,70,20,73],[20,74,20,77],[19,74,19,77],[19,82,20,82],[19,87,20,94],[19,95,19,99],[19,100,20,102],[20,95,20,99],[17,43,18,45],[19,23,19,26],[19,27,19,30],[8,95,9,99],[9,66,9,69],[9,70,9,73],[9,74,9,77],[19,50,19,54],[19,55,20,57],[19,58,19,61],[20,50,20,54],[20,58,20,61],[19,43,20,45],[19,46,20,49],[17,46,18,49],[19,62,19,65],[17,82,18,82],[17,83,18,86],[17,87,18,94],[17,95,17,99],[7,95,7,122],[13,58,13,61],[13,62,13,65],[13,66,13,69],[8,100,11,102],[13,107,13,110],[13,111,13,114],[13,115,13,118],[13,119,13,122],[8,43,11,45],[8,46,11,49],[7,123,7,157],[8,103,8,122],[54,31,54,34],[54,35,54,38],[12,1,13,14],[11,23,11,42],[11,58,11,77],[10,15,11,19],[8,20,11,22],[10,50,11,54],[8,55,11,57],[12,43,12,49],[13,43,13,49],[8,15,9,19],[8,23,8,42],[8,50,9,54],[52,50,53,54],[52,55,55,57],[52,58,52,77],[53,23,53,26],[53,27,53,30],[7,43,7,77],[3,1,3,9],[3,10,3,22],[4,1,4,22],[7,15,7,42],[9,23,9,26],[9,27,9,30],[9,31,9,34],[9,35,9,38],[9,39,9,42],[10,23,10,26],[10,27,10,30],[10,31,10,34],[10,35,10,38],[10,39,10,42],[17,74,17,77],[17,2,18,2],[16,23,16,42],[12,20,13,22],[12,23,12,26],[12,27,12,30],[9,58,9,61],[9,62,9,65],[8,58,8,77],[10,58,10,61],[10,62,10,65],[10,66,10,69],[10,70,10,73],[10,74,10,77],[16,58,16,77],[58,74,58,77],[56,23,56,42],[56,58,56,77],[53,31,53,34],[53,35,53,38],[53,39,53,42],[53,58,53,61],[53,62,53,65],[53,66,53,69],[53,70,53,73],[53,74,53,77],[54,23,54,26],[54,39,54,42],[54,50,55,54],[54,58,54,61],[54,62,54,65],[54,66,54,69],[19,31,19,34],[19,66,19,69],[23,55,24,57],[21,31,21,34],[21,35,21,38],[57,50,57,54],[57,55,58,57],[57,58,57,61],[57,62,57,65],[57,66,57,69],[57,70,57,73],[57,74,57,77],[58,15,58,19],[58,23,58,26],[58,27,58,30],[58,31,58,34],[54,70,54,73],[54,74,54,77],[55,23,55,42],[55,58,55,77],[51,15,51,42],[51,43,51,77],[52,15,53,19],[52,20,55,22],[52,23,52,42],[54,15,55,19],[54,27,54,30],[58,50,58,54],[58,58,58,61],[58,62,58,65],[58,66,58,69],[58,70,58,73],[59,2,60,2],[59,3,60,6],[59,7,60,14],[59,15,59,19],[59,20,60,22],[59,23,59,26],[59,27,59,30],[59,31,59,34],[59,35,59,38],[60,15,60,19],[60,23,60,26],[60,27,60,30],[60,31,60,34],[60,35,60,38],[58,35,58,38],[58,39,58,42],[59,39,59,42],[57,2,58,2],[57,3,58,6],[57,7,58,14],[57,15,57,19],[57,20,58,22],[57,23,57,26],[57,27,57,30],[57,31,57,34],[57,35,57,38],[57,39,57,42],[59,50,59,54],[59,55,60,57],[59,58,59,61],[59,62,59,65],[59,66,59,69],[59,70,59,73],[59,74,59,77],[60,39,60,42],[60,50,60,54],[60,58,60,61],[60,62,60,65],[60,66,60,69],[60,70,60,73],[60,74,60,77],[59,43,60,45],[59,46,60,49],[61,55,62,57],[61,58,61,61],[61,62,61,65],[61,66,61,69],[61,70,61,73],[61,74,61,77],[62,39,62,42],[62,50,62,54],[62,58,62,61],[62,62,62,65],[62,66,62,69],[62,70,62,73],[62,74,62,77],[61,50,61,54],[61,2,62,2],[61,3,62,6],[61,7,62,14],[61,15,61,19],[61,20,62,22],[61,23,61,26],[61,27,61,30],[61,31,61,34],[61,35,61,38],[62,15,62,19],[62,23,62,26],[62,27,62,30],[62,31,62,34],[62,35,62,38],[61,46,62,49],[61,43,62,45],[63,2,64,2],[63,3,64,6],[63,7,64,14],[63,15,63,19]],"merged_total":1285,"flags":["merged_cut"]}
[]
[]
[]
[null,"5．実施計画書",null,null,null,null,null,null,null,null,"52．実施計画",null,null,null,null,null,null,null,null,null,null,null,null,null,null,null,null,null,null,null,null,null,null,null,null,null,null,null,null,null,null,null,null,null,null,null,null,null,null,null,null,null,null,null,null,null,null,null,null,null,null,null,null,null,null,null,null,null,null,null,null,null,null,null,null,null,null,null,null,null,null,"記入例及び注記",null,null,null,null,null,null,null,"セル色凡例",null,null,null,null,null,"直接入力",null,null,null,null,"選択",null,null,null,"自動計算",null,null,null,null,null,null,null,null,null,null,null,null,null,null,null,null,null,null,null,null,null,null,null,null,null,null,null,null,null,null,null,null,null,null,null,null,null,null,null,null,null,null,null,null,null,null,null,null,null,null,null,null,null,null,null,null,null,null,"セル色の表示／非表示"]
[null,"523．投資回収計画",null,null,null,null,null,null,null,null,null,null,null,null,null,null,null,null,null,null,null,null,null,null,null,null,null,null,null,null,null,null,null,null,null,null,null,null,null,null,null,null,null,null,null,null,null,null,null,null,null,null,null,null,null,null,null,null,null,null,null,null,null,null,null,null,null,null,null,null,null,null,null,null,null,null,null,null,null,null,null,"（セルのメモやテキストボックスによる注記は移動できます）",null,null,null,null,null,null,null,null,null,null,null,null,null,null,null,null,null,null,null,null,null,null,null,null,null,null,null,null,null,null,null,null,null,null,null,null,null,null,null,null,null,null,null,null,null,null,null,null,null,null,null,null,null,null,null,null,null,null,null,null,null,null,null,null,null,null,null,null,null,null,null,null,null,null,null,null,null,null,null,null,null,false]
[]
[null,null,null,null,null,null,null,null,null,null,null,null,null,null,null,null,null,null,null,null,null,null,null,null,null,null,null,null,null,null,null,null,null,null,null,null,null,null,null,null,null,null,null,null,null,null,null,null,null,null,null,null,null,null,null,null,null,null,null,null,null,null,null,null,null,null,null,null,null,null,null,null,null,null,null,null,null,"（単位：千円）",null,null,null,null,null,null,null,null,null,null,null,null,null,null,null,null,null,null,null,null,null,null,null,null,null,null,null,null,null,null,null,null,null,null,null,null,null,null,null,null,null,null,null,null,null,null,null,null,null,null,null,null,null,null,null,null,null,null,null,null,null,null,null,null,null,null,null,null,null,null,null,null,null,null,null,null,null,null,null,"（単位：千円）"]
[null,null,null,null,null,null,null,null,null,null,null,null,null,null,null,"補助金を利用しない場合",null,null,null,null,null,null,null,null,null,null,null,null,null,null,null,null,null,null,null,null,null,null,null,null,null,null,null,"補助金を利用する場合",null,null,null,null,null,null,null,null,null,null,null,null,null,null,null,null,null,null,null,null,null,null,null,null,null,null,null,null,null,null,null,null,null,null,null,null,null,null,null,null,null,null,null,null,null,null,null,null,null,null,null,"補助金を利用しない場合",null,null,null,null,null,null,null,null,null,null,null,null,null,null,null,null,null,null,null,null,null,null,null,null,null,null,null,"補助金を利用する場合",null,null,null,null,null,null,null,null,null,null,null,null,null,null,null,null,null,null,null,null,null,null,null,null,null,null,null,null,null,null,null,null,null,null,null,null,null,null,null,"INDIRECT用"]
[null,null,null,null,null,null,null,null,null,null,null,null,null,null,null,"導入コスト (a)",null,null,null,null,"単純\n投資回収\n年数\n(a)/(b)",null,null,"計画年度",null,null,null,null,null,null,null,null,null,null,null,null,null,null,null,null,null,null,null,"申請予定補助金",null,null,"その他資金\n(自己負担）",null,null,null,"導入コスト\n自己負担額 (c)",null,null,null,null,"単純\n投資回収\n年数\n(c)/(b)",null,null,"計画年度",null,null,null,null,null,null,null,null,null,null,null,null,null,null,null,null,null,null,null,null,null,null,null,null,null,null,null,null,null,null,null,null,null,null,null,null,"導入コスト (a)",null,null,null,null,"単純\n投資回収\n年数\n(a)/(b)",null,null,"計画年度",null,null,null,null,null,null,null,null,null,null,null,null,null,null,null,null,null,null,null,"申請予定補助金",null,null,"その他資金\n(自己負担）",null,null,null,"導入コスト\n自己負担額 (c)",null,null,null,null,"単純\n投資回収\n年数\n(c)/(b)",null,null,"計画年度",null,null,null,null,null,null,null,null,null,null,null,null,null,null,null,null,null,null,null,null,null,null,null,null,"511脱炭素化計画"]
[null,null,null,null,null,null,null,null,null,null,null,null,null,null,null,null,null,null,null,null,null,null,null,{"$f":"IF('511脱炭素化計画'!$AQ24=\"\",\"\",'511脱炭素化計画'!$AQ24)","v":""},null,null,null,{"$f":"IF('511脱炭素化計画'!$AT24=\"\",\"\",'511脱炭素化計画'!$AT24)","v":"目標年度"},null,null,null,{"$f":"IF('511脱炭素化計画'!$AW24=\"\",\"\",'511脱炭素化計画'!$AW24)","v":""},null,null,null,{"$f":"IF('511脱炭素化計画'!$AZ24=\"\",\"\",'511脱炭素化計画'!$AZ24)","v":""},null,null,null,{"$f":"IF('511脱炭素化計画'!$BC24=\"\",\"\",'511脱炭素化計画'!$BC24)","v":""},null,null,null,null,null,null,null,null,null,null,null,null,null,null,null,null,null,null,{"$f":"IF('511脱炭素化計画'!$AQ24=\"\",\"\",'511脱炭素化計画'!$AQ24)","v":""},null,null,null,{"$f":"IF('511脱炭素化計画'!$AT24=\"\",\"\",'511脱炭素化計画'!$AT24)","v":"目標年度"},null,null,null,{"$f":"IF('511脱炭素化計画'!$AW24=\"\",\"\",'511脱炭素化計画'!$AW24)","v":""},null,null,null,{"$f":"IF('511脱炭素化計画'!$AZ24=\"\",\"\",'511脱炭素化計画'!$AZ24)","v":""},null,null,null,{"$f":"IF('511脱炭素化計画'!$BC24=\"\",\"\",'511脱炭素化計画'!$BC24)","v":""},null,null,null,null,null,null,null,null,null,null,null,null,null,null,null,null,null,null,null,null,null,null,null,null,null,null,null,null,"",null,null,null,"目標年度",null,null,null,"",null,null,null,"",null,null,null,null,null,null,null,null,null,null,null,null,null,null,null,null,null,null,null,null,null,null,"",null,null,null,"目標年度",null,null,null,"",null,null,null,"",null,null,null,null,null,null,null,null,null,null,null,null,"対策個票"]
[null,null,null,null,null,null,null,null,null,null,null,null,null,null,null,"年間運転コスト削減額 (b)",null,null,null,null,null,null,null,{"$f":"IF('511脱炭素化計画'!$AQ25=\"\",\"\",'511脱炭素化計画'!$AQ25)","v":"令和6年度"},null,null,null,{"$f":"IF('511脱炭素化計画'!$AT25=\"\",\"\",'511脱炭素化計画'!$AT25)","v":"令和7年度"},null,null,null,{"$f":"IF('511脱炭素化計画'!$AW25=\"\",\"\",'511脱炭素化計画'!$AW25)","v":"令和8年度"},null,null,null,{"$f":"IF('511脱炭素化計画'!$AZ25=\"\",\"\",'511脱炭素化計画'!$AZ25)","v":"令和9年度"},null,null,null,{"$f":"IF('511脱炭素化計画'!$BC25=\"\",\"\",'511脱炭素化計画'!$BC25)","v":"令和10年度"},null,null,null,null,null,null,null,null,null,null,"年間運転コスト削減額 (b)",null,null,null,null,null,null,null,{"$f":"IF('511脱炭素化計画'!$AQ25=\"\",\"\",'511脱炭素化計画'!$AQ25)","v":"令和6年度"},null,null,null,{"$f":"IF('511脱炭素化計画'!$AT25=\"\",\"\",'511脱炭素化計画'!$AT25)","v":"令和7年度"},null,null,null,{"$f":"IF('511脱炭素化計画'!$AW25=\"\",\"\",'511脱炭素化計画'!$AW25)","v":"令和8年度"},null,null,null,{"$f":"IF('511脱炭素化計画'!$AZ25=\"\",\"\",'511脱炭素化計画'!$AZ25)","v":"令和9年度"},null,null,null,{"$f":"IF('511脱炭素化計画'!$BC25=\"\",\"\",'511脱炭素化計画'!$BC25)","v":"令和10年度"},null,null,null,null,null,null,null,null,null,null,null,null,null,null,null,null,null,null,null,null,"年間運転コスト削減額 (b)",null,null,null,null,null,null,null,"令和6年度",null,null,null,"令和7年度",null,null,null,"令和8年度",null,null,null,"令和9年度",null,null,null,"令和10年度",null,null,null,null,null,null,null,null,null,null,"年間運転コスト削減額 (b)",null,null,null,null,null,null,null,"令和6年度",null,null,null,"令和7年度",null,null,null,"令和8年度",null,null,null,"令和9年度",null,null,null,"令和10年度"]
[null,null,null,null,null,null,null,null,null,null,null,null,null,null,null,null,null,null,null,null,null,null,null,"（上段：年間投資額、下段：年間削減額）",null,null,null,null,null,null,null,null,null,null,null,null,null,null,null,null,null,null,null,null,null,null,null,null,null,null,null,null,null,null,null,null,null,null,"（上段：年間投資額、下段：年間削減額）",null,null,null,null,null,null,null,null,null,null,null,null,null,null,null,null,null,null,null,null,null,null,null,null,null,null,null,null,null,null,null,null,null,null,null,null,null,null,null,null,null,null,null,null,"（上段：年間投資額、下段：年間削減額）",null,null,null,null,null,null,null,null,null,null,null,null,null,null,null,null,null,null,null,null,null,null,null,null,null,null,null,null,null,null,null,null,null,null,"（上段：年間投資額、下段：年間削減額）"]
[null,"全対策のまとめ\n（低炭素系統電力への変更による効果等を除く）",null,null,null,null,null,null,null,null,null,null,null,null,null,{"$f":"SUM(P18,P20,P22,P24,P26,P28,P30,P33,P35,P37)+SUM(P58,P60,P62,P64,P66,P68,P70,P73,P75,P77)","v":0},null,null,null,null,{"$f":"IFERROR(IF(P13/P14<0,\"---\",P13/P14),\"---\")","v":"---"},null,null,{"$f":"SUM(X18,X20,X22,X24,X26,X28,X30,X33,X35,X37)+SUM(X58,X60,X62,X64,X66,X68,X70,X73,X75,X77)","v":0},null,null,null,{"$f":"SUM(AB18,AB20,AB22,AB24,AB26,AB28,AB30,AB33,AB35,AB37)+SUM(AB58,AB60,AB62,AB64,AB66,AB68,AB70,AB73,AB75,AB77)","v":0},null,null,null,{"$f":"SUM(AF18,AF20,AF22,AF24,AF26,AF28,AF30,AF33,AF35,AF37)+SUM(AF58,AF60,AF62,AF64,AF66,AF68,AF70,AF73,AF75,AF77)","v":0},null,null,null,{"$f":"SUM(AJ18,AJ20,AJ22,AJ24,AJ26,AJ28,AJ30,AJ33,AJ35,AJ37)+SUM(AJ58,AJ60,AJ62,AJ64,AJ66,AJ68,AJ70,AJ73,AJ75,AJ77)","v":0},null,null,null,{"$f":"SUM(AN18,AN20,AN22,AN24,AN26,AN28,AN30,AN33,AN35,AN37)+SUM(AN58,AN60,AN62,AN64,AN66,AN68,AN70,AN73,AN75,AN77)","v":0},null,null,null,"SHIFTを含む\n補助金申請予定数",null,null,null,null,null,null,{"$f":"SUM(AY18,AY20,AY22,AY24,AY26,AY28,AY30,AY33,AY35,AY37)+SUM(AY58,AY60,AY62,AY64,AY66,AY68,AY70,AY73,AY75,AY77)","v":0},null,null,null,null,{"$f":"IFERROR(IF(AY13/AY14<0,\"---\",AY13/AY14),\"---\")","v":"---"},null,null,{"$f":"SUM(BG18,BG20,BG22,BG24,BG26,BG28,BG30,BG33,BG35,BG37)+SUM(BG58,BG60,BG62,BG64,BG66,BG68,BG70,BG73,BG75,BG77)","v":0},null,null,null,{"$f":"SUM(BK18,BK20,BK22,BK24,BK26,BK28,BK30,BK33,BK35,BK37)+SUM(BK58,BK60,BK62,BK64,BK66,BK68,BK70,BK73,BK75,BK77)","v":0},null,null,null,{"$f":"SUM(BO18,BO20,BO22,BO24,BO26,BO28,BO30,BO33,BO35,BO37)+SUM(BO58,BO60,BO62,BO64,BO66,BO68,BO70,BO73,BO75,BO77)","v":0},null,null,null,{"$f":"SUM(BS18,BS20,BS22,BS24,BS26,BS28,BS30,BS33,BS35,BS37)+SUM(BS58,BS60,BS62,BS64,BS66,BS68,BS70,BS73,BS75,BS77)","v":0},null,null,null,{"$f":"SUM(BW18,BW20,BW22,BW24,BW26,BW28,BW30,BW33,BW35,BW37)+SUM(BW58,BW60,BW62,BW64,BW66,BW68,BW70,BW73,BW75,BW77)","v":0},null,null,null,null,null,null,"全対策のまとめ\n（低炭素系統電力への変更による効果等を除く）",null,null,null,null,null,null,null,null,null,null,null,null,null,36140,null,null,null,null,7.2,null,null,1540,null,null,null,4600,null,null,null,30000,null,null,null,0,null,null,null,0,null,null,null,"SHIFTを含む\n補助金申請予定数",null,null,null,null,null,null,24510,null,null,null,null,4.8,null,null,1040,null,null,null,3470,null,null,null,20000,null,null,null,0,null,null,null,0]
[null,null,null,null,null,null,null,null,null,null,null,null,null,null,null,{"$f":"SUM(P19,P21,P23,P25,P27,P29,P31,P34,P36,P38)+SUM(P59,P61,P63,P65,P67,P69,P71,P74,P76,P78)","v":0},null,null,null,null,null,null,null,{"$f":"SUM(X19,X21,X23,X25,X27,X29,X31,X34,X36,X38)+SUM(X59,X61,X63,X65,X67,X69,X71,X74,X76,X78)","v":0},null,null,null,{"$f":"SUM(AB19,AB21,AB23,AB25,AB27,AB29,AB31,AB34,AB36,AB38)+SUM(AB59,AB61,AB63,AB65,AB67,AB69,AB71,AB74,AB76,AB78)","v":0},null,null,null,{"$f":"SUM(AF19,AF21,AF23,AF25,AF27,AF29,AF31,AF34,AF36,AF38)+SUM(AF59,AF61,AF63,AF65,AF67,AF69,AF71,AF74,AF76,AF78)","v":0},null,null,null,{"$f":"SUM(AJ19,AJ21,AJ23,AJ25,AJ27,AJ29,AJ31,AJ34,AJ36,AJ38)+SUM(AJ59,AJ61,AJ63,AJ65,AJ67,AJ69,AJ71,AJ74,AJ76,AJ78)","v":0},null,null,null,{"$f":"SUM(AN19,AN21,AN23,AN25,AN27,AN29,AN31,AN34,AN36,AN38)+SUM(AN59,AN61,AN63,AN65,AN67,AN69,AN71,AN74,AN76,AN78)","v":0},null,null,null,{"$f":"COUNTIF(AR18:AR38,\"国*\")+COUNTIF(AR18:AR38,\"地方*\")+COUNTIF(AR18:AR38,\"*補助金\")+COUNTIF(AR58:AR78,\"国*\")+COUNTIF(AR58:AR78,\"地方*\")+COUNTIF(AR58:AR78,\"*補助金\")&\"件\"","v":"0件"},null,null,null,null,null,null,{"$f":"SUM(AY19,AY21,AY23,AY25,AY27,AY29,AY31,AY34,AY36,AY38)+SUM(AY59,AY61,AY63,AY65,AY67,AY69,AY71,AY74,AY76,AY78)","v":0},null,null,null,null,null,null,null,{"$f":"SUM(BG19,BG21,BG23,BG25,BG27,BG29,BG31,BG34,BG36,BG38)+SUM(BG59,BG61,BG63,BG65,BG67,BG69,BG71,BG74,BG76,BG78)","v":0},null,null,null,{"$f":"SUM(BK19,BK21,BK23,BK25,BK27,BK29,BK31,BK34,BK36,BK38)+SUM(BK59,BK61,BK63,BK65,BK67,BK69,BK71,BK74,BK76,BK78)","v":0},null,null,null,{"$f":"SUM(BO19,BO21,BO23,BO25,BO27,BO29,BO31,BO34,BO36,BO38)+SUM(BO59,BO61,BO63,BO65,BO67,BO69,BO71,BO74,BO76,BO78)","v":0},null,null,null,{"$f":"SUM(BS19,BS21,BS23,BS25,BS27,BS29,BS31,BS34,BS36,BS38)+SUM(BS59,BS61,BS63,BS65,BS67,BS69,BS71,BS74,BS76,BS78)","v":0},null,null,null,{"$f":"SUM(BW19,BW21,BW23,BW25,BW27,BW29,BW31,BW34,BW36,BW38)+SUM(BW59,BW61,BW63,BW65,BW67,BW69,BW71,BW74,BW76,BW78)","v":0},null,null,null,null,null,null,null,null,null,null,null,null,null,null,null,null,null,null,null,null,5018,null,null,null,null,null,null,null,0,null,null,null,1900,null,null,null,2128,null,null,null,5018,null,null,null,5018,null,null,null,"3件",null,null,null,null,null,null,5018,null,null,null,null,null,null,null,0,null,null,null,1900,null,null,null,2128,null,null,null,5018,null,null,null,5018]
[null,null,null,null,null,null,null,null,null,null,null,null,null,null,null,null,null,null,null,null,null,null,null,null,null,null,null,null,null,null,null,null,null,null,null,null,null,null,null,null,null,null,null,null,null,null,null,null,null,null,"※","導入コスト自己負担額(c)＝導入コスト(a)から補助受給額を差し引いた金額",null,null,null,null,null,null,null,null,null,null,null,null,null,null,null,null,null,null,null,null,null,null,null,null,null,null,null,null,null,null,null,null,null,null,null,null,null,null,null,null,null,null,null,null,null,null,null,null,null,null,null,null,null,null,null,null,null,null,null,null,null,null,null,null,null,null,null,null,null,null,null,null,null,null,null,null,null,null,"※","導入コスト自己負担額(c)＝導入コスト(a)から補助受給額を差し引いた金額"]
[null,"■","対策一覧",null,null,null,null,null,null,null,null,null,null,null,null,null,null,null,null,null,null,null,null,null,null,null,null,null,null,null,null,null,null,null,null,null,null,null,null,null,null,null,null,null,null,null,null,null,null,null,null,null,null,null,null,null,null,null,null,null,null,null,null,null,null,null,null,null,null,null,null,null,null,null,null,null,null,null,null,null,null,"■","対策一覧"]
[null,"省エネルギー",null,null,null,null,null,null,null,null,null,null,null,null,null,null,null,null,null,null,null,null,null,null,null,null,null,null,null,null,null,null,null,null,null,null,null,null,null,null,null,null,null,null,null,null,null,null,null,null,null,null,null,null,null,null,null,null,null,null,null,null,null,null,null,null,null,null,null,null,null,null,null,null,null,null,null,null,null,null,null,"省エネルギー",null,null,null,null,null,null,null,null,null,null,null,null,null,null,null,null,null,null,null,null,null,"（上段：年間投資額、下段：年間削減額）",null,null,null,null,null,null,null,null,null,null,null,null,null,null,null,null,null,null,null,null,null,null,null,null,null,null,null,null,null,null,null,null,null,null,"（上段：年間投資額、下段：年間削減額）"]
[null,null,{"$f":"IF('511脱炭素化計画'!C27=\"\",\"\",'511脱炭素化計画'!C27)","v":""},{"$f":"IF($C18=\"\",\"\",IFERROR(IF(INDIRECT(\"'\"&$FH$10&$C18&\"'!C9\")=\"\",\"\",INDIRECT(\"'\"&$FH$10&$C18&\"'!C9\")),\"―\"))","v":""},null,null,null,{"$f":"IF($C18=\"\",\"\",IFERROR(IF(INDIRECT(\"'\"&$FH$10&$C18&\"'!G9\")=\"\",\"\",INDIRECT(\"'\"&$FH$10&$C18&\"'!G9\")),\"―\"))","v":""},null,null,null,null,null,null,null,{"$f":"IF($C18=\"\",\"\",IFERROR(IF(INDIRECT(\"'\"&$FH$10&$C18&\"'!AD75\")=\"\",\"\",INDIRECT(\"'\"&$FH$10&$C18&\"'!AD75\")),\"―\"))","v":""},null,null,null,null,{"$f":"IFERROR(IF(P18/P19<0,\"---\",P18/P19),\"---\")","v":"---"},null,null,{"$f":"IF($C18=\"\",\"\",IFERROR(IF(INDIRECT(\"'\"&$FH$10&$C18&\"'!R285\")=\"\",\"\",INDIRECT(\"'\"&$FH$10&$C18&\"'!R285\")),\"―\"))","v":""},null,null,null,{"$f":"IF($C18=\"\",\"\",IFERROR(IF(INDIRECT(\"'\"&$FH$10&$C18&\"'!V285\")=\"\",\"\",INDIRECT(\"'\"&$FH$10&$C18&\"'!V285\")),\"―\"))","v":""},null,null,null,{"$f":"IF($C18=\"\",\"\",IFERROR(IF(INDIRECT(\"'\"&$FH$10&$C18&\"'!Z285\")=\"\",\"\",INDIRECT(\"'\"&$FH$10&$C18&\"'!Z285\")),\"―\"))","v":""},null,null,null,{"$f":"IF($C18=\"\",\"\",IFERROR(IF(INDIRECT(\"'\"&$FH$10&$C18&\"'!AD285\")=\"\",\"\",INDIRECT(\"'\"&$FH$10&$C18&\"'!AD285\")),\"―\"))","v":""},null,null,null,{"$f":"IF($C18=\"\",\"\",IFERROR(IF(INDIRECT(\"'\"&$FH$10&$C18&\"'!AH285\")=\"\",\"\",INDIRECT(\"'\"&$FH$10&$C18&\"'!AH285\")),\"―\"))","v":""},null,null,null,{"$f":"IF($C18=\"\",\"\",IFERROR(IF(INDIRECT(\"'\"&$FH$10&$C18&\"'!B294\")=\"\",\"\",INDIRECT(\"'\"&$FH$10&$C18&\"'!B294\")),\"―\"))","v":""},null,null,{"$f":"IF($C18=\"\",\"\",IFERROR(IF(INDIRECT(\"'\"&$FH$10&$C18&\"'!E294\")=\"\",\"\",INDIRECT(\"'\"&$FH$10&$C18&\"'!E294\")),\"―\"))","v":""},null,null,null,{"$f":"IF($C18=\"\",\"\",IFERROR(IF(INDIRECT(\"'\"&$FH$10&$C18&\"'!I294\")=\"\",\"\",INDIRECT(\"'\"&$FH$10&$C18&\"'!I294\")),\"―\"))","v":""},null,null,null,null,{"$f":"IFERROR(IF(AY18/AY19<0,\"---\",AY18/AY19),\"---\")","v":"---"},null,null,{"$f":"IF($C18=\"\",\"\",IFERROR(IF(INDIRECT(\"'\"&$FH$10&$C18&\"'!R294\")=\"\",\"\",INDIRECT(\"'\"&$FH$10&$C18&\"'!R294\")),\"―\"))","v":""},null,null,null,{"$f":"IF($C18=\"\",\"\",IFERROR(IF(INDIRECT(\"'\"&$FH$10&$C18&\"'!V294\")=\"\",\"\",INDIRECT(\"'\"&$FH$10&$C18&\"'!V294\")),\"―\"))","v":""},null,null,null,{"$f":"IF($C18=\"\",\"\",IFERROR(IF(INDIRECT(\"'\"&$FH$10&$C18&\"'!Z294\")=\"\",\"\",INDIRECT(\"'\"&$FH$10&$C18&\"'!Z294\")),\"―\"))","v":""},null,null,null,{"$f":"IF($C18=\"\",\"\",IFERROR(IF(INDIRECT(\"'\"&$FH$10&$C18&\"'!AD294\")=\"\",\"\",INDIRECT(\"'\"&$FH$10&$C18&\"'!AD294\")),\"―\"))","v":""},null,null,null,{"$f":"IF($C18=\"\",\"\",IFERROR(IF(INDIRECT(\"'\"&$FH$10&$C18&\"'!AH294\")=\"\",\"\",INDIRECT(\"'\"&$FH$10&$C18&\"'!AH294\")),\"―\"))","v":""},null,null,null,null,null,null,null,1,"部分更新・ 機能付加",null,null,null,"蒸気配管・蒸気バルブ・フランジ等の断熱強化",null,null,null,null,null,null,null,40,null,null,null,null,0.2,null,null,40,null,null,null,"",null,null,null,"",null,null,null,"",null,null,null,"",null,null,null,"予定なし",null,null,"自己資金",null,null,null,40,null,null,null,null,0.2,null,null,40,null,null,null,"",null,null,null,"",null,null,null,"",null,null,null,""]
[null,null,null,null,null,null,null,null,null,null,null,null,null,null,null,{"$f":"IF($C18=\"\",\"\",IFERROR(IF(INDIRECT(\"'\"&$FH$10&$C18&\"'!J79\")=\"\",\"\",INDIRECT(\"'\"&$FH$10&$C18&\"'!J79\")),\"―\"))","v":""},null,null,null,null,null,null,null,{"$f":"IF($C18=\"\",\"\",IFERROR(IF(INDIRECT(\"'\"&$FH$10&$C18&\"'!R287\")=\"\",\"\",INDIRECT(\"'\"&$FH$10&$C18&\"'!R287\")),\"―\"))","v":""},null,null,null,{"$f":"IF($C18=\"\",\"\",IFERROR(IF(INDIRECT(\"'\"&$FH$10&$C18&\"'!V287\")=\"\",\"\",INDIRECT(\"'\"&$FH$10&$C18&\"'!V287\")),\"―\"))","v":""},null,null,null,{"$f":"IF($C18=\"\",\"\",IFERROR(IF(INDIRECT(\"'\"&$FH$10&$C18&\"'!Z287\")=\"\",\"\",INDIRECT(\"'\"&$FH$10&$C18&\"'!Z287\")),\"―\"))","v":""},null,null,null,{"$f":"IF($C18=\"\",\"\",IFERROR(IF(INDIRECT(\"'\"&$FH$10&$C18&\"'!AD287\")=\"\",\"\",INDIRECT(\"'\"&$FH$10&$C18&\"'!AD287\")),\"―\"))","v":""},null,null,null,{"$f":"IF($C18=\"\",\"\",IFERROR(IF(INDIRECT(\"'\"&$FH$10&$C18&\"'!AH287\")=\"\",\"\",INDIRECT(\"'\"&$FH$10&$C18&\"'!AH287\")),\"―\"))","v":""},null,null,null,null,null,null,null,null,null,null,{"$f":"P19","v":""},null,null,null,null,null,null,null,{"$f":"IF(X19=\"\",\"\",X19)","v":""},null,null,null,{"$f":"IF(AB19=\"\",\"\",AB19)","v":""},null,null,null,{"$f":"IF(AF19=\"\",\"\",AF19)","v":""},null,null,null,{"$f":"IF(AJ19=\"\",\"\",AJ19)","v":""},null,null,null,{"$f":"IF(AN19=\"\",\"\",AN19)","v":""},null,null,null,null,null,null,null,null,null,null,null,null,null,null,null,null,null,null,null,null,152,null,null,null,null,null,null,null,"",null,null,null,null,null,null,null,152,null,null,null,152,null,null,null,152,null,null,null,null,null,null,null,null,null,null,152,null,null,null,null,null,null,null,"",null,null,null,null,null,null,null,152,null,null,null,152,null,null,null,152]
[null,null,{"$f":"IF('511脱炭素化計画'!C28=\"\",\"\",'511脱炭素化計画'!C28)","v":""},{"$f":"IF($C20=\"\",\"\",IFERROR(IF(INDIRECT(\"'\"&$FH$10&$C20&\"'!C9\")=\"\",\"\",INDIRECT(\"'\"&$FH$10&$C20&\"'!C9\")),\"―\"))","v":""},null,null,null,{"$f":"IF($C20=\"\",\"\",IFERROR(IF(INDIRECT(\"'\"&$FH$10&$C20&\"'!G9\")=\"\",\"\",INDIRECT(\"'\"&$FH$10&$C20&\"'!G9\")),\"―\"))","v":""},null,null,null,null,null,null,null,{"$f":"IF($C20=\"\",\"\",IFERROR(IF(INDIRECT(\"'\"&$FH$10&$C20&\"'!AD75\")=\"\",\"\",INDIRECT(\"'\"&$FH$10&$C20&\"'!AD75\")),\"―\"))","v":""},null,null,null,null,{"$f":"IFERROR(IF(P20/P21<0,\"---\",P20/P21),\"---\")","v":"---"},null,null,{"$f":"IF($C20=\"\",\"\",IFERROR(IF(INDIRECT(\"'\"&$FH$10&$C20&\"'!R285\")=\"\",\"\",INDIRECT(\"'\"&$FH$10&$C20&\"'!R285\")),\"―\"))","v":""},null,null,null,{"$f":"IF($C20=\"\",\"\",IFERROR(IF(INDIRECT(\"'\"&$FH$10&$C20&\"'!V285\")=\"\",\"\",INDIRECT(\"'\"&$FH$10&$C20&\"'!V285\")),\"―\"))","v":""},null,null,null,{"$f":"IF($C20=\"\",\"\",IFERROR(IF(INDIRECT(\"'\"&$FH$10&$C20&\"'!Z285\")=\"\",\"\",INDIRECT(\"'\"&$FH$10&$C20&\"'!Z285\")),\"―\"))","v":""},null,null,null,{"$f":"IF($C20=\"\",\"\",IFERROR(IF(INDIRECT(\"'\"&$FH$10&$C20&\"'!AD285\")=\"\",\"\",INDIRECT(\"'\"&$FH$10&$C20&\"'!AD285\")),\"―\"))","v":""},null,null,null,{"$f":"IF($C20=\"\",\"\",IFERROR(IF(INDIRECT(\"'\"&$FH$10&$C20&\"'!AH285\")=\"\",\"\",INDIRECT(\"'\"&$FH$10&$C20&\"'!AH285\")),\"―\"))","v":""},null,null,null,{"$f":"IF($C20=\"\",\"\",IFERROR(IF(INDIRECT(\"'\"&$FH$10&$C20&\"'!B294\")=\"\",\"\",INDIRECT(\"'\"&$FH$10&$C20&\"'!B294\")),\"―\"))","v":""},null,null,{"$f":"IF($C20=\"\",\"\",IFERROR(IF(INDIRECT(\"'\"&$FH$10&$C20&\"'!E294\")=\"\",\"\",INDIRECT(\"'\"&$FH$10&$C20&\"'!E294\")),\"―\"))","v":""},null,null,null,{"$f":"IF($C20=\"\",\"\",IFERROR(IF(INDIRECT(\"'\"&$FH$10&$C20&\"'!I294\")=\"\",\"\",INDIRECT(\"'\"&$FH$10&$C20&\"'!I294\")),\"―\"))","v":""},null,null,null,null,{"$f":"IFERROR(IF(AY20/AY21<0,\"---\",AY20/AY21),\"---\")","v":"---"},null,null,{"$f":"IF($C20=\"\",\"\",IFERROR(IF(INDIRECT(\"'\"&$FH$10&$C20&\"'!R294\")=\"\",\"\",INDIRECT(\"'\"&$FH$10&$C20&\"'!R294\")),\"―\"))","v":""},null,null,null,{"$f":"IF($C20=\"\",\"\",IFERROR(IF(INDIRECT(\"'\"&$FH$10&$C20&\"'!V294\")=\"\",\"\",INDIRECT(\"'\"&$FH$10&$C20&\"'!V294\")),\"―\"))","v":""},null,null,null,{"$f":"IF($C20=\"\",\"\",IFERROR(IF(INDIRECT(\"'\"&$FH$10&$C20&\"'!Z294\")=\"\",\"\",INDIRECT(\"'\"&$FH$10&$C20&\"'!Z294\")),\"―\"))","v":""},null,null,null,{"$f":"IF($C20=\"\",\"\",IFERROR(IF(INDIRECT(\"'\"&$FH$10&$C20&\"'!AD294\")=\"\",\"\",INDIRECT(\"'\"&$FH$10&$C20&\"'!AD294\")),\"―\"))","v":""},null,null,null,{"$f":"IF($C20=\"\",\"\",IFERROR(IF(INDIRECT(\"'\"&$FH$10&$C20&\"'!AH294\")=\"\",\"\",INDIRECT(\"'\"&$FH$10&$C20&\"'!AH294\")),\"―\"))","v":""},null,null,null,null,null,null,null,2,"運用改善",null,null,null,"ボイラー圧力の調整",null,null,null,null,null,null,null,0,null,null,null,null,0,null,null,"",null,null,null,"",null,null,null,"",null,null,null,"",null,null,null,"",null,null,null,"予定なし",null,null,"",null,null,null,0,null,null,null,null,0,null,null,"",null,null,null,"",null,null,null,"",null,null,null,"",null,null,null,""]
[null,null,null,null,null,null,null,null,null,null,null,null,null,null,null,{"$f":"IF($C20=\"\",\"\",IFERROR(IF(INDIRECT(\"'\"&$FH$10&$C20&\"'!J79\")=\"\",\"\",INDIRECT(\"'\"&$FH$10&$C20&\"'!J79\")),\"―\"))","v":""},null,null,null,null,null,null,null,{"$f":"IF($C20=\"\",\"\",IFERROR(IF(INDIRECT(\"'\"&$FH$10&$C20&\"'!R287\")=\"\",\"\",INDIRECT(\"'\"&$FH$10&$C20&\"'!R287\")),\"―\"))","v":""},null,null,null,{"$f":"IF($C20=\"\",\"\",IFERROR(IF(INDIRECT(\"'\"&$FH$10&$C20&\"'!V287\")=\"\",\"\",INDIRECT(\"'\"&$FH$10&$C20&\"'!V287\")),\"―\"))","v":""},null,null,null,{"$f":"IF($C20=\"\",\"\",IFERROR(IF(INDIRECT(\"'\"&$FH$10&$C20&\"'!Z287\")=\"\",\"\",INDIRECT(\"'\"&$FH$10&$C20&\"'!Z287\")),\"―\"))","v":""},null,null,null,{"$f":"IF($C20=\"\",\"\",IFERROR(IF(INDIRECT(\"'\"&$FH$10&$C20&\"'!AD287\")=\"\",\"\",INDIRECT(\"'\"&$FH$10&$C20&\"'!AD287\")),\"―\"))","v":""},null,null,null,{"$f":"IF($C20=\"\",\"\",IFERROR(IF(INDIRECT(\"'\"&$FH$10&$C20&\"'!AH287\")=\"\",\"\",INDIRECT(\"'\"&$FH$10&$C20&\"'!AH287\")),\"―\"))","v":""},null,null,null,null,null,null,null,null,null,null,{"$f":"P21","v":""},null,null,null,null,null,null,null,{"$f":"IF(X21=\"\",\"\",X21)","v":""},null,null,null,{"$f":"IF(AB21=\"\",\"\",AB21)","v":""},null,null,null,{"$f":"IF(AF21=\"\",\"\",AF21)","v":""},null,null,null,{"$f":"IF(AJ21=\"\",\"\",AJ21)","v":""},null,null,null,{"$f":"IF(AN21=\"\",\"\",AN21)","v":""},null,null,null,null,null,null,null,null,null,null,null,null,null,null,null,null,null,null,null,null,76,null,null,null,null,null,null,null,"",null,null,null,"",null,null,null,76,null,null,null,76,null,null,null,76,null,null,null,null,null,null,null,null,null,null,76,null,null,null,null,null,null,null,"",null,null,null,"",null,null,null,76,null,null,null,76,null,null,null,76]
[null,null,{"$f":"IF('511脱炭素化計画'!C29=\"\",\"\",'511脱炭素化計画'!C29)","v":""},{"$f":"IF($C22=\"\",\"\",IFERROR(IF(INDIRECT(\"'\"&$FH$10&$C22&\"'!C9\")=\"\",\"\",INDIRECT(\"'\"&$FH$10&$C22&\"'!C9\")),\"―\"))","v":""},null,null,null,{"$f":"IF($C22=\"\",\"\",IFERROR(IF(INDIRECT(\"'\"&$FH$10&$C22&\"'!G9\")=\"\",\"\",INDIRECT(\"'\"&$FH$10&$C22&\"'!G9\")),\"―\"))","v":""},null,null,null,null,null,null,null,{"$f":"IF($C22=\"\",\"\",IFERROR(IF(INDIRECT(\"'\"&$FH$10&$C22&\"'!AD75\")=\"\",\"\",INDIRECT(\"'\"&$FH$10&$C22&\"'!AD75\")),\"―\"))","v":""},null,null,null,null,{"$f":"IFERROR(IF(P22/P23<0,\"---\",P22/P23),\"---\")","v":"---"},null,null,{"$f":"IF($C22=\"\",\"\",IFERROR(IF(INDIRECT(\"'\"&$FH$10&$C22&\"'!R285\")=\"\",\"\",INDIRECT(\"'\"&$FH$10&$C22&\"'!R285\")),\"―\"))","v":""},null,null,null,{"$f":"IF($C22=\"\",\"\",IFERROR(IF(INDIRECT(\"'\"&$FH$10&$C22&\"'!V285\")=\"\",\"\",INDIRECT(\"'\"&$FH$10&$C22&\"'!V285\")),\"―\"))","v":""},null,null,null,{"$f":"IF($C22=\"\",\"\",IFERROR(IF(INDIRECT(\"'\"&$FH$10&$C22&\"'!Z285\")=\"\",\"\",INDIRECT(\"'\"&$FH$10&$C22&\"'!Z285\")),\"―\"))","v":""},null,null,null,{"$f":"IF($C22=\"\",\"\",IFERROR(IF(INDIRECT(\"'\"&$FH$10&$C22&\"'!AD285\")=\"\",\"\",INDIRECT(\"'\"&$FH$10&$C22&\"'!AD285\")),\"―\"))","v":""},null,null,null,{"$f":"IF($C22=\"\",\"\",IFERROR(IF(INDIRECT(\"'\"&$FH$10&$C22&\"'!AH285\")=\"\",\"\",INDIRECT(\"'\"&$FH$10&$C22&\"'!AH285\")),\"―\"))","v":""},null,null,null,{"$f":"IF($C22=\"\",\"\",IFERROR(IF(INDIRECT(\"'\"&$FH$10&$C22&\"'!B294\")=\"\",\"\",INDIRECT(\"'\"&$FH$10&$C22&\"'!B294\")),\"―\"))","v":""},null,null,{"$f":"IF($C22=\"\",\"\",IFERROR(IF(INDIRECT(\"'\"&$FH$10&$C22&\"'!E294\")=\"\",\"\",INDIRECT(\"'\"&$FH$10&$C22&\"'!E294\")),\"―\"))","v":""},null,null,null,{"$f":"IF($C22=\"\",\"\",IFERROR(IF(INDIRECT(\"'\"&$FH$10&$C22&\"'!I294\")=\"\",\"\",INDIRECT(\"'\"&$FH$10&$C22&\"'!I294\")),\"―\"))","v":""},null,null,null,null,{"$f":"IFERROR(IF(AY22/AY23<0,\"---\",AY22/AY23),\"---\")","v":"---"},null,null,{"$f":"IF($C22=\"\",\"\",IFERROR(IF(INDIRECT(\"'\"&$FH$10&$C22&\"'!R294\")=\"\",\"\",INDIRECT(\"'\"&$FH$10&$C22&\"'!R294\")),\"―\"))","v":""},null,null,null,{"$f":"IF($C22=\"\",\"\",IFERROR(IF(INDIRECT(\"'\"&$FH$10&$C22&\"'!V294\")=\"\",\"\",INDIRECT(\"'\"&$FH$10&$C22&\"'!V294\")),\"―\"))","v":""},null,null,null,{"$f":"IF($C22=\"\",\"\",IFERROR(IF(INDIRECT(\"'\"&$FH$10&$C22&\"'!Z294\")=\"\",\"\",INDIRECT(\"'\"&$FH$10&$C22&\"'!Z294\")),\"―\"))","v":""},null,null,null,{"$f":"IF($C22=\"\",\"\",IFERROR(IF(INDIRECT(\"'\"&$FH$10&$C22&\"'!AD294\")=\"\",\"\",INDIRECT(\"'\"&$FH$10&$C22&\"'!AD294\")),\"―\"))","v":""},null,null,null,{"$f":"IF($C22=\"\",\"\",IFERROR(IF(INDIRECT(\"'\"&$FH$10&$C22&\"'!AH294\")=\"\",\"\",INDIRECT(\"'\"&$FH$10&$C22&\"'!AH294\")),\"―\"))","v":""},null,null,null,null,null,null,null,3,"設備導入",null,null,null,"コンプレッサーの更新",null,null,null,null,null,null,null,2100,null,null,null,null,7.5,null,null,"",null,null,null,2100,null,null,null,"",null,null,null,"",null,null,null,"",null,null,null,"国(SHIFT)",null,null,"自己資金",null,null,null,1470,null,null,null,null,5.2,null,null,"",null,null,null,1470,null,null,null,"",null,null,null,"",null,null,null,""]
[null,null,null,null,null,null,null,null,null,null,null,null,null,null,null,{"$f":"IF($C22=\"\",\"\",IFERROR(IF(INDIRECT(\"'\"&$FH$10&$C22&\"'!J79\")=\"\",\"\",INDIRECT(\"'\"&$FH$10&$C22&\"'!J79\")),\"―\"))","v":""},null,null,null,null,null,null,null,{"$f":"IF($C22=\"\",\"\",IFERROR(IF(INDIRECT(\"'\"&$FH$10&$C22&\"'!R287\")=\"\",\"\",INDIRECT(\"'\"&$FH$10&$C22&\"'!R287\")),\"―\"))","v":""},null,null,null,{"$f":"IF($C22=\"\",\"\",IFERROR(IF(INDIRECT(\"'\"&$FH$10&$C22&\"'!V287\")=\"\",\"\",INDIRECT(\"'\"&$FH$10&$C22&\"'!V287\")),\"―\"))","v":""},null,null,null,{"$f":"IF($C22=\"\",\"\",IFERROR(IF(INDIRECT(\"'\"&$FH$10&$C22&\"'!Z287\")=\"\",\"\",INDIRECT(\"'\"&$FH$10&$C22&\"'!Z287\")),\"―\"))","v":""},null,null,null,{"$f":"IF($C22=\"\",\"\",IFERROR(IF(INDIRECT(\"'\"&$FH$10&$C22&\"'!AD287\")=\"\",\"\",INDIRECT(\"'\"&$FH$10&$C22&\"'!AD287\")),\"―\"))","v":""},null,null,null,{"$f":"IF($C22=\"\",\"\",IFERROR(IF(INDIRECT(\"'\"&$FH$10&$C22&\"'!AH287\")=\"\",\"\",INDIRECT(\"'\"&$FH$10&$C22&\"'!AH287\")),\"―\"))","v":""},null,null,null,null,null,null,null,null,null,null,{"$f":"P23","v":""},null,null,null,null,null,null,null,{"$f":"IF(X23=\"\",\"\",X23)","v":""},null,null,null,{"$f":"IF(AB23=\"\",\"\",AB23)","v":""},null,null,null,{"$f":"IF(AF23=\"\",\"\",AF23)","v":""},null,null,null,{"$f":"IF(AJ23=\"\",\"\",AJ23)","v":""},null,null,null,{"$f":"IF(AN23=\"\",\"\",AN23)","v":""},null,null,null,null,null,null,null,null,null,null,null,null,null,null,null,null,null,null,null,null,280,null,null,null,null,null,null,null,"",null,null,null,280,null,null,null,280,null,null,null,280,null,null,null,280,null,null,null,null,null,null,null,null,null,null,280,null,null,null,null,null,null,null,"",null,null,null,280,null,null,null,280,null,null,null,280,null,null,null,280]
[null,null,{"$f":"IF('511脱炭素化計画'!C30=\"\",\"\",'511脱炭素化計画'!C30)","v":""},{"$f":"IF($C24=\"\",\"\",IFERROR(IF(INDIRECT(\"'\"&$FH$10&$C24&\"'!C9\")=\"\",\"\",INDIRECT(\"'\"&$FH$10&$C24&\"'!C9\")),\"―\"))","v":""},null,null,null,{"$f":"IF($C24=\"\",\"\",IFERROR(IF(INDIRECT(\"'\"&$FH$10&$C24&\"'!G9\")=\"\",\"\",INDIRECT(\"'\"&$FH$10&$C24&\"'!G9\")),\"―\"))","v":""},null,null,null,null,null,null,null,{"$f":"IF($C24=\"\",\"\",IFERROR(IF(INDIRECT(\"'\"&$FH$10&$C24&\"'!AD75\")=\"\",\"\",INDIRECT(\"'\"&$FH$10&$C24&\"'!AD75\")),\"―\"))","v":""},null,null,null,null,{"$f":"IFERROR(IF(P24/P25<0,\"---\",P24/P25),\"---\")","v":"---"},null,null,{"$f":"IF($C24=\"\",\"\",IFERROR(IF(INDIRECT(\"'\"&$FH$10&$C24&\"'!R285\")=\"\",\"\",INDIRECT(\"'\"&$FH$10&$C24&\"'!R285\")),\"―\"))","v":""},null,null,null,{"$f":"IF($C24=\"\",\"\",IFERROR(IF(INDIRECT(\"'\"&$FH$10&$C24&\"'!V285\")=\"\",\"\",INDIRECT(\"'\"&$FH$10&$C24&\"'!V285\")),\"―\"))","v":""},null,null,null,{"$f":"IF($C24=\"\",\"\",IFERROR(IF(INDIRECT(\"'\"&$FH$10&$C24&\"'!Z285\")=\"\",\"\",INDIRECT(\"'\"&$FH$10&$C24&\"'!Z285\")),\"―\"))","v":""},null,null,null,{"$f":"IF($C24=\"\",\"\",IFERROR(IF(INDIRECT(\"'\"&$FH$10&$C24&\"'!AD285\")=\"\",\"\",INDIRECT(\"'\"&$FH$10&$C24&\"'!AD285\")),\"―\"))","v":""},null,null,null,{"$f":"IF($C24=\"\",\"\",IFERROR(IF(INDIRECT(\"'\"&$FH$10&$C24&\"'!AH285\")=\"\",\"\",INDIRECT(\"'\"&$FH$10&$C24&\"'!AH285\")),\"―\"))","v":""},null,null,null,{"$f":"IF($C24=\"\",\"\",IFERROR(IF(INDIRECT(\"'\"&$FH$10&$C24&\"'!B294\")=\"\",\"\",INDIRECT(\"'\"&$FH$10&$C24&\"'!B294\")),\"―\"))","v":""},null,null,{"$f":"IF($C24=\"\",\"\",IFERROR(IF(INDIRECT(\"'\"&$FH$10&$C24&\"'!E294\")=\"\",\"\",INDIRECT(\"'\"&$FH$10&$C24&\"'!E294\")),\"―\"))","v":""},null,null,null,{"$f":"IF($C24=\"\",\"\",IFERROR(IF(INDIRECT(\"'\"&$FH$10&$C24&\"'!I294\")=\"\",\"\",INDIRECT(\"'\"&$FH$10&$C24&\"'!I294\")),\"―\"))","v":""},null,null,null,null,{"$f":"IFERROR(IF(AY24/AY25<0,\"---\",AY24/AY25),\"---\")","v":"---"},null,null,{"$f":"IF($C24=\"\",\"\",IFERROR(IF(INDIRECT(\"'\"&$FH$10&$C24&\"'!R294\")=\"\",\"\",INDIRECT(\"'\"&$FH$10&$C24&\"'!R294\")),\"―\"))","v":""},null,null,null,{"$f":"IF($C24=\"\",\"\",IFERROR(IF(INDIRECT(\"'\"&$FH$10&$C24&\"'!V294\")=\"\",\"\",INDIRECT(\"'\"&$FH$10&$C24&\"'!V294\")),\"―\"))","v":""},null,null,null,{"$f":"IF($C24=\"\",\"\",IFERROR(IF(INDIRECT(\"'\"&$FH$10&$C24&\"'!Z294\")=\"\",\"\",INDIRECT(\"'\"&$FH$10&$C24&\"'!Z294\")),\"―\"))","v":""},null,null,null,{"$f":"IF($C24=\"\",\"\",IFERROR(IF(INDIRECT(\"'\"&$FH$10&$C24&\"'!AD294\")=\"\",\"\",INDIRECT(\"'\"&$FH$10&$C24&\"'!AD294\")),\"―\"))","v":""},null,null,null,{"$f":"IF($C24=\"\",\"\",IFERROR(IF(INDIRECT(\"'\"&$FH$10&$C24&\"'!AH294\")=\"\",\"\",INDIRECT(\"'\"&$FH$10&$C24&\"'!AH294\")),\"―\"))","v":""},null,null,null,null,null,null,null,4,"部分更新・ 機能付加",null,null,null,"曝気ブロアのインバーター化",null,null,null,null,null,null,null,1000,null,null,null,null,1.2,null,null,"",null,null,null,1000,null,null,null,"",null,null,null,"",null,null,null,"",null,null,null,"予定なし",null,null,"自己資金",null,null,null,1000,null,null,null,null,1.2,null,null,"",null,null,null,1000,null,null,null,"",null,null,null,"",null,null,null,""]
[null,null,null,null,null,null,null,null,null,null,null,null,null,null,null,{"$f":"IF($C24=\"\",\"\",IFERROR(IF(INDIRECT(\"'\"&$FH$10&$C24&\"'!J79\")=\"\",\"\",INDIRECT(\"'\"&$FH$10&$C24&\"'!J79\")),\"―\"))","v":""},null,null,null,null,null,null,null,{"$f":"IF($C24=\"\",\"\",IFERROR(IF(INDIRECT(\"'\"&$FH$10&$C24&\"'!R287\")=\"\",\"\",INDIRECT(\"'\"&$FH$10&$C24&\"'!R287\")),\"―\"))","v":""},null,null,null,{"$f":"IF($C24=\"\",\"\",IFERROR(IF(INDIRECT(\"'\"&$FH$10&$C24&\"'!V287\")=\"\",\"\",INDIRECT(\"'\"&$FH$10&$C24&\"'!V287\")),\"―\"))","v":""},null,null,null,{"$f":"IF($C24=\"\",\"\",IFERROR(IF(INDIRECT(\"'\"&$FH$10&$C24&\"'!Z287\")=\"\",\"\",INDIRECT(\"'\"&$FH$10&$C24&\"'!Z287\")),\"―\"))","v":""},null,null,null,{"$f":"IF($C24=\"\",\"\",IFERROR(IF(INDIRECT(\"'\"&$FH$10&$C24&\"'!AD287\")=\"\",\"\",INDIRECT(\"'\"&$FH$10&$C24&\"'!AD287\")),\"―\"))","v":""},null,null,null,{"$f":"IF($C24=\"\",\"\",IFERROR(IF(INDIRECT(\"'\"&$FH$10&$C24&\"'!AH287\")=\"\",\"\",INDIRECT(\"'\"&$FH$10&$C24&\"'!AH287\")),\"―\"))","v":""},null,null,null,null,null,null,null,null,null,null,{"$f":"P25","v":""},null,null,null,null,null,null,null,{"$f":"IF(X25=\"\",\"\",X25)","v":""},null,null,null,{"$f":"IF(AB25=\"\",\"\",AB25)","v":""},null,null,null,{"$f":"IF(AF25=\"\",\"\",AF25)","v":""},null,null,null,{"$f":"IF(AJ25=\"\",\"\",AJ25)","v":""},null,null,null,{"$f":"IF(AN25=\"\",\"\",AN25)","v":""},null,null,null,null,null,null,null,null,null,null,null,null,null,null,null,null,null,null,null,null,792,null,null,null,null,null,null,null,"",null,null,null,792,null,null,null,792,null,null,null,792,null,null,null,792,null,null,null,null,null,null,null,null,null,null,792,null,null,null,null,null,null,null,"",null,null,null,792,null,null,null,792,null,null,null,792,null,null,null,792]
[null,null,{"$f":"IF('511脱炭素化計画'!C31=\"\",\"\",'511脱炭素化計画'!C31)","v":""},{"$f":"IF($C26=\"\",\"\",IFERROR(IF(INDIRECT(\"'\"&$FH$10&$C26&\"'!C9\")=\"\",\"\",INDIRECT(\"'\"&$FH$10&$C26&\"'!C9\")),\"―\"))","v":""},null,null,null,{"$f":"IF($C26=\"\",\"\",IFERROR(IF(INDIRECT(\"'\"&$FH$10&$C26&\"'!G9\")=\"\",\"\",INDIRECT(\"'\"&$FH$10&$C26&\"'!G9\")),\"―\"))","v":""},null,null,null,null,null,null,null,{"$f":"IF($C26=\"\",\"\",IFERROR(IF(INDIRECT(\"'\"&$FH$10&$C26&\"'!AD75\")=\"\",\"\",INDIRECT(\"'\"&$FH$10&$C26&\"'!AD75\")),\"―\"))","v":""},null,null,null,null,{"$f":"IFERROR(IF(P26/P27<0,\"---\",P26/P27),\"---\")","v":"---"},null,null,{"$f":"IF($C26=\"\",\"\",IFERROR(IF(INDIRECT(\"'\"&$FH$10&$C26&\"'!R285\")=\"\",\"\",INDIRECT(\"'\"&$FH$10&$C26&\"'!R285\")),\"―\"))","v":""},null,null,null,{"$f":"IF($C26=\"\",\"\",IFERROR(IF(INDIRECT(\"'\"&$FH$10&$C26&\"'!V285\")=\"\",\"\",INDIRECT(\"'\"&$FH$10&$C26&\"'!V285\")),\"―\"))","v":""},null,null,null,{"$f":"IF($C26=\"\",\"\",IFERROR(IF(INDIRECT(\"'\"&$FH$10&$C26&\"'!Z285\")=\"\",\"\",INDIRECT(\"'\"&$FH$10&$C26&\"'!Z285\")),\"―\"))","v":""},null,null,null,{"$f":"IF($C26=\"\",\"\",IFERROR(IF(INDIRECT(\"'\"&$FH$10&$C26&\"'!AD285\")=\"\",\"\",INDIRECT(\"'\"&$FH$10&$C26&\"'!AD285\")),\"―\"))","v":""},null,null,null,{"$f":"IF($C26=\"\",\"\",IFERROR(IF(INDIRECT(\"'\"&$FH$10&$C26&\"'!AH285\")=\"\",\"\",INDIRECT(\"'\"&$FH$10&$C26&\"'!AH285\")),\"―\"))","v":""},null,null,null,{"$f":"IF($C26=\"\",\"\",IFERROR(IF(INDIRECT(\"'\"&$FH$10&$C26&\"'!B294\")=\"\",\"\",INDIRECT(\"'\"&$FH$10&$C26&\"'!B294\")),\"―\"))","v":""},null,null,{"$f":"IF($C26=\"\",\"\",IFERROR(IF(INDIRECT(\"'\"&$FH$10&$C26&\"'!E294\")=\"\",\"\",INDIRECT(\"'\"&$FH$10&$C26&\"'!E294\")),\"―\"))","v":""},null,null,null,{"$f":"IF($C26=\"\",\"\",IFERROR(IF(INDIRECT(\"'\"&$FH$10&$C26&\"'!I294\")=\"\",\"\",INDIRECT(\"'\"&$FH$10&$C26&\"'!I294\")),\"―\"))","v":""},null,null,null,null,{"$f":"IFERROR(IF(AY26/AY27<0,\"---\",AY26/AY27),\"---\")","v":"---"},null,null,{"$f":"IF($C26=\"\",\"\",IFERROR(IF(INDIRECT(\"'\"&$FH$10&$C26&\"'!R294\")=\"\",\"\",INDIRECT(\"'\"&$FH$10&$C26&\"'!R294\")),\"―\"))","v":""},null,null,null,{"$f":"IF($C26=\"\",\"\",IFERROR(IF(INDIRECT(\"'\"&$FH$10&$C26&\"'!V294\")=\"\",\"\",INDIRECT(\"'\"&$FH$10&$C26&\"'!V294\")),\"―\"))","v":""},null,null,null,{"$f":"IF($C26=\"\",\"\",IFERROR(IF(INDIRECT(\"'\"&$FH$10&$C26&\"'!Z294\")=\"\",\"\",INDIRECT(\"'\"&$FH$10&$C26&\"'!Z294\")),\"―\"))","v":""},null,null,null,{"$f":"IF($C26=\"\",\"\",IFERROR(IF(INDIRECT(\"'\"&$FH$10&$C26&\"'!AD294\")=\"\",\"\",INDIRECT(\"'\"&$FH$10&$C26&\"'!AD294\")),\"―\"))","v":""},null,null,null,{"$f":"IF($C26=\"\",\"\",IFERROR(IF(INDIRECT(\"'\"&$FH$10&$C26&\"'!AH294\")=\"\",\"\",INDIRECT(\"'\"&$FH$10&$C26&\"'!AH294\")),\"―\"))","v":""},null,null,null,null,null,null,null,5,"運用改善",null,null,null,"空調設定温度の緩和",null,null,null,null,null,null,null,0,null,null,null,null,0,null,null,"",null,null,null,"",null,null,null,"",null,null,null,"",null,null,null,"",null,null,null,"予定なし",null,null,"",null,null,null,0,null,null,null,null,0,null,null,"",null,null,null,"",null,null,null,"",null,null,null,"",null,null,null,""]
[null,null,null,null,null,null,null,null,null,null,null,null,null,null,null,{"$f":"IF($C26=\"\",\"\",IFERROR(IF(INDIRECT(\"'\"&$FH$10&$C26&\"'!J79\")=\"\",\"\",INDIRECT(\"'\"&$FH$10&$C26&\"'!J79\")),\"―\"))","v":""},null,null,null,null,null,null,null,{"$f":"IF($C26=\"\",\"\",IFERROR(IF(INDIRECT(\"'\"&$FH$10&$C26&\"'!R287\")=\"\",\"\",INDIRECT(\"'\"&$FH$10&$C26&\"'!R287\")),\"―\"))","v":""},null,null,null,{"$f":"IF($C26=\"\",\"\",IFERROR(IF(INDIRECT(\"'\"&$FH$10&$C26&\"'!V287\")=\"\",\"\",INDIRECT(\"'\"&$FH$10&$C26&\"'!V287\")),\"―\"))","v":""},null,null,null,{"$f":"IF($C26=\"\",\"\",IFERROR(IF(INDIRECT(\"'\"&$FH$10&$C26&\"'!Z287\")=\"\",\"\",INDIRECT(\"'\"&$FH$10&$C26&\"'!Z287\")),\"―\"))","v":""},null,null,null,{"$f":"IF($C26=\"\",\"\",IFERROR(IF(INDIRECT(\"'\"&$FH$10&$C26&\"'!AD287\")=\"\",\"\",INDIRECT(\"'\"&$FH$10&$C26&\"'!AD287\")),\"―\"))","v":""},null,null,null,{"$f":"IF($C26=\"\",\"\",IFERROR(IF(INDIRECT(\"'\"&$FH$10&$C26&\"'!AH287\")=\"\",\"\",INDIRECT(\"'\"&$FH$10&$C26&\"'!AH287\")),\"―\"))","v":""},null,null,null,null,null,null,null,null,null,null,{"$f":"P27","v":""},null,null,null,null,null,null,null,{"$f":"IF(X27=\"\",\"\",X27)","v":""},null,null,null,{"$f":"IF(AB27=\"\",\"\",AB27)","v":""},null,null,null,{"$f":"IF(AF27=\"\",\"\",AF27)","v":""},null,null,null,{"$f":"IF(AJ27=\"\",\"\",AJ27)","v":""},null,null,null,{"$f":"IF(AN27=\"\",\"\",AN27)","v":""},null,null,null,null,null,null,null,null,null,null,null,null,null,null,null,null,null,null,null,null,228,null,null,null,null,null,null,null,"",null,null,null,228,null,null,null,228,null,null,null,228,null,null,null,228,null,null,null,null,null,null,null,null,null,null,228,null,null,null,null,null,null,null,"",null,null,null,228,null,null,null,228,null,null,null,228,null,null,null,228]
[null,null,{"$f":"IF('511脱炭素化計画'!C32=\"\",\"\",'511脱炭素化計画'!C32)","v":""},{"$f":"IF($C28=\"\",\"\",IFERROR(IF(INDIRECT(\"'\"&$FH$10&$C28&\"'!C9\")=\"\",\"\",INDIRECT(\"'\"&$FH$10&$C28&\"'!C9\")),\"―\"))","v":""},null,null,null,{"$f":"IF($C28=\"\",\"\",IFERROR(IF(INDIRECT(\"'\"&$FH$10&$C28&\"'!G9\")=\"\",\"\",INDIRECT(\"'\"&$FH$10&$C28&\"'!G9\")),\"―\"))","v":""},null,null,null,null,null,null,null,{"$f":"IF($C28=\"\",\"\",IFERROR(IF(INDIRECT(\"'\"&$FH$10&$C28&\"'!AD75\")=\"\",\"\",INDIRECT(\"'\"&$FH$10&$C28&\"'!AD75\")),\"―\"))","v":""},null,null,null,null,{"$f":"IFERROR(IF(P28/P29<0,\"---\",P28/P29),\"---\")","v":"---"},null,null,{"$f":"IF($C28=\"\",\"\",IFERROR(IF(INDIRECT(\"'\"&$FH$10&$C28&\"'!R285\")=\"\",\"\",INDIRECT(\"'\"&$FH$10&$C28&\"'!R285\")),\"―\"))","v":""},null,null,null,{"$f":"IF($C28=\"\",\"\",IFERROR(IF(INDIRECT(\"'\"&$FH$10&$C28&\"'!V285\")=\"\",\"\",INDIRECT(\"'\"&$FH$10&$C28&\"'!V285\")),\"―\"))","v":""},null,null,null,{"$f":"IF($C28=\"\",\"\",IFERROR(IF(INDIRECT(\"'\"&$FH$10&$C28&\"'!Z285\")=\"\",\"\",INDIRECT(\"'\"&$FH$10&$C28&\"'!Z285\")),\"―\"))","v":""},null,null,null,{"$f":"IF($C28=\"\",\"\",IFERROR(IF(INDIRECT(\"'\"&$FH$10&$C28&\"'!AD285\")=\"\",\"\",INDIRECT(\"'\"&$FH$10&$C28&\"'!AD285\")),\"―\"))","v":""},null,null,null,{"$f":"IF($C28=\"\",\"\",IFERROR(IF(INDIRECT(\"'\"&$FH$10&$C28&\"'!AH285\")=\"\",\"\",INDIRECT(\"'\"&$FH$10&$C28&\"'!AH285\")),\"―\"))","v":""},null,null,null,{"$f":"IF($C28=\"\",\"\",IFERROR(IF(INDIRECT(\"'\"&$FH$10&$C28&\"'!B294\")=\"\",\"\",INDIRECT(\"'\"&$FH$10&$C28&\"'!B294\")),\"―\"))","v":""},null,null,{"$f":"IF($C28=\"\",\"\",IFERROR(IF(INDIRECT(\"'\"&$FH$10&$C28&\"'!E294\")=\"\",\"\",INDIRECT(\"'\"&$FH$10&$C28&\"'!E294\")),\"―\"))","v":""},null,null,null,{"$f":"IF($C28=\"\",\"\",IFERROR(IF(INDIRECT(\"'\"&$FH$10&$C28&\"'!I294\")=\"\",\"\",INDIRECT(\"'\"&$FH$10&$C28&\"'!I294\")),\"―\"))","v":""},null,null,null,null,{"$f":"IFERROR(IF(AY28/AY29<0,\"---\",AY28/AY29),\"---\")","v":"---"},null,null,{"$f":"IF($C28=\"\",\"\",IFERROR(IF(INDIRECT(\"'\"&$FH$10&$C28&\"'!R294\")=\"\",\"\",INDIRECT(\"'\"&$FH$10&$C28&\"'!R294\")),\"―\"))","v":""},null,null,null,{"$f":"IF($C28=\"\",\"\",IFERROR(IF(INDIRECT(\"'\"&$FH$10&$C28&\"'!V294\")=\"\",\"\",INDIRECT(\"'\"&$FH$10&$C28&\"'!V294\")),\"―\"))","v":""},null,null,null,{"$f":"IF($C28=\"\",\"\",IFERROR(IF(INDIRECT(\"'\"&$FH$10&$C28&\"'!Z294\")=\"\",\"\",INDIRECT(\"'\"&$FH$10&$C28&\"'!Z294\")),\"―\"))","v":""},null,null,null,{"$f":"IF($C28=\"\",\"\",IFERROR(IF(INDIRECT(\"'\"&$FH$10&$C28&\"'!AD294\")=\"\",\"\",INDIRECT(\"'\"&$FH$10&$C28&\"'!AD294\")),\"―\"))","v":""},null,null,null,{"$f":"IF($C28=\"\",\"\",IFERROR(IF(INDIRECT(\"'\"&$FH$10&$C28&\"'!AH294\")=\"\",\"\",INDIRECT(\"'\"&$FH$10&$C28&\"'!AH294\")),\"―\"))","v":""}]
[null,null,null,null,null,null,null,null,null,null,null,null,null,null,null,{"$f":"IF($C28=\"\",\"\",IFERROR(IF(INDIRECT(\"'\"&$FH$10&$C28&\"'!J79\")=\"\",\"\",INDIRECT(\"'\"&$FH$10&$C28&\"'!J79\")),\"―\"))","v":""},null,null,null,null,null,null,null,{"$f":"IF($C28=\"\",\"\",IFERROR(IF(INDIRECT(\"'\"&$FH$10&$C28&\"'!R287\")=\"\",\"\",INDIRECT(\"'\"&$FH$10&$C28&\"'!R287\")),\"―\"))","v":""},null,null,null,{"$f":"IF($C28=\"\",\"\",IFERROR(IF(INDIRECT(\"'\"&$FH$10&$C28&\"'!V287\")=\"\",\"\",INDIRECT(\"'\"&$FH$10&$C28&\"'!V287\")),\"―\"))","v":""},null,null,null,{"$f":"IF($C28=\"\",\"\",IFERROR(IF(INDIRECT(\"'\"&$FH$10&$C28&\"'!Z287\")=\"\",\"\",INDIRECT(\"'\"&$FH$10&$C28&\"'!Z287\")),\"―\"))","v":""},null,null,null,{"$f":"IF($C28=\"\",\"\",IFERROR(IF(INDIRECT(\"'\"&$FH$10&$C28&\"'!AD287\")=\"\",\"\",INDIRECT(\"'\"&$FH$10&$C28&\"'!AD287\")),\"―\"))","v":""},null,null,null,{"$f":"IF($C28=\"\",\"\",IFERROR(IF(INDIRECT(\"'\"&$FH$10&$C28&\"'!AH287\")=\"\",\"\",INDIRECT(\"'\"&$FH$10&$C28&\"'!AH287\")),\"―\"))","v":""},null,null,null,null,null,null,null,null,null,null,{"$f":"P29","v":""},null,null,null,null,null,null,null,{"$f":"IF(X29=\"\",\"\",X29)","v":""},null,null,null,{"$f":"IF(AB29=\"\",\"\",AB29)","v":""},null,null,null,{"$f":"IF(AF29=\"\",\"\",AF29)","v":""},null,null,null,{"$f":"IF(AJ29=\"\",\"\",AJ29)","v":""},null,null,null,{"$f":"IF(AN29=\"\",\"\",AN29)","v":""}]
[null,null,{"$f":"IF('511脱炭素化計画'!C33=\"\",\"\",'511脱炭素化計画'!C33)","v":""},{"$f":"IF($C30=\"\",\"\",IFERROR(IF(INDIRECT(\"'\"&$FH$10&$C30&\"'!C9\")=\"\",\"\",INDIRECT(\"'\"&$FH$10&$C30&\"'!C9\")),\"―\"))","v":""},null,null,null,{"$f":"IF($C30=\"\",\"\",IFERROR(IF(INDIRECT(\"'\"&$FH$10&$C30&\"'!G9\")=\"\",\"\",INDIRECT(\"'\"&$FH$10&$C30&\"'!G9\")),\"―\"))","v":""},null,null,null,null,null,null,null,{"$f":"IF($C30=\"\",\"\",IFERROR(IF(INDIRECT(\"'\"&$FH$10&$C30&\"'!AD75\")=\"\",\"\",INDIRECT(\"'\"&$FH$10&$C30&\"'!AD75\")),\"―\"))","v":""},null,null,null,null,{"$f":"IFERROR(IF(P30/P31<0,\"---\",P30/P31),\"---\")","v":"---"},null,null,{"$f":"IF($C30=\"\",\"\",IFERROR(IF(INDIRECT(\"'\"&$FH$10&$C30&\"'!R285\")=\"\",\"\",INDIRECT(\"'\"&$FH$10&$C30&\"'!R285\")),\"―\"))","v":""},null,null,null,{"$f":"IF($C30=\"\",\"\",IFERROR(IF(INDIRECT(\"'\"&$FH$10&$C30&\"'!V285\")=\"\",\"\",INDIRECT(\"'\"&$FH$10&$C30&\"'!V285\")),\"―\"))","v":""},null,null,null,{"$f":"IF($C30=\"\",\"\",IFERROR(IF(INDIRECT(\"'\"&$FH$10&$C30&\"'!Z285\")=\"\",\"\",INDIRECT(\"'\"&$FH$10&$C30&\"'!Z285\")),\"―\"))","v":""},null,null,null,{"$f":"IF($C30=\"\",\"\",IFERROR(IF(INDIRECT(\"'\"&$FH$10&$C30&\"'!AD285\")=\"\",\"\",INDIRECT(\"'\"&$FH$10&$C30&\"'!AD285\")),\"―\"))","v":""},null,null,null,{"$f":"IF($C30=\"\",\"\",IFERROR(IF(INDIRECT(\"'\"&$FH$10&$C30&\"'!AH285\")=\"\",\"\",INDIRECT(\"'\"&$FH$10&$C30&\"'!AH285\")),\"―\"))","v":""},null,null,null,{"$f":"IF($C30=\"\",\"\",IFERROR(IF(INDIRECT(\"'\"&$FH$10&$C30&\"'!B294\")=\"\",\"\",INDIRECT(\"'\"&$FH$10&$C30&\"'!B294\")),\"―\"))","v":""},null,null,{"$f":"IF($C30=\"\",\"\",IFERROR(IF(INDIRECT(\"'\"&$FH$10&$C30&\"'!E294\")=\"\",\"\",INDIRECT(\"'\"&$FH$10&$C30&\"'!E294\")),\"―\"))","v":""},null,null,null,{"$f":"IF($C30=\"\",\"\",IFERROR(IF(INDIRECT(\"'\"&$FH$10&$C30&\"'!I294\")=\"\",\"\",INDIRECT(\"'\"&$FH$10&$C30&\"'!I294\")),\"―\"))","v":""},null,null,null,null,{"$f":"IFERROR(IF(AY30/AY31<0,\"---\",AY30/AY31),\"---\")","v":"---"},null,null,{"$f":"IF($C30=\"\",\"\",IFERROR(IF(INDIRECT(\"'\"&$FH$10&$C30&\"'!R294\")=\"\",\"\",INDIRECT(\"'\"&$FH$10&$C30&\"'!R294\")),\"―\"))","v":""},null,null,null,{"$f":"IF($C30=\"\",\"\",IFERROR(IF(INDIRECT(\"'\"&$FH$10&$C30&\"'!V294\")=\"\",\"\",INDIRECT(\"'\"&$FH$10&$C30&\"'!V294\")),\"―\"))","v":""},null,null,null,{"$f":"IF($C30=\"\",\"\",IFERROR(IF(INDIRECT(\"'\"&$FH$10&$C30&\"'!Z294\")=\"\",\"\",INDIRECT(\"'\"&$FH$10&$C30&\"'!Z294\")),\"―\"))","v":""},null,null,null,{"$f":"IF($C30=\"\",\"\",IFERROR(IF(INDIRECT(\"'\"&$FH$10&$C30&\"'!AD294\")=\"\",\"\",INDIRECT(\"'\"&$FH$10&$C30&\"'!AD294\")),\"―\"))","v":""},null,null,null,{"$f":"IF($C30=\"\",\"\",IFERROR(IF(INDIRECT(\"'\"&$FH$10&$C30&\"'!AH294\")=\"\",\"\",INDIRECT(\"'\"&$FH$10&$C30&\"'!AH294\")),\"―\"))","v":""},null,null,null,null,null,null,null,null,null,null,null,null,null,null,null,null,null,null,null,null,null,null,null,null,null,null,null,null,"",null,null,null,"",null,null,null,"",null,null,null,"",null,null,null,null,null,null,null,null,null,null,null,null,null,null,"",null,null,null,null,"---",null,null,"",null,null,null,"",null,null,null,"",null,null,null,"",null,null,null,""]
[null,null,null,null,null,null,null,null,null,null,null,null,null,null,null,{"$f":"IF($C30=\"\",\"\",IFERROR(IF(INDIRECT(\"'\"&$FH$10&$C30&\"'!J79\")=\"\",\"\",INDIRECT(\"'\"&$FH$10&$C30&\"'!J79\")),\"―\"))","v":""},null,null,null,null,null,null,null,{"$f":"IF($C30=\"\",\"\",IFERROR(IF(INDIRECT(\"'\"&$FH$10&$C30&\"'!R287\")=\"\",\"\",INDIRECT(\"'\"&$FH$10&$C30&\"'!R287\")),\"―\"))","v":""},null,null,null,{"$f":"IF($C30=\"\",\"\",IFERROR(IF(INDIRECT(\"'\"&$FH$10&$C30&\"'!V287\")=\"\",\"\",INDIRECT(\"'\"&$FH$10&$C30&\"'!V287\")),\"―\"))","v":""},null,null,null,{"$f":"IF($C30=\"\",\"\",IFERROR(IF(INDIRECT(\"'\"&$FH$10&$C30&\"'!Z287\")=\"\",\"\",INDIRECT(\"'\"&$FH$10&$C30&\"'!Z287\")),\"―\"))","v":""},null,null,null,{"$f":"IF($C30=\"\",\"\",IFERROR(IF(INDIRECT(\"'\"&$FH$10&$C30&\"'!AD287\")=\"\",\"\",INDIRECT(\"'\"&$FH$10&$C30&\"'!AD287\")),\"―\"))","v":""},null,null,null,{"$f":"IF($C30=\"\",\"\",IFERROR(IF(INDIRECT(\"'\"&$FH$10&$C30&\"'!AH287\")=\"\",\"\",INDIRECT(\"'\"&$FH$10&$C30&\"'!AH287\")),\"―\"))","v":""},null,null,null,null,null,null,null,null,null,null,{"$f":"P31","v":""},null,null,null,null,null,null,null,{"$f":"IF(X31=\"\",\"\",X31)","v":""},null,null,null,{"$f":"IF(AB31=\"\",\"\",AB31)","v":""},null,null,null,{"$f":"IF(AF31=\"\",\"\",AF31)","v":""},null,null,null,{"$f":"IF(AJ31=\"\",\"\",AJ31)","v":""},null,null,null,{"$f":"IF(AN31=\"\",\"\",AN31)","v":""},null,null,null,null,null,null,null,null,null,null,null,null,null,null,null,null,null,null,null,null,null,null,null,null,null,null,null,null,"",null,null,null,"",null,null,null,"",null,null,null,"",null,null,null,"",null,null,null,null,null,null,null,null,null,null,"",null,null,null,null,null,null,null,"",null,null,null,"",null,null,null,"",null,null,null,"",null,null,null,""]
[null,"脱炭素化：燃料低炭素化または電化、太陽光発電等の再生可能エネルギー利用など",null,null,null,null,null,null,null,null,null,null,null,null,null,null,null,null,null,null,null,null,null,null,null,null,null,null,null,null,null,null,null,null,null,null,null,null,null,null,null,null,null,null,null,null,null,null,null,null,null,null,null,null,null,null,null,null,null,null,null,null,null,null,null,null,null,null,null,null,null,null,null,null,null,null,null,null,null,null,null,"脱炭素化：燃料低炭素化または電化、太陽光発電等の再生可能エネルギー利用など"]
[null,null,{"$f":"IF('511脱炭素化計画'!C35=\"\",\"\",'511脱炭素化計画'!C35)","v":""},{"$f":"IF($C33=\"\",\"\",IFERROR(IF(INDIRECT(\"'\"&$FH$10&$C33&\"'!C9\")=\"\",\"\",INDIRECT(\"'\"&$FH$10&$C33&\"'!C9\")),\"―\"))","v":""},null,null,null,{"$f":"IF($C33=\"\",\"\",IFERROR(IF(INDIRECT(\"'\"&$FH$10&$C33&\"'!G9\")=\"\",\"\",INDIRECT(\"'\"&$FH$10&$C33&\"'!G9\")),\"―\"))","v":""},null,null,null,null,null,null,null,{"$f":"IF($C33=\"\",\"\",IFERROR(IF(INDIRECT(\"'\"&$FH$10&$C33&\"'!AD75\")=\"\",\"\",INDIRECT(\"'\"&$FH$10&$C33&\"'!AD75\")),\"―\"))","v":""},null,null,null,null,{"$f":"IFERROR(IF(P33/P34<0,\"---\",P33/P34),\"---\")","v":"---"},null,null,{"$f":"IF($C33=\"\",\"\",IFERROR(IF(INDIRECT(\"'\"&$FH$10&$C33&\"'!R285\")=\"\",\"\",INDIRECT(\"'\"&$FH$10&$C33&\"'!R285\")),\"―\"))","v":""},null,null,null,{"$f":"IF($C33=\"\",\"\",IFERROR(IF(INDIRECT(\"'\"&$FH$10&$C33&\"'!V285\")=\"\",\"\",INDIRECT(\"'\"&$FH$10&$C33&\"'!V285\")),\"―\"))","v":""},null,null,null,{"$f":"IF($C33=\"\",\"\",IFERROR(IF(INDIRECT(\"'\"&$FH$10&$C33&\"'!Z285\")=\"\",\"\",INDIRECT(\"'\"&$FH$10&$C33&\"'!Z285\")),\"―\"))","v":""},null,null,null,{"$f":"IF($C33=\"\",\"\",IFERROR(IF(INDIRECT(\"'\"&$FH$10&$C33&\"'!AD285\")=\"\",\"\",INDIRECT(\"'\"&$FH$10&$C33&\"'!AD285\")),\"―\"))","v":""},null,null,null,{"$f":"IF($C33=\"\",\"\",IFERROR(IF(INDIRECT(\"'\"&$FH$10&$C33&\"'!AH285\")=\"\",\"\",INDIRECT(\"'\"&$FH$10&$C33&\"'!AH285\")),\"―\"))","v":""},null,null,null,{"$f":"IF($C33=\"\",\"\",IFERROR(IF(INDIRECT(\"'\"&$FH$10&$C33&\"'!B294\")=\"\",\"\",INDIRECT(\"'\"&$FH$10&$C33&\"'!B294\")),\"―\"))","v":""},null,null,{"$f":"IF($C33=\"\",\"\",IFERROR(IF(INDIRECT(\"'\"&$FH$10&$C33&\"'!E294\")=\"\",\"\",INDIRECT(\"'\"&$FH$10&$C33&\"'!E294\")),\"―\"))","v":""},null,null,null,{"$f":"IF($C33=\"\",\"\",IFERROR(IF(INDIRECT(\"'\"&$FH$10&$C33&\"'!I294\")=\"\",\"\",INDIRECT(\"'\"&$FH$10&$C33&\"'!I294\")),\"―\"))","v":""},null,null,null,null,{"$f":"IFERROR(IF(AY33/AY34<0,\"---\",AY33/AY34),\"---\")","v":"---"},null,null,{"$f":"IF($C33=\"\",\"\",IFERROR(IF(INDIRECT(\"'\"&$FH$10&$C33&\"'!R294\")=\"\",\"\",INDIRECT(\"'\"&$FH$10&$C33&\"'!R294\")),\"―\"))","v":""},null,null,null,{"$f":"IF($C33=\"\",\"\",IFERROR(IF(INDIRECT(\"'\"&$FH$10&$C33&\"'!V294\")=\"\",\"\",INDIRECT(\"'\"&$FH$10&$C33&\"'!V294\")),\"―\"))","v":""},null,null,null,{"$f":"IF($C33=\"\",\"\",IFERROR(IF(INDIRECT(\"'\"&$FH$10&$C33&\"'!Z294\")=\"\",\"\",INDIRECT(\"'\"&$FH$10&$C33&\"'!Z294\")),\"―\"))","v":""},null,null,null,{"$f":"IF($C33=\"\",\"\",IFERROR(IF(INDIRECT(\"'\"&$FH$10&$C33&\"'!AD294\")=\"\",\"\",INDIRECT(\"'\"&$FH$10&$C33&\"'!AD294\")),\"―\"))","v":""},null,null,null,{"$f":"IF($C33=\"\",\"\",IFERROR(IF(INDIRECT(\"'\"&$FH$10&$C33&\"'!AH294\")=\"\",\"\",INDIRECT(\"'\"&$FH$10&$C33&\"'!AH294\")),\"―\"))","v":""},null,null,null,null,null,null,null,6,"燃料転換",null,null,null,"ボイラーの燃料転換",null,null,null,null,null,null,null,3000,null,null,null,null,5,null,null,1500,null,null,null,1500,null,null,null,"",null,null,null,"",null,null,null,"",null,null,null,"国(SHIFT)",null,null,"金融機関からの借入金＆\n自己資金",null,null,null,2000,null,null,null,null,3.3,null,null,1000,null,null,null,1000,null,null,null,"",null,null,null,"",null,null,null,""]
[null,null,null,null,null,null,null,null,null,null,null,null,null,null,null,{"$f":"IF($C33=\"\",\"\",IFERROR(IF(INDIRECT(\"'\"&$FH$10&$C33&\"'!J79\")=\"\",\"\",INDIRECT(\"'\"&$FH$10&$C33&\"'!J79\")),\"―\"))","v":""},null,null,null,null,null,null,null,{"$f":"IF($C33=\"\",\"\",IFERROR(IF(INDIRECT(\"'\"&$FH$10&$C33&\"'!R287\")=\"\",\"\",INDIRECT(\"'\"&$FH$10&$C33&\"'!R287\")),\"―\"))","v":""},null,null,null,{"$f":"IF($C33=\"\",\"\",IFERROR(IF(INDIRECT(\"'\"&$FH$10&$C33&\"'!V287\")=\"\",\"\",INDIRECT(\"'\"&$FH$10&$C33&\"'!V287\")),\"―\"))","v":""},null,null,null,{"$f":"IF($C33=\"\",\"\",IFERROR(IF(INDIRECT(\"'\"&$FH$10&$C33&\"'!Z287\")=\"\",\"\",INDIRECT(\"'\"&$FH$10&$C33&\"'!Z287\")),\"―\"))","v":""},null,null,null,{"$f":"IF($C33=\"\",\"\",IFERROR(IF(INDIRECT(\"'\"&$FH$10&$C33&\"'!AD287\")=\"\",\"\",INDIRECT(\"'\"&$FH$10&$C33&\"'!AD287\")),\"―\"))","v":""},null,null,null,{"$f":"IF($C33=\"\",\"\",IFERROR(IF(INDIRECT(\"'\"&$FH$10&$C33&\"'!AH287\")=\"\",\"\",INDIRECT(\"'\"&$FH$10&$C33&\"'!AH287\")),\"―\"))","v":""},null,null,null,null,null,null,null,null,null,null,{"$f":"P34","v":""},null,null,null,null,null,null,null,{"$f":"IF(X34=\"\",\"\",X34)","v":""},null,null,null,{"$f":"IF(AB34=\"\",\"\",AB34)","v":""},null,null,null,{"$f":"IF(AF34=\"\",\"\",AF34)","v":""},null,null,null,{"$f":"IF(AJ34=\"\",\"\",AJ34)","v":""},null,null,null,{"$f":"IF(AN34=\"\",\"\",AN34)","v":""},null,null,null,null,null,null,null,null,null,null,null,null,null,null,null,null,null,null,null,null,600,null,null,null,null,null,null,null,"",null,null,null,600,null,null,null,600,null,null,null,600,null,null,null,600,null,null,null,null,null,null,null,null,null,null,600,null,null,null,null,null,null,null,"",null,null,null,600,null,null,null,600,null,null,null,600,null,null,null,600]
[null,null,{"$f":"IF('511脱炭素化計画'!C36=\"\",\"\",'511脱炭素化計画'!C36)","v":""},{"$f":"IF($C35=\"\",\"\",IFERROR(IF(INDIRECT(\"'\"&$FH$10&$C35&\"'!C9\")=\"\",\"\",INDIRECT(\"'\"&$FH$10&$C35&\"'!C9\")),\"―\"))","v":""},null,null,null,{"$f":"IF($C35=\"\",\"\",IFERROR(IF(INDIRECT(\"'\"&$FH$10&$C35&\"'!G9\")=\"\",\"\",INDIRECT(\"'\"&$FH$10&$C35&\"'!G9\")),\"―\"))","v":""},null,null,null,null,null,null,null,{"$f":"IF($C35=\"\",\"\",IFERROR(IF(INDIRECT(\"'\"&$FH$10&$C35&\"'!AD75\")=\"\",\"\",INDIRECT(\"'\"&$FH$10&$C35&\"'!AD75\")),\"―\"))","v":""},null,null,null,null,{"$f":"IFERROR(IF(P35/P36<0,\"---\",P35/P36),\"---\")","v":"---"},null,null,{"$f":"IF($C35=\"\",\"\",IFERROR(IF(INDIRECT(\"'\"&$FH$10&$C35&\"'!R285\")=\"\",\"\",INDIRECT(\"'\"&$FH$10&$C35&\"'!R285\")),\"―\"))","v":""},null,null,null,{"$f":"IF($C35=\"\",\"\",IFERROR(IF(INDIRECT(\"'\"&$FH$10&$C35&\"'!V285\")=\"\",\"\",INDIRECT(\"'\"&$FH$10&$C35&\"'!V285\")),\"―\"))","v":""},null,null,null,{"$f":"IF($C35=\"\",\"\",IFERROR(IF(INDIRECT(\"'\"&$FH$10&$C35&\"'!Z285\")=\"\",\"\",INDIRECT(\"'\"&$FH$10&$C35&\"'!Z285\")),\"―\"))","v":""},null,null,null,{"$f":"IF($C35=\"\",\"\",IFERROR(IF(INDIRECT(\"'\"&$FH$10&$C35&\"'!AD285\")=\"\",\"\",INDIRECT(\"'\"&$FH$10&$C35&\"'!AD285\")),\"―\"))","v":""},null,null,null,{"$f":"IF($C35=\"\",\"\",IFERROR(IF(INDIRECT(\"'\"&$FH$10&$C35&\"'!AH285\")=\"\",\"\",INDIRECT(\"'\"&$FH$10&$C35&\"'!AH285\")),\"―\"))","v":""},null,null,null,{"$f":"IF($C35=\"\",\"\",IFERROR(IF(INDIRECT(\"'\"&$FH$10&$C35&\"'!B294\")=\"\",\"\",INDIRECT(\"'\"&$FH$10&$C35&\"'!B294\")),\"―\"))","v":""},null,null,{"$f":"IF($C35=\"\",\"\",IFERROR(IF(INDIRECT(\"'\"&$FH$10&$C35&\"'!E294\")=\"\",\"\",INDIRECT(\"'\"&$FH$10&$C35&\"'!E294\")),\"―\"))","v":""},null,null,null,{"$f":"IF($C35=\"\",\"\",IFERROR(IF(INDIRECT(\"'\"&$FH$10&$C35&\"'!I294\")=\"\",\"\",INDIRECT(\"'\"&$FH$10&$C35&\"'!I294\")),\"―\"))","v":""},null,null,null,null,{"$f":"IFERROR(IF(AY35/AY36<0,\"---\",AY35/AY36),\"---\")","v":"---"},null,null,{"$f":"IF($C35=\"\",\"\",IFERROR(IF(INDIRECT(\"'\"&$FH$10&$C35&\"'!R294\")=\"\",\"\",INDIRECT(\"'\"&$FH$10&$C35&\"'!R294\")),\"―\"))","v":""},null,null,null,{"$f":"IF($C35=\"\",\"\",IFERROR(IF(INDIRECT(\"'\"&$FH$10&$C35&\"'!V294\")=\"\",\"\",INDIRECT(\"'\"&$FH$10&$C35&\"'!V294\")),\"―\"))","v":""},null,null,null,{"$f":"IF($C35=\"\",\"\",IFERROR(IF(INDIRECT(\"'\"&$FH$10&$C35&\"'!Z294\")=\"\",\"\",INDIRECT(\"'\"&$FH$10&$C35&\"'!Z294\")),\"―\"))","v":""},null,null,null,{"$f":"IF($C35=\"\",\"\",IFERROR(IF(INDIRECT(\"'\"&$FH$10&$C35&\"'!AD294\")=\"\",\"\",INDIRECT(\"'\"&$FH$10&$C35&\"'!AD294\")),\"―\"))","v":""},null,null,null,{"$f":"IF($C35=\"\",\"\",IFERROR(IF(INDIRECT(\"'\"&$FH$10&$C35&\"'!AH294\")=\"\",\"\",INDIRECT(\"'\"&$FH$10&$C35&\"'!AH294\")),\"―\"))","v":""},null,null,null,null,null,null,null,7,"電力低炭素化",null,null,null,"太陽光発電システムの設置",null,null,null,null,null,null,null,30000,null,null,null,null,9.4,null,null,"",null,null,null,"",null,null,null,30000,null,null,null,"",null,null,null,"",null,null,null,"地方\n自治体",null,null,"自己資金",null,null,null,20000,null,null,null,null,6.3,null,null,"",null,null,null,"",null,null,null,20000,null,null,null,"",null,null,null,""]
[null,null,null,null,null,null,null,null,null,null,null,null,null,null,null,{"$f":"IF($C35=\"\",\"\",IFERROR(IF(INDIRECT(\"'\"&$FH$10&$C35&\"'!J79\")=\"\",\"\",INDIRECT(\"'\"&$FH$10&$C35&\"'!J79\")),\"―\"))","v":""},null,null,null,null,null,null,null,{"$f":"IF($C35=\"\",\"\",IFERROR(IF(INDIRECT(\"'\"&$FH$10&$C35&\"'!R287\")=\"\",\"\",INDIRECT(\"'\"&$FH$10&$C35&\"'!R287\")),\"―\"))","v":""},null,null,null,{"$f":"IF($C35=\"\",\"\",IFERROR(IF(INDIRECT(\"'\"&$FH$10&$C35&\"'!V287\")=\"\",\"\",INDIRECT(\"'\"&$FH$10&$C35&\"'!V287\")),\"―\"))","v":""},null,null,null,{"$f":"IF($C35=\"\",\"\",IFERROR(IF(INDIRECT(\"'\"&$FH$10&$C35&\"'!Z287\")=\"\",\"\",INDIRECT(\"'\"&$FH$10&$C35&\"'!Z287\")),\"―\"))","v":""},null,null,null,{"$f":"IF($C35=\"\",\"\",IFERROR(IF(INDIRECT(\"'\"&$FH$10&$C35&\"'!AD287\")=\"\",\"\",INDIRECT(\"'\"&$FH$10&$C35&\"'!AD287\")),\"―\"))","v":""},null,null,null,{"$f":"IF($C35=\"\",\"\",IFERROR(IF(INDIRECT(\"'\"&$FH$10&$C35&\"'!AH287\")=\"\",\"\",INDIRECT(\"'\"&$FH$10&$C35&\"'!AH287\")),\"―\"))","v":""},null,null,null,null,null,null,null,null,null,null,{"$f":"P36","v":""},null,null,null,null,null,null,null,{"$f":"IF(X36=\"\",\"\",X36)","v":""},null,null,null,{"$f":"IF(AB36=\"\",\"\",AB36)","v":""},null,null,null,{"$f":"IF(AF36=\"\",\"\",AF36)","v":""},null,null,null,{"$f":"IF(AJ36=\"\",\"\",AJ36)","v":""},null,null,null,{"$f":"IF(AN36=\"\",\"\",AN36)","v":""},null,null,null,null,null,null,null,null,null,null,null,null,null,null,null,null,null,null,null,null,3163,null,null,null,null,null,null,null,"",null,null,null,"",null,null,null,"",null,null,null,3163,null,null,null,3163,null,null,null,null,null,null,null,null,null,null,3163,null,null,null,null,null,null,null,"",null,null,null,"",null,null,null,"",null,null,null,3163,null,null,null,3163]
[null,null,{"$f":"IF('511脱炭素化計画'!C37=\"\",\"\",'511脱炭素化計画'!C37)","v":""},{"$f":"IF($C37=\"\",\"\",IFERROR(IF(INDIRECT(\"'\"&$FH$10&$C37&\"'!C9\")=\"\",\"\",INDIRECT(\"'\"&$FH$10&$C37&\"'!C9\")),\"―\"))","v":""},null,null,null,{"$f":"IF($C37=\"\",\"\",IFERROR(IF(INDIRECT(\"'\"&$FH$10&$C37&\"'!G9\")=\"\",\"\",INDIRECT(\"'\"&$FH$10&$C37&\"'!G9\")),\"―\"))","v":""},null,null,null,null,null,null,null,{"$f":"IF($C37=\"\",\"\",IFERROR(IF(INDIRECT(\"'\"&$FH$10&$C37&\"'!AD75\")=\"\",\"\",INDIRECT(\"'\"&$FH$10&$C37&\"'!AD75\")),\"―\"))","v":""},null,null,null,null,{"$f":"IFERROR(IF(P37/P38<0,\"---\",P37/P38),\"---\")","v":"---"},null,null,{"$f":"IF($C37=\"\",\"\",IFERROR(IF(INDIRECT(\"'\"&$FH$10&$C37&\"'!R285\")=\"\",\"\",INDIRECT(\"'\"&$FH$10&$C37&\"'!R285\")),\"―\"))","v":""},null,null,null,{"$f":"IF($C37=\"\",\"\",IFERROR(IF(INDIRECT(\"'\"&$FH$10&$C37&\"'!V285\")=\"\",\"\",INDIRECT(\"'\"&$FH$10&$C37&\"'!V285\")),\"―\"))","v":""},null,null,null,{"$f":"IF($C37=\"\",\"\",IFERROR(IF(INDIRECT(\"'\"&$FH$10&$C37&\"'!Z285\")=\"\",\"\",INDIRECT(\"'\"&$FH$10&$C37&\"'!Z285\")),\"―\"))","v":""},null,null,null,{"$f":"IF($C37=\"\",\"\",IFERROR(IF(INDIRECT(\"'\"&$FH$10&$C37&\"'!AD285\")=\"\",\"\",INDIRECT(\"'\"&$FH$10&$C37&\"'!AD285\")),\"―\"))","v":""},null,null,null,{"$f":"IF($C37=\"\",\"\",IFERROR(IF(INDIRECT(\"'\"&$FH$10&$C37&\"'!AH285\")=\"\",\"\",INDIRECT(\"'\"&$FH$10&$C37&\"'!AH285\")),\"―\"))","v":""},null,null,null,{"$f":"IF($C37=\"\",\"\",IFERROR(IF(INDIRECT(\"'\"&$FH$10&$C37&\"'!B294\")=\"\",\"\",INDIRECT(\"'\"&$FH$10&$C37&\"'!B294\")),\"―\"))","v":""},null,null,{"$f":"IF($C37=\"\",\"\",IFERROR(IF(INDIRECT(\"'\"&$FH$10&$C37&\"'!E294\")=\"\",\"\",INDIRECT(\"'\"&$FH$10&$C37&\"'!E294\")),\"―\"))","v":""},null,null,null,{"$f":"IF($C37=\"\",\"\",IFERROR(IF(INDIRECT(\"'\"&$FH$10&$C37&\"'!I294\")=\"\",\"\",INDIRECT(\"'\"&$FH$10&$C37&\"'!I294\")),\"―\"))","v":""},null,null,null,null,{"$f":"IFERROR(IF(AY37/AY38<0,\"---\",AY37/AY38),\"---\")","v":"---"},null,null,{"$f":"IF($C37=\"\",\"\",IFERROR(IF(INDIRECT(\"'\"&$FH$10&$C37&\"'!R294\")=\"\",\"\",INDIRECT(\"'\"&$FH$10&$C37&\"'!R294\")),\"―\"))","v":""},null,null,null,{"$f":"IF($C37=\"\",\"\",IFERROR(IF(INDIRECT(\"'\"&$FH$10&$C37&\"'!V294\")=\"\",\"\",INDIRECT(\"'\"&$FH$10&$C37&\"'!V294\")),\"―\"))","v":""},null,null,null,{"$f":"IF($C37=\"\",\"\",IFERROR(IF(INDIRECT(\"'\"&$FH$10&$C37&\"'!Z294\")=\"\",\"\",INDIRECT(\"'\"&$FH$10&$C37&\"'!Z294\")),\"―\"))","v":""},null,null,null,{"$f":"IF($C37=\"\",\"\",IFERROR(IF(INDIRECT(\"'\"&$FH$10&$C37&\"'!AD294\")=\"\",\"\",INDIRECT(\"'\"&$FH$10&$C37&\"'!AD294\")),\"―\"))","v":""},null,null,null,{"$f":"IF($C37=\"\",\"\",IFERROR(IF(INDIRECT(\"'\"&$FH$10&$C37&\"'!AH294\")=\"\",\"\",INDIRECT(\"'\"&$FH$10&$C37&\"'!AH294\")),\"―\"))","v":""},null,null,null,null,null,null,null,"","",null,null,null,"",null,null,null,null,null,null,null,"",null,null,null,null,null,null,null,"",null,null,null,"",null,null,null,"",null,null,null,"",null,null,null,"",null,null,null,null,null,null,null,null,null,null,"",null,null,null,null,"---",null,null,"",null,null,null,"",null,null,null,"",null,null,null,"",null,null,null,""]
[null,null,null,null,null,null,null,null,null,null,null,null,null,null,null,{"$f":"IF($C37=\"\",\"\",IFERROR(IF(INDIRECT(\"'\"&$FH$10&$C37&\"'!J79\")=\"\",\"\",INDIRECT(\"'\"&$FH$10&$C37&\"'!J79\")),\"―\"))","v":""},null,null,null,null,null,null,null,{"$f":"IF($C37=\"\",\"\",IFERROR(IF(INDIRECT(\"'\"&$FH$10&$C37&\"'!R287\")=\"\",\"\",INDIRECT(\"'\"&$FH$10&$C37&\"'!R287\")),\"―\"))","v":""},null,null,null,{"$f":"IF($C37=\"\",\"\",IFERROR(IF(INDIRECT(\"'\"&$FH$10&$C37&\"'!V287\")=\"\",\"\",INDIRECT(\"'\"&$FH$10&$C37&\"'!V287\")),\"―\"))","v":""},null,null,null,{"$f":"IF($C37=\"\",\"\",IFERROR(IF(INDIRECT(\"'\"&$FH$10&$C37&\"'!Z287\")=\"\",\"\",INDIRECT(\"'\"&$FH$10&$C37&\"'!Z287\")),\"―\"))","v":""},null,null,null,{"$f":"IF($C37=\"\",\"\",IFERROR(IF(INDIRECT(\"'\"&$FH$10&$C37&\"'!AD287\")=\"\",\"\",INDIRECT(\"'\"&$FH$10&$C37&\"'!AD287\")),\"―\"))","v":""},null,null,null,{"$f":"IF($C37=\"\",\"\",IFERROR(IF(INDIRECT(\"'\"&$FH$10&$C37&\"'!AH287\")=\"\",\"\",INDIRECT(\"'\"&$FH$10&$C37&\"'!AH287\")),\"―\"))","v":""},null,null,null,null,null,null,null,null,null,null,{"$f":"P38","v":""},null,null,null,null,null,null,null,{"$f":"IF(X38=\"\",\"\",X38)","v":""},null,null,null,{"$f":"IF(AB38=\"\",\"\",AB38)","v":""},null,null,null,{"$f":"IF(AF38=\"\",\"\",AF38)","v":""},null,null,null,{"$f":"IF(AJ38=\"\",\"\",AJ38)","v":""},null,null,null,{"$f":"IF(AN38=\"\",\"\",AN38)","v":""},null,null,null,null,null,null,null,null,null,null,null,null,null,null,null,null,null,null,null,null,"",null,null,null,null,null,null,null,"",null,null,null,"",null,null,null,"",null,null,null,"",null,null,null,"",null,null,null,null,null,null,null,null,null,null,"",null,null,null,null,null,null,null,"",null,null,null,"",null,null,null,"",null,null,null,"",null,null,null,""]
[null,"脱炭素化：低炭素系統電力への変更",null,null,null,null,null,null,null,null,null,null,null,null,null,null,null,null,null,null,null,null,null,null,null,null,null,null,null,null,null,null,null,null,null,null,null,null,null,null,null,null,null,null,null,null,null,null,null,null,null,null,null,null,null,null,null,null,null,null,null,null,null,null,null,null,null,null,null,null,null,null,null,null,null,null,null,null,null,null,null,"脱炭素化：低炭素系統電力への変更"]
[null,null,{"$f":"IF('511脱炭素化計画'!C39=\"\",\"\",'511脱炭素化計画'!C39)","v":""},{"$f":"IF($C40=\"\",\"\",IFERROR(IF(INDIRECT(\"'\"&$FH$10&$C40&\"'!C9\")=\"\",\"\",INDIRECT(\"'\"&$FH$10&$C40&\"'!C9\")),\"―\"))","v":""},null,null,null,{"$f":"IF($C40=\"\",\"\",IFERROR(IF(INDIRECT(\"'\"&$FH$10&$C40&\"'!G9\")=\"\",\"\",INDIRECT(\"'\"&$FH$10&$C40&\"'!G9\")),\"―\"))","v":""},null,null,null,null,null,null,null,{"$f":"IF($C40=\"\",\"\",IFERROR(IF(INDIRECT(\"'\"&$FH$10&$C40&\"'!AD75\")=\"\",\"\",INDIRECT(\"'\"&$FH$10&$C40&\"'!AD75\")),\"―\"))","v":""},null,null,null,null,{"$f":"IFERROR(IF(P40/P41<0,\"---\",P40/P41),\"---\")","v":"---"},null,null,{"$f":"IF($C40=\"\",\"\",IFERROR(IF(INDIRECT(\"'\"&$FH$10&$C40&\"'!R285\")=\"\",\"\",INDIRECT(\"'\"&$FH$10&$C40&\"'!R285\")),\"―\"))","v":""},null,null,null,{"$f":"IF($C40=\"\",\"\",IFERROR(IF(INDIRECT(\"'\"&$FH$10&$C40&\"'!V285\")=\"\",\"\",INDIRECT(\"'\"&$FH$10&$C40&\"'!V285\")),\"―\"))","v":""},null,null,null,{"$f":"IF($C40=\"\",\"\",IFERROR(IF(INDIRECT(\"'\"&$FH$10&$C40&\"'!Z285\")=\"\",\"\",INDIRECT(\"'\"&$FH$10&$C40&\"'!Z285\")),\"―\"))","v":""},null,null,null,{"$f":"IF($C40=\"\",\"\",IFERROR(IF(INDIRECT(\"'\"&$FH$10&$C40&\"'!AD285\")=\"\",\"\",INDIRECT(\"'\"&$FH$10&$C40&\"'!AD285\")),\"―\"))","v":""},null,null,null,{"$f":"IF($C40=\"\",\"\",IFERROR(IF(INDIRECT(\"'\"&$FH$10&$C40&\"'!AH285\")=\"\",\"\",INDIRECT(\"'\"&$FH$10&$C40&\"'!AH285\")),\"―\"))","v":""},null,null,null,{"$f":"IF($C40=\"\",\"\",IFERROR(IF(INDIRECT(\"'\"&$FH$10&$C40&\"'!B294\")=\"\",\"\",INDIRECT(\"'\"&$FH$10&$C40&\"'!B294\")),\"―\"))","v":""},null,null,{"$f":"IF($C40=\"\",\"\",IFERROR(IF(INDIRECT(\"'\"&$FH$10&$C40&\"'!E294\")=\"\",\"\",INDIRECT(\"'\"&$FH$10&$C40&\"'!E294\")),\"―\"))","v":""},null,null,null,{"$f":"IF($C40=\"\",\"\",IFERROR(IF(INDIRECT(\"'\"&$FH$10&$C40&\"'!I294\")=\"\",\"\",INDIRECT(\"'\"&$FH$10&$C40&\"'!I294\")),\"―\"))","v":""},null,null,null,null,{"$f":"IFERROR(IF(AY40/AY41<0,\"---\",AY40/AY41),\"---\")","v":"---"},null,null,{"$f":"IF($C40=\"\",\"\",IFERROR(IF(INDIRECT(\"'\"&$FH$10&$C40&\"'!R294\")=\"\",\"\",INDIRECT(\"'\"&$FH$10&$C40&\"'!R294\")),\"―\"))","v":""},null,null,null,{"$f":"IF($C40=\"\",\"\",IFERROR(IF(INDIRECT(\"'\"&$FH$10&$C40&\"'!V294\")=\"\",\"\",INDIRECT(\"'\"&$FH$10&$C40&\"'!V294\")),\"―\"))","v":""},null,null,null,{"$f":"IF($C40=\"\",\"\",IFERROR(IF(INDIRECT(\"'\"&$FH$10&$C40&\"'!Z294\")=\"\",\"\",INDIRECT(\"'\"&$FH$10&$C40&\"'!Z294\")),\"―\"))","v":""},null,null,null,{"$f":"IF($C40=\"\",\"\",IFERROR(IF(INDIRECT(\"'\"&$FH$10&$C40&\"'!AD294\")=\"\",\"\",INDIRECT(\"'\"&$FH$10&$C40&\"'!AD294\")),\"―\"))","v":""},null,null,null,{"$f":"IF($C40=\"\",\"\",IFERROR(IF(INDIRECT(\"'\"&$FH$10&$C40&\"'!AH294\")=\"\",\"\",INDIRECT(\"'\"&$FH$10&$C40&\"'!AH294\")),\"―\"))","v":""},null,null,null,null,null,null,null,8,"電力低炭素化",null,null,null,"電力供給会社の変更",null,null,null,null,null,null,null,0,null,null,null,null,0,null,null,"",null,null,null,"",null,null,null,"",null,null,null,"",null,null,null,"",null,null,null,"予定なし",null,null,null,null,null,null,0,null,null,null,null,0,null,null,"",null,null,null,"",null,null,null,"",null,null,null,"",null,null,null,""]
[null,null,null,null,null,null,null,null,null,null,null,null,null,null,null,{"$f":"IF($C40=\"\",\"\",IFERROR(IF(INDIRECT(\"'\"&$FH$10&$C40&\"'!J79\")=\"\",\"\",INDIRECT(\"'\"&$FH$10&$C40&\"'!J79\")),\"―\"))","v":""},null,null,null,null,null,null,null,{"$f":"IF($C40=\"\",\"\",IFERROR(IF(INDIRECT(\"'\"&$FH$10&$C40&\"'!R287\")=\"\",\"\",INDIRECT(\"'\"&$FH$10&$C40&\"'!R287\")),\"―\"))","v":""},null,null,null,{"$f":"IF($C40=\"\",\"\",IFERROR(IF(INDIRECT(\"'\"&$FH$10&$C40&\"'!V287\")=\"\",\"\",INDIRECT(\"'\"&$FH$10&$C40&\"'!V287\")),\"―\"))","v":""},null,null,null,{"$f":"IF($C40=\"\",\"\",IFERROR(IF(INDIRECT(\"'\"&$FH$10&$C40&\"'!Z287\")=\"\",\"\",INDIRECT(\"'\"&$FH$10&$C40&\"'!Z287\")),\"―\"))","v":""},null,null,null,{"$f":"IF($C40=\"\",\"\",IFERROR(IF(INDIRECT(\"'\"&$FH$10&$C40&\"'!AD287\")=\"\",\"\",INDIRECT(\"'\"&$FH$10&$C40&\"'!AD287\")),\"―\"))","v":""},null,null,null,{"$f":"IF($C40=\"\",\"\",IFERROR(IF(INDIRECT(\"'\"&$FH$10&$C40&\"'!AH287\")=\"\",\"\",INDIRECT(\"'\"&$FH$10&$C40&\"'!AH287\")),\"―\"))","v":""},null,null,null,null,null,null,null,null,null,null,{"$f":"P41","v":""},null,null,null,null,null,null,null,{"$f":"IF(X41=\"\",\"\",X41)","v":""},null,null,null,{"$f":"IF(AB41=\"\",\"\",AB41)","v":""},null,null,null,{"$f":"IF(AF41=\"\",\"\",AF41)","v":""},null,null,null,{"$f":"IF(AJ41=\"\",\"\",AJ41)","v":""},null,null,null,{"$f":"IF(AN41=\"\",\"\",AN41)","v":""},null,null,null,null,null,null,null,null,null,null,null,null,null,null,null,null,null,null,null,null,-273,null,null,null,null,null,null,null,"",null,null,null,"",null,null,null,"",null,null,null,-273,null,null,null,-273,null,null,null,null,null,null,null,null,null,null,-273,null,null,null,null,null,null,null,"",null,null,null,"",null,null,null,"",null,null,null,-273,null,null,null,-273]
[null,null,{"$f":"IF('511脱炭素化計画'!C40=\"\",\"\",'511脱炭素化計画'!C40)","v":""},{"$f":"IF($C42=\"\",\"\",IFERROR(IF(INDIRECT(\"'\"&$FH$10&$C42&\"'!C9\")=\"\",\"\",INDIRECT(\"'\"&$FH$10&$C42&\"'!C9\")),\"―\"))","v":""},null,null,null,{"$f":"IF($C42=\"\",\"\",IFERROR(IF(INDIRECT(\"'\"&$FH$10&$C42&\"'!G9\")=\"\",\"\",INDIRECT(\"'\"&$FH$10&$C42&\"'!G9\")),\"―\"))","v":""},null,null,null,null,null,null,null,{"$f":"IF($C42=\"\",\"\",IFERROR(IF(INDIRECT(\"'\"&$FH$10&$C42&\"'!AD75\")=\"\",\"\",INDIRECT(\"'\"&$FH$10&$C42&\"'!AD75\")),\"―\"))","v":""},null,null,null,null,{"$f":"IFERROR(IF(P42/P43<0,\"---\",P42/P43),\"---\")","v":"---"},null,null,{"$f":"IF($C42=\"\",\"\",IFERROR(IF(INDIRECT(\"'\"&$FH$10&$C42&\"'!R285\")=\"\",\"\",INDIRECT(\"'\"&$FH$10&$C42&\"'!R285\")),\"―\"))","v":""},null,null,null,{"$f":"IF($C42=\"\",\"\",IFERROR(IF(INDIRECT(\"'\"&$FH$10&$C42&\"'!V285\")=\"\",\"\",INDIRECT(\"'\"&$FH$10&$C42&\"'!V285\")),\"―\"))","v":""},null,null,null,{"$f":"IF($C42=\"\",\"\",IFERROR(IF(INDIRECT(\"'\"&$FH$10&$C42&\"'!Z285\")=\"\",\"\",INDIRECT(\"'\"&$FH$10&$C42&\"'!Z285\")),\"―\"))","v":""},null,null,null,{"$f":"IF($C42=\"\",\"\",IFERROR(IF(INDIRECT(\"'\"&$FH$10&$C42&\"'!AD285\")=\"\",\"\",INDIRECT(\"'\"&$FH$10&$C42&\"'!AD285\")),\"―\"))","v":""},null,null,null,{"$f":"IF($C42=\"\",\"\",IFERROR(IF(INDIRECT(\"'\"&$FH$10&$C42&\"'!AH285\")=\"\",\"\",INDIRECT(\"'\"&$FH$10&$C42&\"'!AH285\")),\"―\"))","v":""},null,null,null,{"$f":"IF($C42=\"\",\"\",IFERROR(IF(INDIRECT(\"'\"&$FH$10&$C42&\"'!B294\")=\"\",\"\",INDIRECT(\"'\"&$FH$10&$C42&\"'!B294\")),\"―\"))","v":""},null,null,{"$f":"IF($C42=\"\",\"\",IFERROR(IF(INDIRECT(\"'\"&$FH$10&$C42&\"'!E294\")=\"\",\"\",INDIRECT(\"'\"&$FH$10&$C42&\"'!E294\")),\"―\"))","v":""},null,null,null,{"$f":"IF($C42=\"\",\"\",IFERROR(IF(INDIRECT(\"'\"&$FH$10&$C42&\"'!I294\")=\"\",\"\",INDIRECT(\"'\"&$FH$10&$C42&\"'!I294\")),\"―\"))","v":""},null,null,null,null,{"$f":"IFERROR(IF(AY42/AY43<0,\"---\",AY42/AY43),\"---\")","v":"---"},null,null,{"$f":"IF($C42=\"\",\"\",IFERROR(IF(INDIRECT(\"'\"&$FH$10&$C42&\"'!R294\")=\"\",\"\",INDIRECT(\"'\"&$FH$10&$C42&\"'!R294\")),\"―\"))","v":""},null,null,null,{"$f":"IF($C42=\"\",\"\",IFERROR(IF(INDIRECT(\"'\"&$FH$10&$C42&\"'!V294\")=\"\",\"\",INDIRECT(\"'\"&$FH$10&$C42&\"'!V294\")),\"―\"))","v":""},null,null,null,{"$f":"IF($C42=\"\",\"\",IFERROR(IF(INDIRECT(\"'\"&$FH$10&$C42&\"'!Z294\")=\"\",\"\",INDIRECT(\"'\"&$FH$10&$C42&\"'!Z294\")),\"―\"))","v":""},null,null,null,{"$f":"IF($C42=\"\",\"\",IFERROR(IF(INDIRECT(\"'\"&$FH$10&$C42&\"'!AD294\")=\"\",\"\",INDIRECT(\"'\"&$FH$10&$C42&\"'!AD294\")),\"―\"))","v":""},null,null,null,{"$f":"IF($C42=\"\",\"\",IFERROR(IF(INDIRECT(\"'\"&$FH$10&$C42&\"'!AH294\")=\"\",\"\",INDIRECT(\"'\"&$FH$10&$C42&\"'!AH294\")),\"―\"))","v":""},null,null,null,null,null,null,null,"","",null,null,null,"",null,null,null,null,null,null,null,"",null,null,null,null,"－",null,null,"",null,null,null,null,null,null,null,null,null,null,null,null,null,null,null,null,null,null,null,null,null,null,null,null,null,null,"",null,null,null,null,"---",null,null,"",null,null,null,"",null,null,null,"",null,null,null,"",null,null,null,""]
[null,null,null,null,null,null,null,null,null,null,null,null,null,null,null,{"$f":"IF($C42=\"\",\"\",IFERROR(IF(INDIRECT(\"'\"&$FH$10&$C42&\"'!J79\")=\"\",\"\",INDIRECT(\"'\"&$FH$10&$C42&\"'!J79\")),\"―\"))","v":""},null,null,null,null,null,null,null,{"$f":"IF($C42=\"\",\"\",IFERROR(IF(INDIRECT(\"'\"&$FH$10&$C42&\"'!R287\")=\"\",\"\",INDIRECT(\"'\"&$FH$10&$C42&\"'!R287\")),\"―\"))","v":""},null,null,null,{"$f":"IF($C42=\"\",\"\",IFERROR(IF(INDIRECT(\"'\"&$FH$10&$C42&\"'!V287\")=\"\",\"\",INDIRECT(\"'\"&$FH$10&$C42&\"'!V287\")),\"―\"))","v":""},null,null,null,{"$f":"IF($C42=\"\",\"\",IFERROR(IF(INDIRECT(\"'\"&$FH$10&$C42&\"'!Z287\")=\"\",\"\",INDIRECT(\"'\"&$FH$10&$C42&\"'!Z287\")),\"―\"))","v":""},null,null,null,{"$f":"IF($C42=\"\",\"\",IFERROR(IF(INDIRECT(\"'\"&$FH$10&$C42&\"'!AD287\")=\"\",\"\",INDIRECT(\"'\"&$FH$10&$C42&\"'!AD287\")),\"―\"))","v":""},null,null,null,{"$f":"IF($C42=\"\",\"\",IFERROR(IF(INDIRECT(\"'\"&$FH$10&$C42&\"'!AH287\")=\"\",\"\",INDIRECT(\"'\"&$FH$10&$C42&\"'!AH287\")),\"―\"))","v":""},null,null,null,null,null,null,null,null,null,null,{"$f":"P43","v":""},null,null,null,null,null,null,null,{"$f":"IF(X43=\"\",\"\",X43)","v":""},null,null,null,{"$f":"IF(AB43=\"\",\"\",AB43)","v":""},null,null,null,{"$f":"IF(AF43=\"\",\"\",AF43)","v":""},null,null,null,{"$f":"IF(AJ43=\"\",\"\",AJ43)","v":""},null,null,null,{"$f":"IF(AN43=\"\",\"\",AN43)","v":""},null,null,null,null,null,null,null,null,null,null,null,null,null,null,null,null,null,null,null,null,"",null,null,null,null,null,null,null,"",null,null,null,null,null,null,null,null,null,null,null,null,null,null,null,null,null,null,null,null,null,null,null,null,null,null,"",null,null,null,null,null,null,null,"",null,null,null,"",null,null,null,"",null,null,null,"",null,null,null,""]
[]
[]
[]
[]
[]
[]
[null,"■","対策一覧【2ページ目】"]
[null,null,null,null,null,null,null,null,null,null,null,null,null,null,null,null,null,null,null,null,null,null,null,null,null,null,null,null,null,null,null,null,null,null,null,null,null,null,null,null,null,null,null,null,null,null,null,null,null,null,null,null,null,null,null,null,null,null,null,null,null,null,null,null,null,null,null,null,null,null,null,null,null,null,null,null,null,"（単位：千円）"]
[null,null,null,null,null,null,null,null,null,null,null,null,null,null,null,"補助金を利用しない場合",null,null,null,null,null,null,null,null,null,null,null,null,null,null,null,null,null,null,null,null,null,null,null,null,null,null,null,"補助金を利用する場合"]
[null,null,null,null,null,null,null,null,null,null,null,null,null,null,null,"導入コスト (a)",null,null,null,null,"単純\n投資回収\n年数\n(a)/(b)",null,null,"計画年度",null,null,null,null,null,null,null,null,null,null,null,null,null,null,null,null,null,null,null,"申請予定補助金",null,null,"その他資金\n(自己負担）",null,null,null,"導入コスト\n自己負担額 (c)",null,null,null,null,"単純\n投資回収\n年数\n(c)/(b)",null,null,"計画年度"]
[null,null,null,null,null,null,null,null,null,null,null,null,null,null,null,null,null,null,null,null,null,null,null,{"$f":"IF('511脱炭素化計画'!$AQ24=\"\",\"\",'511脱炭素化計画'!$AQ24)","v":""},null,null,null,{"$f":"IF('511脱炭素化計画'!$AT24=\"\",\"\",'511脱炭素化計画'!$AT24)","v":"目標年度"},null,null,null,{"$f":"IF('511脱炭素化計画'!$AW24=\"\",\"\",'511脱炭素化計画'!$AW24)","v":""},null,null,null,{"$f":"IF('511脱炭素化計画'!$AZ24=\"\",\"\",'511脱炭素化計画'!$AZ24)","v":""},null,null,null,{"$f":"IF('511脱炭素化計画'!$BC24=\"\",\"\",'511脱炭素化計画'!$BC24)","v":""},null,null,null,null,null,null,null,null,null,null,null,null,null,null,null,null,null,null,{"$f":"IF('511脱炭素化計画'!$AQ24=\"\",\"\",'511脱炭素化計画'!$AQ24)","v":""},null,null,null,{"$f":"IF('511脱炭素化計画'!$AT24=\"\",\"\",'511脱炭素化計画'!$AT24)","v":"目標年度"},null,null,null,{"$f":"IF('511脱炭素化計画'!$AW24=\"\",\"\",'511脱炭素化計画'!$AW24)","v":""},null,null,null,{"$f":"IF('511脱炭素化計画'!$AZ24=\"\",\"\",'511脱炭素化計画'!$AZ24)","v":""},null,null,null,{"$f":"IF('511脱炭素化計画'!$BC24=\"\",\"\",'511脱炭素化計画'!$BC24)","v":""}]
[null,null,null,null,null,null,null,null,null,null,null,null,null,null,null,"年間運転コスト削減額 (b)",null,null,null,null,null,null,null,{"$f":"IF('511脱炭素化計画'!$AQ25=\"\",\"\",'511脱炭素化計画'!$AQ25)","v":"令和6年度"},null,null,null,{"$f":"IF('511脱炭素化計画'!$AT25=\"\",\"\",'511脱炭素化計画'!$AT25)","v":"令和7年度"},null,null,null,{"$f":"IF('511脱炭素化計画'!$AW25=\"\",\"\",'511脱炭素化計画'!$AW25)","v":"令和8年度"},null,null,null,{"$f":"IF('511脱炭素化計画'!$AZ25=\"\",\"\",'511脱炭素化計画'!$AZ25)","v":"令和9年度"},null,null,null,{"$f":"IF('511脱炭素化計画'!$BC25=\"\",\"\",'511脱炭素化計画'!$BC25)","v":"令和10年度"},null,null,null,null,null,null,null,null,null,null,"年間運転コスト削減額 (b)",null,null,null,null,null,null,null,{"$f":"IF('511脱炭素化計画'!$AQ25=\"\",\"\",'511脱炭素化計画'!$AQ25)","v":"令和6年度"},null,null,null,{"$f":"IF('511脱炭素化計画'!$AT25=\"\",\"\",'511脱炭素化計画'!$AT25)","v":"令和7年度"},null,null,null,{"$f":"IF('511脱炭素化計画'!$AW25=\"\",\"\",'511脱炭素化計画'!$AW25)","v":"令和8年度"},null,null,null,{"$f":"IF('511脱炭素化計画'!$AZ25=\"\",\"\",'511脱炭素化計画'!$AZ25)","v":"令和9年度"},null,null,null,{"$f":"IF('511脱炭素化計画'!$BC25=\"\",\"\",'511脱炭素化計画'!$BC25)","v":"令和10年度"}]
[null,null,null,null,null,null,null,null,null,null,null,null,null,null,null,null,null,null,null,null,null,null,null,"（上段：年間投資額、下段：年間削減額）",null,null,null,null,null,null,null,null,null,null,null,null,null,null,null,null,null,null,null,null,null,null,null,null,null,null,null,null,null,null,null,null,null,null,"（上段：年間投資額、下段：年間削減額）"]
[null,"省エネルギー"]
[null,null,{"$f":"IF('511脱炭素化計画'!C47=\"\",\"\",'511脱炭素化計画'!C47)","v":""},{"$f":"IF($C58=\"\",\"\",IFERROR(IF(INDIRECT(\"'\"&$FH$10&$C58&\"'!C9\")=\"\",\"\",INDIRECT(\"'\"&$FH$10&$C58&\"'!C9\")),\"―\"))","v":""},null,null,null,{"$f":"IF($C58=\"\",\"\",IFERROR(IF(INDIRECT(\"'\"&$FH$10&$C58&\"'!G9\")=\"\",\"\",INDIRECT(\"'\"&$FH$10&$C58&\"'!G9\")),\"―\"))","v":""},null,null,null,null,null,null,null,{"$f":"IF($C58=\"\",\"\",IFERROR(IF(INDIRECT(\"'\"&$FH$10&$C58&\"'!AD75\")=\"\",\"\",INDIRECT(\"'\"&$FH$10&$C58&\"'!AD75\")),\"―\"))","v":""},null,null,null,null,{"$f":"IFERROR(IF(P58/P59<0,\"---\",P58/P59),\"---\")","v":"---"},null,null,{"$f":"IF($C58=\"\",\"\",IFERROR(IF(INDIRECT(\"'\"&$FH$10&$C58&\"'!R285\")=\"\",\"\",INDIRECT(\"'\"&$FH$10&$C58&\"'!R285\")),\"―\"))","v":""},null,null,null,{"$f":"IF($C58=\"\",\"\",IFERROR(IF(INDIRECT(\"'\"&$FH$10&$C58&\"'!V285\")=\"\",\"\",INDIRECT(\"'\"&$FH$10&$C58&\"'!V285\")),\"―\"))","v":""},null,null,null,{"$f":"IF($C58=\"\",\"\",IFERROR(IF(INDIRECT(\"'\"&$FH$10&$C58&\"'!Z285\")=\"\",\"\",INDIRECT(\"'\"&$FH$10&$C58&\"'!Z285\")),\"―\"))","v":""},null,null,null,{"$f":"IF($C58=\"\",\"\",IFERROR(IF(INDIRECT(\"'\"&$FH$10&$C58&\"'!AD285\")=\"\",\"\",INDIRECT(\"'\"&$FH$10&$C58&\"'!AD285\")),\"―\"))","v":""},null,null,null,{"$f":"IF($C58=\"\",\"\",IFERROR(IF(INDIRECT(\"'\"&$FH$10&$C58&\"'!AH285\")=\"\",\"\",INDIRECT(\"'\"&$FH$10&$C58&\"'!AH285\")),\"―\"))","v":""},null,null,null,{"$f":"IF($C58=\"\",\"\",IFERROR(IF(INDIRECT(\"'\"&$FH$10&$C58&\"'!B294\")=\"\",\"\",INDIRECT(\"'\"&$FH$10&$C58&\"'!B294\")),\"―\"))","v":""},null,null,{"$f":"IF($C58=\"\",\"\",IFERROR(IF(INDIRECT(\"'\"&$FH$10&$C58&\"'!E294\")=\"\",\"\",INDIRECT(\"'\"&$FH$10&$C58&\"'!E294\")),\"―\"))","v":""},null,null,null,{"$f":"IF($C58=\"\",\"\",IFERROR(IF(INDIRECT(\"'\"&$FH$10&$C58&\"'!I294\")=\"\",\"\",INDIRECT(\"'\"&$FH$10&$C58&\"'!I294\")),\"―\"))","v":""},null,null,null,null,{"$f":"IFERROR(IF(AY58/AY59<0,\"---\",AY58/AY59),\"---\")","v":"---"},null,null,{"$f":"IF($C58=\"\",\"\",IFERROR(IF(INDIRECT(\"'\"&$FH$10&$C58&\"'!R294\")=\"\",\"\",INDIRECT(\"'\"&$FH$10&$C58&\"'!R294\")),\"―\"))","v":""},null,null,null,{"$f":"IF($C58=\"\",\"\",IFERROR(IF(INDIRECT(\"'\"&$FH$10&$C58&\"'!V294\")=\"\",\"\",INDIRECT(\"'\"&$FH$10&$C58&\"'!V294\")),\"―\"))","v":""},null,null,null,{"$f":"IF($C58=\"\",\"\",IFERROR(IF(INDIRECT(\"'\"&$FH$10&$C58&\"'!Z294\")=\"\",\"\",INDIRECT(\"'\"&$FH$10&$C58&\"'!Z294\")),\"―\"))","v":""},null,null,null,{"$f":"IF($C58=\"\",\"\",IFERROR(IF(INDIRECT(\"'\"&$FH$10&$C58&\"'!AD294\")=\"\",\"\",INDIRECT(\"'\"&$FH$10&$C58&\"'!AD294\")),\"―\"))","v":""},null,null,null,{"$f":"IF($C58=\"\",\"\",IFERROR(IF(INDIRECT(\"'\"&$FH$10&$C58&\"'!AH294\")=\"\",\"\",INDIRECT(\"'\"&$FH$10&$C58&\"'!AH294\")),\"―\"))","v":""}]
[null,null,null,null,null,null,null,null,null,null,null,null,null,null,null,{"$f":"IF($C58=\"\",\"\",IFERROR(IF(INDIRECT(\"'\"&$FH$10&$C58&\"'!J79\")=\"\",\"\",INDIRECT(\"'\"&$FH$10&$C58&\"'!J79\")),\"―\"))","v":""},null,null,null,null,null,null,null,{"$f":"IF($C58=\"\",\"\",IFERROR(IF(INDIRECT(\"'\"&$FH$10&$C58&\"'!R287\")=\"\",\"\",INDIRECT(\"'\"&$FH$10&$C58&\"'!R287\")),\"―\"))","v":""},null,null,null,{"$f":"IF($C58=\"\",\"\",IFERROR(IF(INDIRECT(\"'\"&$FH$10&$C58&\"'!V287\")=\"\",\"\",INDIRECT(\"'\"&$FH$10&$C58&\"'!V287\")),\"―\"))","v":""},null,null,null,{"$f":"IF($C58=\"\",\"\",IFERROR(IF(INDIRECT(\"'\"&$FH$10&$C58&\"'!Z287\")=\"\",\"\",INDIRECT(\"'\"&$FH$10&$C58&\"'!Z287\")),\"―\"))","v":""},null,null,null,{"$f":"IF($C58=\"\",\"\",IFERROR(IF(INDIRECT(\"'\"&$FH$10&$C58&\"'!AD287\")=\"\",\"\",INDIRECT(\"'\"&$FH$10&$C58&\"'!AD287\")),\"―\"))","v":""},null,null,null,{"$f":"IF($C58=\"\",\"\",IFERROR(IF(INDIRECT(\"'\"&$FH$10&$C58&\"'!AH287\")=\"\",\"\",INDIRECT(\"'\"&$FH$10&$C58&\"'!AH287\")),\"―\"))","v":""},null,null,null,null,null,null,null,null,null,null,{"$f":"P59","v":""},null,null,null,null,null,null,null,{"$f":"IF(X59=\"\",\"\",X59)","v":""},null,null,null,{"$f":"IF(AB59=\"\",\"\",AB59)","v":""},null,null,null,{"$f":"IF(AF59=\"\",\"\",AF59)","v":""},null,null,null,{"$f":"IF(AJ59=\"\",\"\",AJ59)","v":""},null,null,null,{"$f":"IF(AN59=\"\",\"\",AN59)","v":""}]
[null,null,{"$f":"IF('511脱炭素化計画'!C48=\"\",\"\",'511脱炭素化計画'!C48)","v":""},{"$f":"IF($C60=\"\",\"\",IFERROR(IF(INDIRECT(\"'\"&$FH$10&$C60&\"'!C9\")=\"\",\"\",INDIRECT(\"'\"&$FH$10&$C60&\"'!C9\")),\"―\"))","v":""},null,null,null,{"$f":"IF($C60=\"\",\"\",IFERROR(IF(INDIRECT(\"'\"&$FH$10&$C60&\"'!G9\")=\"\",\"\",INDIRECT(\"'\"&$FH$10&$C60&\"'!G9\")),\"―\"))","v":""},null,null,null,null,null,null,null,{"$f":"IF($C60=\"\",\"\",IFERROR(IF(INDIRECT(\"'\"&$FH$10&$C60&\"'!AD75\")=\"\",\"\",INDIRECT(\"'\"&$FH$10&$C60&\"'!AD75\")),\"―\"))","v":""},null,null,null,null,{"$f":"IFERROR(IF(P60/P61<0,\"---\",P60/P61),\"---\")","v":"---"},null,null,{"$f":"IF($C60=\"\",\"\",IFERROR(IF(INDIRECT(\"'\"&$FH$10&$C60&\"'!R285\")=\"\",\"\",INDIRECT(\"'\"&$FH$10&$C60&\"'!R285\")),\"―\"))","v":""},null,null,null,{"$f":"IF($C60=\"\",\"\",IFERROR(IF(INDIRECT(\"'\"&$FH$10&$C60&\"'!V285\")=\"\",\"\",INDIRECT(\"'\"&$FH$10&$C60&\"'!V285\")),\"―\"))","v":""},null,null,null,{"$f":"IF($C60=\"\",\"\",IFERROR(IF(INDIRECT(\"'\"&$FH$10&$C60&\"'!Z285\")=\"\",\"\",INDIRECT(\"'\"&$FH$10&$C60&\"'!Z285\")),\"―\"))","v":""},null,null,null,{"$f":"IF($C60=\"\",\"\",IFERROR(IF(INDIRECT(\"'\"&$FH$10&$C60&\"'!AD285\")=\"\",\"\",INDIRECT(\"'\"&$FH$10&$C60&\"'!AD285\")),\"―\"))","v":""},null,null,null,{"$f":"IF($C60=\"\",\"\",IFERROR(IF(INDIRECT(\"'\"&$FH$10&$C60&\"'!AH285\")=\"\",\"\",INDIRECT(\"'\"&$FH$10&$C60&\"'!AH285\")),\"―\"))","v":""},null,null,null,{"$f":"IF($C60=\"\",\"\",IFERROR(IF(INDIRECT(\"'\"&$FH$10&$C60&\"'!B294\")=\"\",\"\",INDIRECT(\"'\"&$FH$10&$C60&\"'!B294\")),\"―\"))","v":""},null,null,{"$f":"IF($C60=\"\",\"\",IFERROR(IF(INDIRECT(\"'\"&$FH$10&$C60&\"'!E294\")=\"\",\"\",INDIRECT(\"'\"&$FH$10&$C60&\"'!E294\")),\"―\"))","v":""},null,null,null,{"$f":"IF($C60=\"\",\"\",IFERROR(IF(INDIRECT(\"'\"&$FH$10&$C60&\"'!I294\")=\"\",\"\",INDIRECT(\"'\"&$FH$10&$C60&\"'!I294\")),\"―\"))","v":""},null,null,null,null,{"$f":"IFERROR(IF(AY60/AY61<0,\"---\",AY60/AY61),\"---\")","v":"---"},null,null,{"$f":"IF($C60=\"\",\"\",IFERROR(IF(INDIRECT(\"'\"&$FH$10&$C60&\"'!R294\")=\"\",\"\",INDIRECT(\"'\"&$FH$10&$C60&\"'!R294\")),\"―\"))","v":""},null,null,null,{"$f":"IF($C60=\"\",\"\",IFERROR(IF(INDIRECT(\"'\"&$FH$10&$C60&\"'!V294\")=\"\",\"\",INDIRECT(\"'\"&$FH$10&$C60&\"'!V294\")),\"―\"))","v":""},null,null,null,{"$f":"IF($C60=\"\",\"\",IFERROR(IF(INDIRECT(\"'\"&$FH$10&$C60&\"'!Z294\")=\"\",\"\",INDIRECT(\"'\"&$FH$10&$C60&\"'!Z294\")),\"―\"))","v":""},null,null,null,{"$f":"IF($C60=\"\",\"\",IFERROR(IF(INDIRECT(\"'\"&$FH$10&$C60&\"'!AD294\")=\"\",\"\",INDIRECT(\"'\"&$FH$10&$C60&\"'!AD294\")),\"―\"))","v":""},null,null,null,{"$f":"IF($C60=\"\",\"\",IFERROR(IF(INDIRECT(\"'\"&$FH$10&$C60&\"'!AH294\")=\"\",\"\",INDIRECT(\"'\"&$FH$10&$C60&\"'!AH294\")),\"―\"))","v":""}]
[null,null,null,null,null,null,null,null,null,null,null,null,null,null,null,{"$f":"IF($C60=\"\",\"\",IFERROR(IF(INDIRECT(\"'\"&$FH$10&$C60&\"'!J79\")=\"\",\"\",INDIRECT(\"'\"&$FH$10&$C60&\"'!J79\")),\"―\"))","v":""},null,null,null,null,null,null,null,{"$f":"IF($C60=\"\",\"\",IFERROR(IF(INDIRECT(\"'\"&$FH$10&$C60&\"'!R287\")=\"\",\"\",INDIRECT(\"'\"&$FH$10&$C60&\"'!R287\")),\"―\"))","v":""},null,null,null,{"$f":"IF($C60=\"\",\"\",IFERROR(IF(INDIRECT(\"'\"&$FH$10&$C60&\"'!V287\")=\"\",\"\",INDIRECT(\"'\"&$FH$10&$C60&\"'!V287\")),\"―\"))","v":""},null,null,null,{"$f":"IF($C60=\"\",\"\",IFERROR(IF(INDIRECT(\"'\"&$FH$10&$C60&\"'!Z287\")=\"\",\"\",INDIRECT(\"'\"&$FH$10&$C60&\"'!Z287\")),\"―\"))","v":""},null,null,null,{"$f":"IF($C60=\"\",\"\",IFERROR(IF(INDIRECT(\"'\"&$FH$10&$C60&\"'!AD287\")=\"\",\"\",INDIRECT(\"'\"&$FH$10&$C60&\"'!AD287\")),\"―\"))","v":""},null,null,null,{"$f":"IF($C60=\"\",\"\",IFERROR(IF(INDIRECT(\"'\"&$FH$10&$C60&\"'!AH287\")=\"\",\"\",INDIRECT(\"'\"&$FH$10&$C60&\"'!AH287\")),\"―\"))","v":""},null,null,null,null,null,null,null,null,null,null,{"$f":"P61","v":""},null,null,null,null,null,null,null,{"$f":"IF(X61=\"\",\"\",X61)","v":""},null,null,null,{"$f":"IF(AB61=\"\",\"\",AB61)","v":""},null,null,null,{"$f":"IF(AF61=\"\",\"\",AF61)","v":""},null,null,null,{"$f":"IF(AJ61=\"\",\"\",AJ61)","v":""},null,null,null,{"$f":"IF(AN61=\"\",\"\",AN61)","v":""}]
[null,null,{"$f":"IF('511脱炭素化計画'!C49=\"\",\"\",'511脱炭素化計画'!C49)","v":""},{"$f":"IF($C62=\"\",\"\",IFERROR(IF(INDIRECT(\"'\"&$FH$10&$C62&\"'!C9\")=\"\",\"\",INDIRECT(\"'\"&$FH$10&$C62&\"'!C9\")),\"―\"))","v":""},null,null,null,{"$f":"IF($C62=\"\",\"\",IFERROR(IF(INDIRECT(\"'\"&$FH$10&$C62&\"'!G9\")=\"\",\"\",INDIRECT(\"'\"&$FH$10&$C62&\"'!G9\")),\"―\"))","v":""},null,null,null,null,null,null,null,{"$f":"IF($C62=\"\",\"\",IFERROR(IF(INDIRECT(\"'\"&$FH$10&$C62&\"'!AD75\")=\"\",\"\",INDIRECT(\"'\"&$FH$10&$C62&\"'!AD75\")),\"―\"))","v":""},null,null,null,null,{"$f":"IFERROR(IF(P62/P63<0,\"---\",P62/P63),\"---\")","v":"---"},null,null,{"$f":"IF($C62=\"\",\"\",IFERROR(IF(INDIRECT(\"'\"&$FH$10&$C62&\"'!R285\")=\"\",\"\",INDIRECT(\"'\"&$FH$10&$C62&\"'!R285\")),\"―\"))","v":""},null,null,null,{"$f":"IF($C62=\"\",\"\",IFERROR(IF(INDIRECT(\"'\"&$FH$10&$C62&\"'!V285\")=\"\",\"\",INDIRECT(\"'\"&$FH$10&$C62&\"'!V285\")),\"―\"))","v":""},null,null,null,{"$f":"IF($C62=\"\",\"\",IFERROR(IF(INDIRECT(\"'\"&$FH$10&$C62&\"'!Z285\")=\"\",\"\",INDIRECT(\"'\"&$FH$10&$C62&\"'!Z285\")),\"―\"))","v":""},null,null,null,{"$f":"IF($C62=\"\",\"\",IFERROR(IF(INDIRECT(\"'\"&$FH$10&$C62&\"'!AD285\")=\"\",\"\",INDIRECT(\"'\"&$FH$10&$C62&\"'!AD285\")),\"―\"))","v":""},null,null,null,{"$f":"IF($C62=\"\",\"\",IFERROR(IF(INDIRECT(\"'\"&$FH$10&$C62&\"'!AH285\")=\"\",\"\",INDIRECT(\"'\"&$FH$10&$C62&\"'!AH285\")),\"―\"))","v":""},null,null,null,{"$f":"IF($C62=\"\",\"\",IFERROR(IF(INDIRECT(\"'\"&$FH$10&$C62&\"'!B294\")=\"\",\"\",INDIRECT(\"'\"&$FH$10&$C62&\"'!B294\")),\"―\"))","v":""},null,null,{"$f":"IF($C62=\"\",\"\",IFERROR(IF(INDIRECT(\"'\"&$FH$10&$C62&\"'!E294\")=\"\",\"\",INDIRECT(\"'\"&$FH$10&$C62&\"'!E294\")),\"―\"))","v":""},null,null,null,{"$f":"IF($C62=\"\",\"\",IFERROR(IF(INDIRECT(\"'\"&$FH$10&$C62&\"'!I294\")=\"\",\"\",INDIRECT(\"'\"&$FH$10&$C62&\"'!I294\")),\"―\"))","v":""},null,null,null,null,{"$f":"IFERROR(IF(AY62/AY63<0,\"---\",AY62/AY63),\"---\")","v":"---"},null,null,{"$f":"IF($C62=\"\",\"\",IFERROR(IF(INDIRECT(\"'\"&$FH$10&$C62&\"'!R294\")=\"\",\"\",INDIRECT(\"'\"&$FH$10&$C62&\"'!R294\")),\"―\"))","v":""},null,null,null,{"$f":"IF($C62=\"\",\"\",IFERROR(IF(INDIRECT(\"'\"&$FH$10&$C62&\"'!V294\")=\"\",\"\",INDIRECT(\"'\"&$FH$10&$C62&\"'!V294\")),\"―\"))","v":""},null,null,null,{"$f":"IF($C62=\"\",\"\",IFERROR(IF(INDIRECT(\"'\"&$FH$10&$C62&\"'!Z294\")=\"\",\"\",INDIRECT(\"'\"&$FH$10&$C62&\"'!Z294\")),\"―\"))","v":""},null,null,null,{"$f":"IF($C62=\"\",\"\",IFERROR(IF(INDIRECT(\"'\"&$FH$10&$C62&\"'!AD294\")=\"\",\"\",INDIRECT(\"'\"&$FH$10&$C62&\"'!AD294\")),\"―\"))","v":""},null,null,null,{"$f":"IF($C62=\"\",\"\",IFERROR(IF(INDIRECT(\"'\"&$FH$10&$C62&\"'!AH294\")=\"\",\"\",INDIRECT(\"'\"&$FH$10&$C62&\"'!AH294\")),\"―\"))","v":""}]
[null,null,null,null,null,null,null,null,null,null,null,null,null,null,null,{"$f":"IF($C62=\"\",\"\",IFERROR(IF(INDIRECT(\"'\"&$FH$10&$C62&\"'!J79\")=\"\",\"\",INDIRECT(\"'\"&$FH$10&$C62&\"'!J79\")),\"―\"))","v":""},null,null,null,null,null,null,null,{"$f":"IF($C62=\"\",\"\",IFERROR(IF(INDIRECT(\"'\"&$FH$10&$C62&\"'!R287\")=\"\",\"\",INDIRECT(\"'\"&$FH$10&$C62&\"'!R287\")),\"―\"))","v":""},null,null,null,{"$f":"IF($C62=\"\",\"\",IFERROR(IF(INDIRECT(\"'\"&$FH$10&$C62&\"'!V287\")=\"\",\"\",INDIRECT(\"'\"&$FH$10&$C62&\"'!V287\")),\"―\"))","v":""},null,null,null,{"$f":"IF($C62=\"\",\"\",IFERROR(IF(INDIRECT(\"'\"&$FH$10&$C62&\"'!Z287\")=\"\",\"\",INDIRECT(\"'\"&$FH$10&$C62&\"'!Z287\")),\"―\"))","v":""},null,null,null,{"$f":"IF($C62=\"\",\"\",IFERROR(IF(INDIRECT(\"'\"&$FH$10&$C62&\"'!AD287\")=\"\",\"\",INDIRECT(\"'\"&$FH$10&$C62&\"'!AD287\")),\"―\"))","v":""},null,null,null,{"$f":"IF($C62=\"\",\"\",IFERROR(IF(INDIRECT(\"'\"&$FH$10&$C62&\"'!AH287\")=\"\",\"\",INDIRECT(\"'\"&$FH$10&$C62&\"'!AH287\")),\"―\"))","v":""},null,null,null,null,null,null,null,null,null,null,{"$f":"P63","v":""},null,null,null,null,null,null,null,{"$f":"IF(X63=\"\",\"\",X63)","v":""},null,null,null,{"$f":"IF(AB63=\"\",\"\",AB63)","v":""},null,null,null,{"$f":"IF(AF63=\"\",\"\",AF63)","v":""},null,null,null,{"$f":"IF(AJ63=\"\",\"\",AJ63)","v":""},null,null,null,{"$f":"IF(AN63=\"\",\"\",AN63)","v":""}]
[null,null,{"$f":"IF('511脱炭素化計画'!C50=\"\",\"\",'511脱炭素化計画'!C50)","v":""},{"$f":"IF($C64=\"\",\"\",IFERROR(IF(INDIRECT(\"'\"&$FH$10&$C64&\"'!C9\")=\"\",\"\",INDIRECT(\"'\"&$FH$10&$C64&\"'!C9\")),\"―\"))","v":""},null,null,null,{"$f":"IF($C64=\"\",\"\",IFERROR(IF(INDIRECT(\"'\"&$FH$10&$C64&\"'!G9\")=\"\",\"\",INDIRECT(\"'\"&$FH$10&$C64&\"'!G9\")),\"―\"))","v":""},null,null,null,null,null,null,null,{"$f":"IF($C64=\"\",\"\",IFERROR(IF(INDIRECT(\"'\"&$FH$10&$C64&\"'!AD75\")=\"\",\"\",INDIRECT(\"'\"&$FH$10&$C64&\"'!AD75\")),\"―\"))","v":""},null,null,null,null,{"$f":"IFERROR(IF(P64/P65<0,\"---\",P64/P65),\"---\")","v":"---"},null,null,{"$f":"IF($C64=\"\",\"\",IFERROR(IF(INDIRECT(\"'\"&$FH$10&$C64&\"'!R285\")=\"\",\"\",INDIRECT(\"'\"&$FH$10&$C64&\"'!R285\")),\"―\"))","v":""},null,null,null,{"$f":"IF($C64=\"\",\"\",IFERROR(IF(INDIRECT(\"'\"&$FH$10&$C64&\"'!V285\")=\"\",\"\",INDIRECT(\"'\"&$FH$10&$C64&\"'!V285\")),\"―\"))","v":""},null,null,null,{"$f":"IF($C64=\"\",\"\",IFERROR(IF(INDIRECT(\"'\"&$FH$10&$C64&\"'!Z285\")=\"\",\"\",INDIRECT(\"'\"&$FH$10&$C64&\"'!Z285\")),\"―\"))","v":""},null,null,null,{"$f":"IF($C64=\"\",\"\",IFERROR(IF(INDIRECT(\"'\"&$FH$10&$C64&\"'!AD285\")=\"\",\"\",INDIRECT(\"'\"&$FH$10&$C64&\"'!AD285\")),\"―\"))","v":""},null,null,null,{"$f":"IF($C64=\"\",\"\",IFERROR(IF(INDIRECT(\"'\"&$FH$10&$C64&\"'!AH285\")=\"\",\"\",INDIRECT(\"'\"&$FH$10&$C64&\"'!AH285\")),\"―\"))","v":""},null,null,null,{"$f":"IF($C64=\"\",\"\",IFERROR(IF(INDIRECT(\"'\"&$FH$10&$C64&\"'!B294\")=\"\",\"\",INDIRECT(\"'\"&$FH$10&$C64&\"'!B294\")),\"―\"))","v":""},null,null,{"$f":"IF($C64=\"\",\"\",IFERROR(IF(INDIRECT(\"'\"&$FH$10&$C64&\"'!E294\")=\"\",\"\",INDIRECT(\"'\"&$FH$10&$C64&\"'!E294\")),\"―\"))","v":""},null,null,null,{"$f":"IF($C64=\"\",\"\",IFERROR(IF(INDIRECT(\"'\"&$FH$10&$C64&\"'!I294\")=\"\",\"\",INDIRECT(\"'\"&$FH$10&$C64&\"'!I294\")),\"―\"))","v":""},null,null,null,null,{"$f":"IFERROR(IF(AY64/AY65<0,\"---\",AY64/AY65),\"---\")","v":"---"},null,null,{"$f":"IF($C64=\"\",\"\",IFERROR(IF(INDIRECT(\"'\"&$FH$10&$C64&\"'!R294\")=\"\",\"\",INDIRECT(\"'\"&$FH$10&$C64&\"'!R294\")),\"―\"))","v":""},null,null,null,{"$f":"IF($C64=\"\",\"\",IFERROR(IF(INDIRECT(\"'\"&$FH$10&$C64&\"'!V294\")=\"\",\"\",INDIRECT(\"'\"&$FH$10&$C64&\"'!V294\")),\"―\"))","v":""},null,null,null,{"$f":"IF($C64=\"\",\"\",IFERROR(IF(INDIRECT(\"'\"&$FH$10&$C64&\"'!Z294\")=\"\",\"\",INDIRECT(\"'\"&$FH$10&$C64&\"'!Z294\")),\"―\"))","v":""},null,null,null,{"$f":"IF($C64=\"\",\"\",IFERROR(IF(INDIRECT(\"'\"&$FH$10&$C64&\"'!AD294\")=\"\",\"\",INDIRECT(\"'\"&$FH$10&$C64&\"'!AD294\")),\"―\"))","v":""},null,null,null,{"$f":"IF($C64=\"\",\"\",IFERROR(IF(INDIRECT(\"'\"&$FH$10&$C64&\"'!AH294\")=\"\",\"\",INDIRECT(\"'\"&$FH$10&$C64&\"'!AH294\")),\"―\"))","v":""}]
[null,null,null,null,null,null,null,null,null,null,null,null,null,null,null,{"$f":"IF($C64=\"\",\"\",IFERROR(IF(INDIRECT(\"'\"&$FH$10&$C64&\"'!J79\")=\"\",\"\",INDIRECT(\"'\"&$FH$10&$C64&\"'!J79\")),\"―\"))","v":""},null,null,null,null,null,null,null,{"$f":"IF($C64=\"\",\"\",IFERROR(IF(INDIRECT(\"'\"&$FH$10&$C64&\"'!R287\")=\"\",\"\",INDIRECT(\"'\"&$FH$10&$C64&\"'!R287\")),\"―\"))","v":""},null,null,null,{"$f":"IF($C64=\"\",\"\",IFERROR(IF(INDIRECT(\"'\"&$FH$10&$C64&\"'!V287\")=\"\",\"\",INDIRECT(\"'\"&$FH$10&$C64&\"'!V287\")),\"―\"))","v":""},null,null,null,{"$f":"IF($C64=\"\",\"\",IFERROR(IF(INDIRECT(\"'\"&$FH$10&$C64&\"'!Z287\")=\"\",\"\",INDIRECT(\"'\"&$FH$10&$C64&\"'!Z287\")),\"―\"))","v":""},null,null,null,{"$f":"IF($C64=\"\",\"\",IFERROR(IF(INDIRECT(\"'\"&$FH$10&$C64&\"'!AD287\")=\"\",\"\",INDIRECT(\"'\"&$FH$10&$C64&\"'!AD287\")),\"―\"))","v":""},null,null,null,{"$f":"IF($C64=\"\",\"\",IFERROR(IF(INDIRECT(\"'\"&$FH$10&$C64&\"'!AH287\")=\"\",\"\",INDIRECT(\"'\"&$FH$10&$C64&\"'!AH287\")),\"―\"))","v":""},null,null,null,null,null,null,null,null,null,null,{"$f":"P65","v":""},null,null,null,null,null,null,null,{"$f":"IF(X65=\"\",\"\",X65)","v":""},null,null,null,{"$f":"IF(AB65=\"\",\"\",AB65)","v":""},null,null,null,{"$f":"IF(AF65=\"\",\"\",AF65)","v":""},null,null,null,{"$f":"IF(AJ65=\"\",\"\",AJ65)","v":""},null,null,null,{"$f":"IF(AN65=\"\",\"\",AN65)","v":""}]
[null,null,{"$f":"IF('511脱炭素化計画'!C51=\"\",\"\",'511脱炭素化計画'!C51)","v":""},{"$f":"IF($C66=\"\",\"\",IFERROR(IF(INDIRECT(\"'\"&$FH$10&$C66&\"'!C9\")=\"\",\"\",INDIRECT(\"'\"&$FH$10&$C66&\"'!C9\")),\"―\"))","v":""},null,null,null,{"$f":"IF($C66=\"\",\"\",IFERROR(IF(INDIRECT(\"'\"&$FH$10&$C66&\"'!G9\")=\"\",\"\",INDIRECT(\"'\"&$FH$10&$C66&\"'!G9\")),\"―\"))","v":""},null,null,null,null,null,null,null,{"$f":"IF($C66=\"\",\"\",IFERROR(IF(INDIRECT(\"'\"&$FH$10&$C66&\"'!AD75\")=\"\",\"\",INDIRECT(\"'\"&$FH$10&$C66&\"'!AD75\")),\"―\"))","v":""},null,null,null,null,{"$f":"IFERROR(IF(P66/P67<0,\"---\",P66/P67),\"---\")","v":"---"},null,null,{"$f":"IF($C66=\"\",\"\",IFERROR(IF(INDIRECT(\"'\"&$FH$10&$C66&\"'!R285\")=\"\",\"\",INDIRECT(\"'\"&$FH$10&$C66&\"'!R285\")),\"―\"))","v":""},null,null,null,{"$f":"IF($C66=\"\",\"\",IFERROR(IF(INDIRECT(\"'\"&$FH$10&$C66&\"'!V285\")=\"\",\"\",INDIRECT(\"'\"&$FH$10&$C66&\"'!V285\")),\"―\"))","v":""},null,null,null,{"$f":"IF($C66=\"\",\"\",IFERROR(IF(INDIRECT(\"'\"&$FH$10&$C66&\"'!Z285\")=\"\",\"\",INDIRECT(\"'\"&$FH$10&$C66&\"'!Z285\")),\"―\"))","v":""},null,null,null,{"$f":"IF($C66=\"\",\"\",IFERROR(IF(INDIRECT(\"'\"&$FH$10&$C66&\"'!AD285\")=\"\",\"\",INDIRECT(\"'\"&$FH$10&$C66&\"'!AD285\")),\"―\"))","v":""},null,null,null,{"$f":"IF($C66=\"\",\"\",IFERROR(IF(INDIRECT(\"'\"&$FH$10&$C66&\"'!AH285\")=\"\",\"\",INDIRECT(\"'\"&$FH$10&$C66&\"'!AH285\")),\"―\"))","v":""},null,null,null,{"$f":"IF($C66=\"\",\"\",IFERROR(IF(INDIRECT(\"'\"&$FH$10&$C66&\"'!B294\")=\"\",\"\",INDIRECT(\"'\"&$FH$10&$C66&\"'!B294\")),\"―\"))","v":""},null,null,{"$f":"IF($C66=\"\",\"\",IFERROR(IF(INDIRECT(\"'\"&$FH$10&$C66&\"'!E294\")=\"\",\"\",INDIRECT(\"'\"&$FH$10&$C66&\"'!E294\")),\"―\"))","v":""},null,null,null,{"$f":"IF($C66=\"\",\"\",IFERROR(IF(INDIRECT(\"'\"&$FH$10&$C66&\"'!I294\")=\"\",\"\",INDIRECT(\"'\"&$FH$10&$C66&\"'!I294\")),\"―\"))","v":""},null,null,null,null,{"$f":"IFERROR(IF(AY66/AY67<0,\"---\",AY66/AY67),\"---\")","v":"---"},null,null,{"$f":"IF($C66=\"\",\"\",IFERROR(IF(INDIRECT(\"'\"&$FH$10&$C66&\"'!R294\")=\"\",\"\",INDIRECT(\"'\"&$FH$10&$C66&\"'!R294\")),\"―\"))","v":""},null,null,null,{"$f":"IF($C66=\"\",\"\",IFERROR(IF(INDIRECT(\"'\"&$FH$10&$C66&\"'!V294\")=\"\",\"\",INDIRECT(\"'\"&$FH$10&$C66&\"'!V294\")),\"―\"))","v":""},null,null,null,{"$f":"IF($C66=\"\",\"\",IFERROR(IF(INDIRECT(\"'\"&$FH$10&$C66&\"'!Z294\")=\"\",\"\",INDIRECT(\"'\"&$FH$10&$C66&\"'!Z294\")),\"―\"))","v":""},null,null,null,{"$f":"IF($C66=\"\",\"\",IFERROR(IF(INDIRECT(\"'\"&$FH$10&$C66&\"'!AD294\")=\"\",\"\",INDIRECT(\"'\"&$FH$10&$C66&\"'!AD294\")),\"―\"))","v":""},null,null,null,{"$f":"IF($C66=\"\",\"\",IFERROR(IF(INDIRECT(\"'\"&$FH$10&$C66&\"'!AH294\")=\"\",\"\",INDIRECT(\"'\"&$FH$10&$C66&\"'!AH294\")),\"―\"))","v":""}]
[null,null,null,null,null,null,null,null,null,null,null,null,null,null,null,{"$f":"IF($C66=\"\",\"\",IFERROR(IF(INDIRECT(\"'\"&$FH$10&$C66&\"'!J79\")=\"\",\"\",INDIRECT(\"'\"&$FH$10&$C66&\"'!J79\")),\"―\"))","v":""},null,null,null,null,null,null,null,{"$f":"IF($C66=\"\",\"\",IFERROR(IF(INDIRECT(\"'\"&$FH$10&$C66&\"'!R287\")=\"\",\"\",INDIRECT(\"'\"&$FH$10&$C66&\"'!R287\")),\"―\"))","v":""},null,null,null,{"$f":"IF($C66=\"\",\"\",IFERROR(IF(INDIRECT(\"'\"&$FH$10&$C66&\"'!V287\")=\"\",\"\",INDIRECT(\"'\"&$FH$10&$C66&\"'!V287\")),\"―\"))","v":""},null,null,null,{"$f":"IF($C66=\"\",\"\",IFERROR(IF(INDIRECT(\"'\"&$FH$10&$C66&\"'!Z287\")=\"\",\"\",INDIRECT(\"'\"&$FH$10&$C66&\"'!Z287\")),\"―\"))","v":""},null,null,null,{"$f":"IF($C66=\"\",\"\",IFERROR(IF(INDIRECT(\"'\"&$FH$10&$C66&\"'!AD287\")=\"\",\"\",INDIRECT(\"'\"&$FH$10&$C66&\"'!AD287\")),\"―\"))","v":""},null,null,null,{"$f":"IF($C66=\"\",\"\",IFERROR(IF(INDIRECT(\"'\"&$FH$10&$C66&\"'!AH287\")=\"\",\"\",INDIRECT(\"'\"&$FH$10&$C66&\"'!AH287\")),\"―\"))","v":""},null,null,null,null,null,null,null,null,null,null,{"$f":"P67","v":""},null,null,null,null,null,null,null,{"$f":"IF(X67=\"\",\"\",X67)","v":""},null,null,null,{"$f":"IF(AB67=\"\",\"\",AB67)","v":""},null,null,null,{"$f":"IF(AF67=\"\",\"\",AF67)","v":""},null,null,null,{"$f":"IF(AJ67=\"\",\"\",AJ67)","v":""},null,null,null,{"$f":"IF(AN67=\"\",\"\",AN67)","v":""}]
[null,null,{"$f":"IF('511脱炭素化計画'!C52=\"\",\"\",'511脱炭素化計画'!C52)","v":""},{"$f":"IF($C68=\"\",\"\",IFERROR(IF(INDIRECT(\"'\"&$FH$10&$C68&\"'!C9\")=\"\",\"\",INDIRECT(\"'\"&$FH$10&$C68&\"'!C9\")),\"―\"))","v":""},null,null,null,{"$f":"IF($C68=\"\",\"\",IFERROR(IF(INDIRECT(\"'\"&$FH$10&$C68&\"'!G9\")=\"\",\"\",INDIRECT(\"'\"&$FH$10&$C68&\"'!G9\")),\"―\"))","v":""},null,null,null,null,null,null,null,{"$f":"IF($C68=\"\",\"\",IFERROR(IF(INDIRECT(\"'\"&$FH$10&$C68&\"'!AD75\")=\"\",\"\",INDIRECT(\"'\"&$FH$10&$C68&\"'!AD75\")),\"―\"))","v":""},null,null,null,null,{"$f":"IFERROR(IF(P68/P69<0,\"---\",P68/P69),\"---\")","v":"---"},null,null,{"$f":"IF($C68=\"\",\"\",IFERROR(IF(INDIRECT(\"'\"&$FH$10&$C68&\"'!R285\")=\"\",\"\",INDIRECT(\"'\"&$FH$10&$C68&\"'!R285\")),\"―\"))","v":""},null,null,null,{"$f":"IF($C68=\"\",\"\",IFERROR(IF(INDIRECT(\"'\"&$FH$10&$C68&\"'!V285\")=\"\",\"\",INDIRECT(\"'\"&$FH$10&$C68&\"'!V285\")),\"―\"))","v":""},null,null,null,{"$f":"IF($C68=\"\",\"\",IFERROR(IF(INDIRECT(\"'\"&$FH$10&$C68&\"'!Z285\")=\"\",\"\",INDIRECT(\"'\"&$FH$10&$C68&\"'!Z285\")),\"―\"))","v":""},null,null,null,{"$f":"IF($C68=\"\",\"\",IFERROR(IF(INDIRECT(\"'\"&$FH$10&$C68&\"'!AD285\")=\"\",\"\",INDIRECT(\"'\"&$FH$10&$C68&\"'!AD285\")),\"―\"))","v":""},null,null,null,{"$f":"IF($C68=\"\",\"\",IFERROR(IF(INDIRECT(\"'\"&$FH$10&$C68&\"'!AH285\")=\"\",\"\",INDIRECT(\"'\"&$FH$10&$C68&\"'!AH285\")),\"―\"))","v":""},null,null,null,{"$f":"IF($C68=\"\",\"\",IFERROR(IF(INDIRECT(\"'\"&$FH$10&$C68&\"'!B294\")=\"\",\"\",INDIRECT(\"'\"&$FH$10&$C68&\"'!B294\")),\"―\"))","v":""},null,null,{"$f":"IF($C68=\"\",\"\",IFERROR(IF(INDIRECT(\"'\"&$FH$10&$C68&\"'!E294\")=\"\",\"\",INDIRECT(\"'\"&$FH$10&$C68&\"'!E294\")),\"―\"))","v":""},null,null,null,{"$f":"IF($C68=\"\",\"\",IFERROR(IF(INDIRECT(\"'\"&$FH$10&$C68&\"'!I294\")=\"\",\"\",INDIRECT(\"'\"&$FH$10&$C68&\"'!I294\")),\"―\"))","v":""},null,null,null,null,{"$f":"IFERROR(IF(AY68/AY69<0,\"---\",AY68/AY69),\"---\")","v":"---"},null,null,{"$f":"IF($C68=\"\",\"\",IFERROR(IF(INDIRECT(\"'\"&$FH$10&$C68&\"'!R294\")=\"\",\"\",INDIRECT(\"'\"&$FH$10&$C68&\"'!R294\")),\"―\"))","v":""},null,null,null,{"$f":"IF($C68=\"\",\"\",IFERROR(IF(INDIRECT(\"'\"&$FH$10&$C68&\"'!V294\")=\"\",\"\",INDIRECT(\"'\"&$FH$10&$C68&\"'!V294\")),\"―\"))","v":""},null,null,null,{"$f":"IF($C68=\"\",\"\",IFERROR(IF(INDIRECT(\"'\"&$FH$10&$C68&\"'!Z294\")=\"\",\"\",INDIRECT(\"'\"&$FH$10&$C68&\"'!Z294\")),\"―\"))","v":""},null,null,null,{"$f":"IF($C68=\"\",\"\",IFERROR(IF(INDIRECT(\"'\"&$FH$10&$C68&\"'!AD294\")=\"\",\"\",INDIRECT(\"'\"&$FH$10&$C68&\"'!AD294\")),\"―\"))","v":""},null,null,null,{"$f":"IF($C68=\"\",\"\",IFERROR(IF(INDIRECT(\"'\"&$FH$10&$C68&\"'!AH294\")=\"\",\"\",INDIRECT(\"'\"&$FH$10&$C68&\"'!AH294\")),\"―\"))","v":""}]
[null,null,null,null,null,null,null,null,null,null,null,null,null,null,null,{"$f":"IF($C68=\"\",\"\",IFERROR(IF(INDIRECT(\"'\"&$FH$10&$C68&\"'!J79\")=\"\",\"\",INDIRECT(\"'\"&$FH$10&$C68&\"'!J79\")),\"―\"))","v":""},null,null,null,null,null,null,null,{"$f":"IF($C68=\"\",\"\",IFERROR(IF(INDIRECT(\"'\"&$FH$10&$C68&\"'!R287\")=\"\",\"\",INDIRECT(\"'\"&$FH$10&$C68&\"'!R287\")),\"―\"))","v":""},null,null,null,{"$f":"IF($C68=\"\",\"\",IFERROR(IF(INDIRECT(\"'\"&$FH$10&$C68&\"'!V287\")=\"\",\"\",INDIRECT(\"'\"&$FH$10&$C68&\"'!V287\")),\"―\"))","v":""},null,null,null,{"$f":"IF($C68=\"\",\"\",IFERROR(IF(INDIRECT(\"'\"&$FH$10&$C68&\"'!Z287\")=\"\",\"\",INDIRECT(\"'\"&$FH$10&$C68&\"'!Z287\")),\"―\"))","v":""},null,null,null,{"$f":"IF($C68=\"\",\"\",IFERROR(IF(INDIRECT(\"'\"&$FH$10&$C68&\"'!AD287\")=\"\",\"\",INDIRECT(\"'\"&$FH$10&$C68&\"'!AD287\")),\"―\"))","v":""},null,null,null,{"$f":"IF($C68=\"\",\"\",IFERROR(IF(INDIRECT(\"'\"&$FH$10&$C68&\"'!AH287\")=\"\",\"\",INDIRECT(\"'\"&$FH$10&$C68&\"'!AH287\")),\"―\"))","v":""},null,null,null,null,null,null,null,null,null,null,{"$f":"P69","v":""},null,null,null,null,null,null,null,{"$f":"IF(X69=\"\",\"\",X69)","v":""},null,null,null,{"$f":"IF(AB69=\"\",\"\",AB69)","v":""},null,null,null,{"$f":"IF(AF69=\"\",\"\",AF69)","v":""},null,null,null,{"$f":"IF(AJ69=\"\",\"\",AJ69)","v":""},null,null,null,{"$f":"IF(AN69=\"\",\"\",AN69)","v":""}]
[null,null,{"$f":"IF('511脱炭素化計画'!C53=\"\",\"\",'511脱炭素化計画'!C53)","v":""},{"$f":"IF($C70=\"\",\"\",IFERROR(IF(INDIRECT(\"'\"&$FH$10&$C70&\"'!C9\")=\"\",\"\",INDIRECT(\"'\"&$FH$10&$C70&\"'!C9\")),\"―\"))","v":""},null,null,null,{"$f":"IF($C70=\"\",\"\",IFERROR(IF(INDIRECT(\"'\"&$FH$10&$C70&\"'!G9\")=\"\",\"\",INDIRECT(\"'\"&$FH$10&$C70&\"'!G9\")),\"―\"))","v":""},null,null,null,null,null,null,null,{"$f":"IF($C70=\"\",\"\",IFERROR(IF(INDIRECT(\"'\"&$FH$10&$C70&\"'!AD75\")=\"\",\"\",INDIRECT(\"'\"&$FH$10&$C70&\"'!AD75\")),\"―\"))","v":""},null,null,null,null,{"$f":"IFERROR(IF(P70/P71<0,\"---\",P70/P71),\"---\")","v":"---"},null,null,{"$f":"IF($C70=\"\",\"\",IFERROR(IF(INDIRECT(\"'\"&$FH$10&$C70&\"'!R285\")=\"\",\"\",INDIRECT(\"'\"&$FH$10&$C70&\"'!R285\")),\"―\"))","v":""},null,null,null,{"$f":"IF($C70=\"\",\"\",IFERROR(IF(INDIRECT(\"'\"&$FH$10&$C70&\"'!V285\")=\"\",\"\",INDIRECT(\"'\"&$FH$10&$C70&\"'!V285\")),\"―\"))","v":""},null,null,null,{"$f":"IF($C70=\"\",\"\",IFERROR(IF(INDIRECT(\"'\"&$FH$10&$C70&\"'!Z285\")=\"\",\"\",INDIRECT(\"'\"&$FH$10&$C70&\"'!Z285\")),\"―\"))","v":""},null,null,null,{"$f":"IF($C70=\"\",\"\",IFERROR(IF(INDIRECT(\"'\"&$FH$10&$C70&\"'!AD285\")=\"\",\"\",INDIRECT(\"'\"&$FH$10&$C70&\"'!AD285\")),\"―\"))","v":""},null,null,null,{"$f":"IF($C70=\"\",\"\",IFERROR(IF(INDIRECT(\"'\"&$FH$10&$C70&\"'!AH285\")=\"\",\"\",INDIRECT(\"'\"&$FH$10&$C70&\"'!AH285\")),\"―\"))","v":""},null,null,null,{"$f":"IF($C70=\"\",\"\",IFERROR(IF(INDIRECT(\"'\"&$FH$10&$C70&\"'!B294\")=\"\",\"\",INDIRECT(\"'\"&$FH$10&$C70&\"'!B294\")),\"―\"))","v":""},null,null,{"$f":"IF($C70=\"\",\"\",IFERROR(IF(INDIRECT(\"'\"&$FH$10&$C70&\"'!E294\")=\"\",\"\",INDIRECT(\"'\"&$FH$10&$C70&\"'!E294\")),\"―\"))","v":""},null,null,null,{"$f":"IF($C70=\"\",\"\",IFERROR(IF(INDIRECT(\"'\"&$FH$10&$C70&\"'!I294\")=\"\",\"\",INDIRECT(\"'\"&$FH$10&$C70&\"'!I294\")),\"―\"))","v":""},null,null,null,null,{"$f":"IFERROR(IF(AY70/AY71<0,\"---\",AY70/AY71),\"---\")","v":"---"},null,null,{"$f":"IF($C70=\"\",\"\",IFERROR(IF(INDIRECT(\"'\"&$FH$10&$C70&\"'!R294\")=\"\",\"\",INDIRECT(\"'\"&$FH$10&$C70&\"'!R294\")),\"―\"))","v":""},null,null,null,{"$f":"IF($C70=\"\",\"\",IFERROR(IF(INDIRECT(\"'\"&$FH$10&$C70&\"'!V294\")=\"\",\"\",INDIRECT(\"'\"&$FH$10&$C70&\"'!V294\")),\"―\"))","v":""},null,null,null,{"$f":"IF($C70=\"\",\"\",IFERROR(IF(INDIRECT(\"'\"&$FH$10&$C70&\"'!Z294\")=\"\",\"\",INDIRECT(\"'\"&$FH$10&$C70&\"'!Z294\")),\"―\"))","v":""},null,null,null,{"$f":"IF($C70=\"\",\"\",IFERROR(IF(INDIRECT(\"'\"&$FH$10&$C70&\"'!AD294\")=\"\",\"\",INDIRECT(\"'\"&$FH$10&$C70&\"'!AD294\")),\"―\"))","v":""},null,null,null,{"$f":"IF($C70=\"\",\"\",IFERROR(IF(INDIRECT(\"'\"&$FH$10&$C70&\"'!AH294\")=\"\",\"\",INDIRECT(\"'\"&$FH$10&$C70&\"'!AH294\")),\"―\"))","v":""}]
[null,null,null,null,null,null,null,null,null,null,null,null,null,null,null,{"$f":"IF($C70=\"\",\"\",IFERROR(IF(INDIRECT(\"'\"&$FH$10&$C70&\"'!J79\")=\"\",\"\",INDIRECT(\"'\"&$FH$10&$C70&\"'!J79\")),\"―\"))","v":""},null,null,null,null,null,null,null,{"$f":"IF($C70=\"\",\"\",IFERROR(IF(INDIRECT(\"'\"&$FH$10&$C70&\"'!R287\")=\"\",\"\",INDIRECT(\"'\"&$FH$10&$C70&\"'!R287\")),\"―\"))","v":""},null,null,null,{"$f":"IF($C70=\"\",\"\",IFERROR(IF(INDIRECT(\"'\"&$FH$10&$C70&\"'!V287\")=\"\",\"\",INDIRECT(\"'\"&$FH$10&$C70&\"'!V287\")),\"―\"))","v":""},null,null,null,{"$f":"IF($C70=\"\",\"\",IFERROR(IF(INDIRECT(\"'\"&$FH$10&$C70&\"'!Z287\")=\"\",\"\",INDIRECT(\"'\"&$FH$10&$C70&\"'!Z287\")),\"―\"))","v":""},null,null,null,{"$f":"IF($C70=\"\",\"\",IFERROR(IF(INDIRECT(\"'\"&$FH$10&$C70&\"'!AD287\")=\"\",\"\",INDIRECT(\"'\"&$FH$10&$C70&\"'!AD287\")),\"―\"))","v":""},null,null,null,{"$f":"IF($C70=\"\",\"\",IFERROR(IF(INDIRECT(\"'\"&$FH$10&$C70&\"'!AH287\")=\"\",\"\",INDIRECT(\"'\"&$FH$10&$C70&\"'!AH287\")),\"―\"))","v":""},null,null,null,null,null,null,null,null,null,null,{"$f":"P71","v":""},null,null,null,null,null,null,null,{"$f":"IF(X71=\"\",\"\",X71)","v":""},null,null,null,{"$f":"IF(AB71=\"\",\"\",AB71)","v":""},null,null,null,{"$f":"IF(AF71=\"\",\"\",AF71)","v":""},null,null,null,{"$f":"IF(AJ71=\"\",\"\",AJ71)","v":""},null,null,null,{"$f":"IF(AN71=\"\",\"\",AN71)","v":""}]
[null,"脱炭素化：燃料低炭素化または電化、太陽光発電等の再生可能エネルギー利用など"]
[null,null,{"$f":"IF('511脱炭素化計画'!C55=\"\",\"\",'511脱炭素化計画'!C55)","v":""},{"$f":"IF($C73=\"\",\"\",IFERROR(IF(INDIRECT(\"'\"&$FH$10&$C73&\"'!C9\")=\"\",\"\",INDIRECT(\"'\"&$FH$10&$C73&\"'!C9\")),\"―\"))","v":""},null,null,null,{"$f":"IF($C73=\"\",\"\",IFERROR(IF(INDIRECT(\"'\"&$FH$10&$C73&\"'!G9\")=\"\",\"\",INDIRECT(\"'\"&$FH$10&$C73&\"'!G9\")),\"―\"))","v":""},null,null,null,null,null,null,null,{"$f":"IF($C73=\"\",\"\",IFERROR(IF(INDIRECT(\"'\"&$FH$10&$C73&\"'!AD75\")=\"\",\"\",INDIRECT(\"'\"&$FH$10&$C73&\"'!AD75\")),\"―\"))","v":""},null,null,null,null,{"$f":"IFERROR(IF(P73/P74<0,\"---\",P73/P74),\"---\")","v":"---"},null,null,{"$f":"IF($C73=\"\",\"\",IFERROR(IF(INDIRECT(\"'\"&$FH$10&$C73&\"'!R285\")=\"\",\"\",INDIRECT(\"'\"&$FH$10&$C73&\"'!R285\")),\"―\"))","v":""},null,null,null,{"$f":"IF($C73=\"\",\"\",IFERROR(IF(INDIRECT(\"'\"&$FH$10&$C73&\"'!V285\")=\"\",\"\",INDIRECT(\"'\"&$FH$10&$C73&\"'!V285\")),\"―\"))","v":""},null,null,null,{"$f":"IF($C73=\"\",\"\",IFERROR(IF(INDIRECT(\"'\"&$FH$10&$C73&\"'!Z285\")=\"\",\"\",INDIRECT(\"'\"&$FH$10&$C73&\"'!Z285\")),\"―\"))","v":""},null,null,null,{"$f":"IF($C73=\"\",\"\",IFERROR(IF(INDIRECT(\"'\"&$FH$10&$C73&\"'!AD285\")=\"\",\"\",INDIRECT(\"'\"&$FH$10&$C73&\"'!AD285\")),\"―\"))","v":""},null,null,null,{"$f":"IF($C73=\"\",\"\",IFERROR(IF(INDIRECT(\"'\"&$FH$10&$C73&\"'!AH285\")=\"\",\"\",INDIRECT(\"'\"&$FH$10&$C73&\"'!AH285\")),\"―\"))","v":""},null,null,null,{"$f":"IF($C73=\"\",\"\",IFERROR(IF(INDIRECT(\"'\"&$FH$10&$C73&\"'!B294\")=\"\",\"\",INDIRECT(\"'\"&$FH$10&$C73&\"'!B294\")),\"―\"))","v":""},null,null,{"$f":"IF($C73=\"\",\"\",IFERROR(IF(INDIRECT(\"'\"&$FH$10&$C73&\"'!E294\")=\"\",\"\",INDIRECT(\"'\"&$FH$10&$C73&\"'!E294\")),\"―\"))","v":""},null,null,null,{"$f":"IF($C73=\"\",\"\",IFERROR(IF(INDIRECT(\"'\"&$FH$10&$C73&\"'!I294\")=\"\",\"\",INDIRECT(\"'\"&$FH$10&$C73&\"'!I294\")),\"―\"))","v":""},null,null,null,null,{"$f":"IFERROR(IF(AY73/AY74<0,\"---\",AY73/AY74),\"---\")","v":"---"},null,null,{"$f":"IF($C73=\"\",\"\",IFERROR(IF(INDIRECT(\"'\"&$FH$10&$C73&\"'!R294\")=\"\",\"\",INDIRECT(\"'\"&$FH$10&$C73&\"'!R294\")),\"―\"))","v":""},null,null,null,{"$f":"IF($C73=\"\",\"\",IFERROR(IF(INDIRECT(\"'\"&$FH$10&$C73&\"'!V294\")=\"\",\"\",INDIRECT(\"'\"&$FH$10&$C73&\"'!V294\")),\"―\"))","v":""},null,null,null,{"$f":"IF($C73=\"\",\"\",IFERROR(IF(INDIRECT(\"'\"&$FH$10&$C73&\"'!Z294\")=\"\",\"\",INDIRECT(\"'\"&$FH$10&$C73&\"'!Z294\")),\"―\"))","v":""},null,null,null,{"$f":"IF($C73=\"\",\"\",IFERROR(IF(INDIRECT(\"'\"&$FH$10&$C73&\"'!AD294\")=\"\",\"\",INDIRECT(\"'\"&$FH$10&$C73&\"'!AD294\")),\"―\"))","v":""},null,null,null,{"$f":"IF($C73=\"\",\"\",IFERROR(IF(INDIRECT(\"'\"&$FH$10&$C73&\"'!AH294\")=\"\",\"\",INDIRECT(\"'\"&$FH$10&$C73&\"'!AH294\")),\"―\"))","v":""}]
[null,null,null,null,null,null,null,null,null,null,null,null,null,null,null,{"$f":"IF($C73=\"\",\"\",IFERROR(IF(INDIRECT(\"'\"&$FH$10&$C73&\"'!J79\")=\"\",\"\",INDIRECT(\"'\"&$FH$10&$C73&\"'!J79\")),\"―\"))","v":""},null,null,null,null,null,null,null,{"$f":"IF($C73=\"\",\"\",IFERROR(IF(INDIRECT(\"'\"&$FH$10&$C73&\"'!R287\")=\"\",\"\",INDIRECT(\"'\"&$FH$10&$C73&\"'!R287\")),\"―\"))","v":""},null,null,null,{"$f":"IF($C73=\"\",\"\",IFERROR(IF(INDIRECT(\"'\"&$FH$10&$C73&\"'!V287\")=\"\",\"\",INDIRECT(\"'\"&$FH$10&$C73&\"'!V287\")),\"―\"))","v":""},null,null,null,{"$f":"IF($C73=\"\",\"\",IFERROR(IF(INDIRECT(\"'\"&$FH$10&$C73&\"'!Z287\")=\"\",\"\",INDIRECT(\"'\"&$FH$10&$C73&\"'!Z287\")),\"―\"))","v":""},null,null,null,{"$f":"IF($C73=\"\",\"\",IFERROR(IF(INDIRECT(\"'\"&$FH$10&$C73&\"'!AD287\")=\"\",\"\",INDIRECT(\"'\"&$FH$10&$C73&\"'!AD287\")),\"―\"))","v":""},null,null,null,{"$f":"IF($C73=\"\",\"\",IFERROR(IF(INDIRECT(\"'\"&$FH$10&$C73&\"'!AH287\")=\"\",\"\",INDIRECT(\"'\"&$FH$10&$C73&\"'!AH287\")),\"―\"))","v":""},null,null,null,null,null,null,null,null,null,null,{"$f":"P74","v":""},null,null,null,null,null,null,null,{"$f":"IF(X74=\"\",\"\",X74)","v":""},null,null,null,{"$f":"IF(AB74=\"\",\"\",AB74)","v":""},null,null,null,{"$f":"IF(AF74=\"\",\"\",AF74)","v":""},null,null,null,{"$f":"IF(AJ74=\"\",\"\",AJ74)","v":""},null,null,null,{"$f":"IF(AN74=\"\",\"\",AN74)","v":""}]
[null,null,{"$f":"IF('511脱炭素化計画'!C56=\"\",\"\",'511脱炭素化計画'!C56)","v":""},{"$f":"IF($C75=\"\",\"\",IFERROR(IF(INDIRECT(\"'\"&$FH$10&$C75&\"'!C9\")=\"\",\"\",INDIRECT(\"'\"&$FH$10&$C75&\"'!C9\")),\"―\"))","v":""},null,null,null,{"$f":"IF($C75=\"\",\"\",IFERROR(IF(INDIRECT(\"'\"&$FH$10&$C75&\"'!G9\")=\"\",\"\",INDIRECT(\"'\"&$FH$10&$C75&\"'!G9\")),\"―\"))","v":""},null,null,null,null,null,null,null,{"$f":"IF($C75=\"\",\"\",IFERROR(IF(INDIRECT(\"'\"&$FH$10&$C75&\"'!AD75\")=\"\",\"\",INDIRECT(\"'\"&$FH$10&$C75&\"'!AD75\")),\"―\"))","v":""},null,null,null,null,{"$f":"IFERROR(IF(P75/P76<0,\"---\",P75/P76),\"---\")","v":"---"},null,null,{"$f":"IF($C75=\"\",\"\",IFERROR(IF(INDIRECT(\"'\"&$FH$10&$C75&\"'!R285\")=\"\",\"\",INDIRECT(\"'\"&$FH$10&$C75&\"'!R285\")),\"―\"))","v":""},null,null,null,{"$f":"IF($C75=\"\",\"\",IFERROR(IF(INDIRECT(\"'\"&$FH$10&$C75&\"'!V285\")=\"\",\"\",INDIRECT(\"'\"&$FH$10&$C75&\"'!V285\")),\"―\"))","v":""},null,null,null,{"$f":"IF($C75=\"\",\"\",IFERROR(IF(INDIRECT(\"'\"&$FH$10&$C75&\"'!Z285\")=\"\",\"\",INDIRECT(\"'\"&$FH$10&$C75&\"'!Z285\")),\"―\"))","v":""},null,null,null,{"$f":"IF($C75=\"\",\"\",IFERROR(IF(INDIRECT(\"'\"&$FH$10&$C75&\"'!AD285\")=\"\",\"\",INDIRECT(\"'\"&$FH$10&$C75&\"'!AD285\")),\"―\"))","v":""},null,null,null,{"$f":"IF($C75=\"\",\"\",IFERROR(IF(INDIRECT(\"'\"&$FH$10&$C75&\"'!AH285\")=\"\",\"\",INDIRECT(\"'\"&$FH$10&$C75&\"'!AH285\")),\"―\"))","v":""},null,null,null,{"$f":"IF($C75=\"\",\"\",IFERROR(IF(INDIRECT(\"'\"&$FH$10&$C75&\"'!B294\")=\"\",\"\",INDIRECT(\"'\"&$FH$10&$C75&\"'!B294\")),\"―\"))","v":""},null,null,{"$f":"IF($C75=\"\",\"\",IFERROR(IF(INDIRECT(\"'\"&$FH$10&$C75&\"'!E294\")=\"\",\"\",INDIRECT(\"'\"&$FH$10&$C75&\"'!E294\")),\"―\"))","v":""},null,null,null,{"$f":"IF($C75=\"\",\"\",IFERROR(IF(INDIRECT(\"'\"&$FH$10&$C75&\"'!I294\")=\"\",\"\",INDIRECT(\"'\"&$FH$10&$C75&\"'!I294\")),\"―\"))","v":""},null,null,null,null,{"$f":"IFERROR(IF(AY75/AY76<0,\"---\",AY75/AY76),\"---\")","v":"---"},null,null,{"$f":"IF($C75=\"\",\"\",IFERROR(IF(INDIRECT(\"'\"&$FH$10&$C75&\"'!R294\")=\"\",\"\",INDIRECT(\"'\"&$FH$10&$C75&\"'!R294\")),\"―\"))","v":""},null,null,null,{"$f":"IF($C75=\"\",\"\",IFERROR(IF(INDIRECT(\"'\"&$FH$10&$C75&\"'!V294\")=\"\",\"\",INDIRECT(\"'\"&$FH$10&$C75&\"'!V294\")),\"―\"))","v":""},null,null,null,{"$f":"IF($C75=\"\",\"\",IFERROR(IF(INDIRECT(\"'\"&$FH$10&$C75&\"'!Z294\")=\"\",\"\",INDIRECT(\"'\"&$FH$10&$C75&\"'!Z294\")),\"―\"))","v":""},null,null,null,{"$f":"IF($C75=\"\",\"\",IFERROR(IF(INDIRECT(\"'\"&$FH$10&$C75&\"'!AD294\")=\"\",\"\",INDIRECT(\"'\"&$FH$10&$C75&\"'!AD294\")),\"―\"))","v":""},null,null,null,{"$f":"IF($C75=\"\",\"\",IFERROR(IF(INDIRECT(\"'\"&$FH$10&$C75&\"'!AH294\")=\"\",\"\",INDIRECT(\"'\"&$FH$10&$C75&\"'!AH294\")),\"―\"))","v":""}]
[null,null,null,null,null,null,null,null,null,null,null,null,null,null,null,{"$f":"IF($C75=\"\",\"\",IFERROR(IF(INDIRECT(\"'\"&$FH$10&$C75&\"'!J79\")=\"\",\"\",INDIRECT(\"'\"&$FH$10&$C75&\"'!J79\")),\"―\"))","v":""},null,null,null,null,null,null,null,{"$f":"IF($C75=\"\",\"\",IFERROR(IF(INDIRECT(\"'\"&$FH$10&$C75&\"'!R287\")=\"\",\"\",INDIRECT(\"'\"&$FH$10&$C75&\"'!R287\")),\"―\"))","v":""},null,null,null,{"$f":"IF($C75=\"\",\"\",IFERROR(IF(INDIRECT(\"'\"&$FH$10&$C75&\"'!V287\")=\"\",\"\",INDIRECT(\"'\"&$FH$10&$C75&\"'!V287\")),\"―\"))","v":""},null,null,null,{"$f":"IF($C75=\"\",\"\",IFERROR(IF(INDIRECT(\"'\"&$FH$10&$C75&\"'!Z287\")=\"\",\"\",INDIRECT(\"'\"&$FH$10&$C75&\"'!Z287\")),\"―\"))","v":""},null,null,null,{"$f":"IF($C75=\"\",\"\",IFERROR(IF(INDIRECT(\"'\"&$FH$10&$C75&\"'!AD287\")=\"\",\"\",INDIRECT(\"'\"&$FH$10&$C75&\"'!AD287\")),\"―\"))","v":""},null,null,null,{"$f":"IF($C75=\"\",\"\",IFERROR(IF(INDIRECT(\"'\"&$FH$10&$C75&\"'!AH287\")=\"\",\"\",INDIRECT(\"'\"&$FH$10&$C75&\"'!AH287\")),\"―\"))","v":""},null,null,null,null,null,null,null,null,null,null,{"$f":"P76","v":""},null,null,null,null,null,null,null,{"$f":"IF(X76=\"\",\"\",X76)","v":""},null,null,null,{"$f":"IF(AB76=\"\",\"\",AB76)","v":""},null,null,null,{"$f":"IF(AF76=\"\",\"\",AF76)","v":""},null,null,null,{"$f":"IF(AJ76=\"\",\"\",AJ76)","v":""},null,null,null,{"$f":"IF(AN76=\"\",\"\",AN76)","v":""}]
[null,null,{"$f":"IF('511脱炭素化計画'!C57=\"\",\"\",'511脱炭素化計画'!C57)","v":""},{"$f":"IF($C77=\"\",\"\",IFERROR(IF(INDIRECT(\"'\"&$FH$10&$C77&\"'!C9\")=\"\",\"\",INDIRECT(\"'\"&$FH$10&$C77&\"'!C9\")),\"―\"))","v":""},null,null,null,{"$f":"IF($C77=\"\",\"\",IFERROR(IF(INDIRECT(\"'\"&$FH$10&$C77&\"'!G9\")=\"\",\"\",INDIRECT(\"'\"&$FH$10&$C77&\"'!G9\")),\"―\"))","v":""},null,null,null,null,null,null,null,{"$f":"IF($C77=\"\",\"\",IFERROR(IF(INDIRECT(\"'\"&$FH$10&$C77&\"'!AD75\")=\"\",\"\",INDIRECT(\"'\"&$FH$10&$C77&\"'!AD75\")),\"―\"))","v":""},null,null,null,null,{"$f":"IFERROR(IF(P77/P78<0,\"---\",P77/P78),\"---\")","v":"---"},null,null,{"$f":"IF($C77=\"\",\"\",IFERROR(IF(INDIRECT(\"'\"&$FH$10&$C77&\"'!R285\")=\"\",\"\",INDIRECT(\"'\"&$FH$10&$C77&\"'!R285\")),\"―\"))","v":""},null,null,null,{"$f":"IF($C77=\"\",\"\",IFERROR(IF(INDIRECT(\"'\"&$FH$10&$C77&\"'!V285\")=\"\",\"\",INDIRECT(\"'\"&$FH$10&$C77&\"'!V285\")),\"―\"))","v":""},null,null,null,{"$f":"IF($C77=\"\",\"\",IFERROR(IF(INDIRECT(\"'\"&$FH$10&$C77&\"'!Z285\")=\"\",\"\",INDIRECT(\"'\"&$FH$10&$C77&\"'!Z285\")),\"―\"))","v":""},null,null,null,{"$f":"IF($C77=\"\",\"\",IFERROR(IF(INDIRECT(\"'\"&$FH$10&$C77&\"'!AD285\")=\"\",\"\",INDIRECT(\"'\"&$FH$10&$C77&\"'!AD285\")),\"―\"))","v":""},null,null,null,{"$f":"IF($C77=\"\",\"\",IFERROR(IF(INDIRECT(\"'\"&$FH$10&$C77&\"'!AH285\")=\"\",\"\",INDIRECT(\"'\"&$FH$10&$C77&\"'!AH285\")),\"―\"))","v":""},null,null,null,{"$f":"IF($C77=\"\",\"\",IFERROR(IF(INDIRECT(\"'\"&$FH$10&$C77&\"'!B294\")=\"\",\"\",INDIRECT(\"'\"&$FH$10&$C77&\"'!B294\")),\"―\"))","v":""},null,null,{"$f":"IF($C77=\"\",\"\",IFERROR(IF(INDIRECT(\"'\"&$FH$10&$C77&\"'!E294\")=\"\",\"\",INDIRECT(\"'\"&$FH$10&$C77&\"'!E294\")),\"―\"))","v":""},null,null,null,{"$f":"IF($C77=\"\",\"\",IFERROR(IF(INDIRECT(\"'\"&$FH$10&$C77&\"'!I294\")=\"\",\"\",INDIRECT(\"'\"&$FH$10&$C77&\"'!I294\")),\"―\"))","v":""},null,null,null,null,{"$f":"IFERROR(IF(AY77/AY78<0,\"---\",AY77/AY78),\"---\")","v":"---"},null,null,{"$f":"IF($C77=\"\",\"\",IFERROR(IF(INDIRECT(\"'\"&$FH$10&$C77&\"'!R294\")=\"\",\"\",INDIRECT(\"'\"&$FH$10&$C77&\"'!R294\")),\"―\"))","v":""},null,null,null,{"$f":"IF($C77=\"\",\"\",IFERROR(IF(INDIRECT(\"'\"&$FH$10&$C77&\"'!V294\")=\"\",\"\",INDIRECT(\"'\"&$FH$10&$C77&\"'!V294\")),\"―\"))","v":""},null,null,null,{"$f":"IF($C77=\"\",\"\",IFERROR(IF(INDIRECT(\"'\"&$FH$10&$C77&\"'!Z294\")=\"\",\"\",INDIRECT(\"'\"&$FH$10&$C77&\"'!Z294\")),\"―\"))","v":""},null,null,null,{"$f":"IF($C77=\"\",\"\",IFERROR(IF(INDIRECT(\"'\"&$FH$10&$C77&\"'!AD294\")=\"\",\"\",INDIRECT(\"'\"&$FH$10&$C77&\"'!AD294\")),\"―\"))","v":""},null,null,null,{"$f":"IF($C77=\"\",\"\",IFERROR(IF(INDIRECT(\"'\"&$FH$10&$C77&\"'!AH294\")=\"\",\"\",INDIRECT(\"'\"&$FH$10&$C77&\"'!AH294\")),\"―\"))","v":""}]
[null,null,null,null,null,null,null,null,null,null,null,null,null,null,null,{"$f":"IF($C77=\"\",\"\",IFERROR(IF(INDIRECT(\"'\"&$FH$10&$C77&\"'!J79\")=\"\",\"\",INDIRECT(\"'\"&$FH$10&$C77&\"'!J79\")),\"―\"))","v":""},null,null,null,null,null,null,null,{"$f":"IF($C77=\"\",\"\",IFERROR(IF(INDIRECT(\"'\"&$FH$10&$C77&\"'!R287\")=\"\",\"\",INDIRECT(\"'\"&$FH$10&$C77&\"'!R287\")),\"―\"))","v":""},null,null,null,{"$f":"IF($C77=\"\",\"\",IFERROR(IF(INDIRECT(\"'\"&$FH$10&$C77&\"'!V287\")=\"\",\"\",INDIRECT(\"'\"&$FH$10&$C77&\"'!V287\")),\"―\"))","v":""},null,null,null,{"$f":"IF($C77=\"\",\"\",IFERROR(IF(INDIRECT(\"'\"&$FH$10&$C77&\"'!Z287\")=\"\",\"\",INDIRECT(\"'\"&$FH$10&$C77&\"'!Z287\")),\"―\"))","v":""},null,null,null,{"$f":"IF($C77=\"\",\"\",IFERROR(IF(INDIRECT(\"'\"&$FH$10&$C77&\"'!AD287\")=\"\",\"\",INDIRECT(\"'\"&$FH$10&$C77&\"'!AD287\")),\"―\"))","v":""},null,null,null,{"$f":"IF($C77=\"\",\"\",IFERROR(IF(INDIRECT(\"'\"&$FH$10&$C77&\"'!AH287\")=\"\",\"\",INDIRECT(\"'\"&$FH$10&$C77&\"'!AH287\")),\"―\"))","v":""},null,null,null,null,null,null,null,null,null,null,{"$f":"P78","v":""},null,null,null,null,null,null,null,{"$f":"IF(X78=\"\",\"\",X78)","v":""},null,null,null,{"$f":"IF(AB78=\"\",\"\",AB78)","v":""},null,null,null,{"$f":"IF(AF78=\"\",\"\",AF78)","v":""},null,null,null,{"$f":"IF(AJ78=\"\",\"\",AJ78)","v":""},null,null,null,{"$f":"IF(AN78=\"\",\"\",AN78)","v":""}]
[null,"脱炭素化：低炭素系統電力への変更"]
[null,null,{"$f":"IF('511脱炭素化計画'!C59=\"\",\"\",'511脱炭素化計画'!C59)","v":""},{"$f":"IF($C80=\"\",\"\",IFERROR(IF(INDIRECT(\"'\"&$FH$10&$C80&\"'!C9\")=\"\",\"\",INDIRECT(\"'\"&$FH$10&$C80&\"'!C9\")),\"―\"))","v":""},null,null,null,{"$f":"IF($C80=\"\",\"\",IFERROR(IF(INDIRECT(\"'\"&$FH$10&$C80&\"'!G9\")=\"\",\"\",INDIRECT(\"'\"&$FH$10&$C80&\"'!G9\")),\"―\"))","v":""},null,null,null,null,null,null,null,{"$f":"IF($C80=\"\",\"\",IFERROR(IF(INDIRECT(\"'\"&$FH$10&$C80&\"'!AD75\")=\"\",\"\",INDIRECT(\"'\"&$FH$10&$C80&\"'!AD75\")),\"―\"))","v":""},null,null,null,null,{"$f":"IFERROR(IF(P80/P81<0,\"---\",P80/P81),\"---\")","v":"---"},null,null,{"$f":"IF($C80=\"\",\"\",IFERROR(IF(INDIRECT(\"'\"&$FH$10&$C80&\"'!R285\")=\"\",\"\",INDIRECT(\"'\"&$FH$10&$C80&\"'!R285\")),\"―\"))","v":""},null,null,null,{"$f":"IF($C80=\"\",\"\",IFERROR(IF(INDIRECT(\"'\"&$FH$10&$C80&\"'!V285\")=\"\",\"\",INDIRECT(\"'\"&$FH$10&$C80&\"'!V285\")),\"―\"))","v":""},null,null,null,{"$f":"IF($C80=\"\",\"\",IFERROR(IF(INDIRECT(\"'\"&$FH$10&$C80&\"'!Z285\")=\"\",\"\",INDIRECT(\"'\"&$FH$10&$C80&\"'!Z285\")),\"―\"))","v":""},null,null,null,{"$f":"IF($C80=\"\",\"\",IFERROR(IF(INDIRECT(\"'\"&$FH$10&$C80&\"'!AD285\")=\"\",\"\",INDIRECT(\"'\"&$FH$10&$C80&\"'!AD285\")),\"―\"))","v":""},null,null,null,{"$f":"IF($C80=\"\",\"\",IFERROR(IF(INDIRECT(\"'\"&$FH$10&$C80&\"'!AH285\")=\"\",\"\",INDIRECT(\"'\"&$FH$10&$C80&\"'!AH285\")),\"―\"))","v":""},null,null,null,{"$f":"IF($C80=\"\",\"\",IFERROR(IF(INDIRECT(\"'\"&$FH$10&$C80&\"'!B294\")=\"\",\"\",INDIRECT(\"'\"&$FH$10&$C80&\"'!B294\")),\"―\"))","v":""},null,null,{"$f":"IF($C80=\"\",\"\",IFERROR(IF(INDIRECT(\"'\"&$FH$10&$C80&\"'!E294\")=\"\",\"\",INDIRECT(\"'\"&$FH$10&$C80&\"'!E294\")),\"―\"))","v":""},null,null,null,{"$f":"IF($C80=\"\",\"\",IFERROR(IF(INDIRECT(\"'\"&$FH$10&$C80&\"'!I294\")=\"\",\"\",INDIRECT(\"'\"&$FH$10&$C80&\"'!I294\")),\"―\"))","v":""},null,null,null,null,{"$f":"IFERROR(IF(AY80/AY81<0,\"---\",AY80/AY81),\"---\")","v":"---"},null,null,{"$f":"IF($C80=\"\",\"\",IFERROR(IF(INDIRECT(\"'\"&$FH$10&$C80&\"'!R294\")=\"\",\"\",INDIRECT(\"'\"&$FH$10&$C80&\"'!R294\")),\"―\"))","v":""},null,null,null,{"$f":"IF($C80=\"\",\"\",IFERROR(IF(INDIRECT(\"'\"&$FH$10&$C80&\"'!V294\")=\"\",\"\",INDIRECT(\"'\"&$FH$10&$C80&\"'!V294\")),\"―\"))","v":""},null,null,null,{"$f":"IF($C80=\"\",\"\",IFERROR(IF(INDIRECT(\"'\"&$FH$10&$C80&\"'!Z294\")=\"\",\"\",INDIRECT(\"'\"&$FH$10&$C80&\"'!Z294\")),\"―\"))","v":""},null,null,null,{"$f":"IF($C80=\"\",\"\",IFERROR(IF(INDIRECT(\"'\"&$FH$10&$C80&\"'!AD294\")=\"\",\"\",INDIRECT(\"'\"&$FH$10&$C80&\"'!AD294\")),\"―\"))","v":""},null,null,null,{"$f":"IF($C80=\"\",\"\",IFERROR(IF(INDIRECT(\"'\"&$FH$10&$C80&\"'!AH294\")=\"\",\"\",INDIRECT(\"'\"&$FH$10&$C80&\"'!AH294\")),\"―\"))","v":""}]
[null,null,null,null,null,null,null,null,null,null,null,null,null,null,null,{"$f":"IF($C80=\"\",\"\",IFERROR(IF(INDIRECT(\"'\"&$FH$10&$C80&\"'!J79\")=\"\",\"\",INDIRECT(\"'\"&$FH$10&$C80&\"'!J79\")),\"―\"))","v":""},null,null,null,null,null,null,null,{"$f":"IF($C80=\"\",\"\",IFERROR(IF(INDIRECT(\"'\"&$FH$10&$C80&\"'!R287\")=\"\",\"\",INDIRECT(\"'\"&$FH$10&$C80&\"'!R287\")),\"―\"))","v":""},null,null,null,{"$f":"IF($C80=\"\",\"\",IFERROR(IF(INDIRECT(\"'\"&$FH$10&$C80&\"'!V287\")=\"\",\"\",INDIRECT(\"'\"&$FH$10&$C80&\"'!V287\")),\"―\"))","v":""},null,null,null,{"$f":"IF($C80=\"\",\"\",IFERROR(IF(INDIRECT(\"'\"&$FH$10&$C80&\"'!Z287\")=\"\",\"\",INDIRECT(\"'\"&$FH$10&$C80&\"'!Z287\")),\"―\"))","v":""},null,null,null,{"$f":"IF($C80=\"\",\"\",IFERROR(IF(INDIRECT(\"'\"&$FH$10&$C80&\"'!AD287\")=\"\",\"\",INDIRECT(\"'\"&$FH$10&$C80&\"'!AD287\")),\"―\"))","v":""},null,null,null,{"$f":"IF($C80=\"\",\"\",IFERROR(IF(INDIRECT(\"'\"&$FH$10&$C80&\"'!AH287\")=\"\",\"\",INDIRECT(\"'\"&$FH$10&$C80&\"'!AH287\")),\"―\"))","v":""},null,null,null,null,null,null,null,null,null,null,{"$f":"P81","v":""},null,null,null,null,null,null,null,{"$f":"IF(X81=\"\",\"\",X81)","v":""},null,null,null,{"$f":"IF(AB81=\"\",\"\",AB81)","v":""},null,null,null,{"$f":"IF(AF81=\"\",\"\",AF81)","v":""},null,null,null,{"$f":"IF(AJ81=\"\",\"\",AJ81)","v":""},null,null,null,{"$f":"IF(AN81=\"\",\"\",AN81)","v":""}]
[null,null,{"$f":"IF('511脱炭素化計画'!C60=\"\",\"\",'511脱炭素化計画'!C60)","v":""},{"$f":"IF($C82=\"\",\"\",IFERROR(IF(INDIRECT(\"'\"&$FH$10&$C82&\"'!C9\")=\"\",\"\",INDIRECT(\"'\"&$FH$10&$C82&\"'!C9\")),\"―\"))","v":""},null,null,null,{"$f":"IF($C82=\"\",\"\",IFERROR(IF(INDIRECT(\"'\"&$FH$10&$C82&\"'!G9\")=\"\",\"\",INDIRECT(\"'\"&$FH$10&$C82&\"'!G9\")),\"―\"))","v":""},null,null,null,null,null,null,null,{"$f":"IF($C82=\"\",\"\",IFERROR(IF(INDIRECT(\"'\"&$FH$10&$C82&\"'!AD75\")=\"\",\"\",INDIRECT(\"'\"&$FH$10&$C82&\"'!AD75\")),\"―\"))","v":""},null,null,null,null,{"$f":"IFERROR(IF(P82/P83<0,\"---\",P82/P83),\"---\")","v":"---"},null,null,{"$f":"IF($C82=\"\",\"\",IFERROR(IF(INDIRECT(\"'\"&$FH$10&$C82&\"'!R285\")=\"\",\"\",INDIRECT(\"'\"&$FH$10&$C82&\"'!R285\")),\"―\"))","v":""},null,null,null,{"$f":"IF($C82=\"\",\"\",IFERROR(IF(INDIRECT(\"'\"&$FH$10&$C82&\"'!V285\")=\"\",\"\",INDIRECT(\"'\"&$FH$10&$C82&\"'!V285\")),\"―\"))","v":""},null,null,null,{"$f":"IF($C82=\"\",\"\",IFERROR(IF(INDIRECT(\"'\"&$FH$10&$C82&\"'!Z285\")=\"\",\"\",INDIRECT(\"'\"&$FH$10&$C82&\"'!Z285\")),\"―\"))","v":""},null,null,null,{"$f":"IF($C82=\"\",\"\",IFERROR(IF(INDIRECT(\"'\"&$FH$10&$C82&\"'!AD285\")=\"\",\"\",INDIRECT(\"'\"&$FH$10&$C82&\"'!AD285\")),\"―\"))","v":""},null,null,null,{"$f":"IF($C82=\"\",\"\",IFERROR(IF(INDIRECT(\"'\"&$FH$10&$C82&\"'!AH285\")=\"\",\"\",INDIRECT(\"'\"&$FH$10&$C82&\"'!AH285\")),\"―\"))","v":""},null,null,null,{"$f":"IF($C82=\"\",\"\",IFERROR(IF(INDIRECT(\"'\"&$FH$10&$C82&\"'!B294\")=\"\",\"\",INDIRECT(\"'\"&$FH$10&$C82&\"'!B294\")),\"―\"))","v":""},null,null,{"$f":"IF($C82=\"\",\"\",IFERROR(IF(INDIRECT(\"'\"&$FH$10&$C82&\"'!E294\")=\"\",\"\",INDIRECT(\"'\"&$FH$10&$C82&\"'!E294\")),\"―\"))","v":""},null,null,null,{"$f":"IF($C82=\"\",\"\",IFERROR(IF(INDIRECT(\"'\"&$FH$10&$C82&\"'!I294\")=\"\",\"\",INDIRECT(\"'\"&$FH$10&$C82&\"'!I294\")),\"―\"))","v":""},null,null,null,null,{"$f":"IFERROR(IF(AY82/AY83<0,\"---\",AY82/AY83),\"---\")","v":"---"},null,null,{"$f":"IF($C82=\"\",\"\",IFERROR(IF(INDIRECT(\"'\"&$FH$10&$C82&\"'!R294\")=\"\",\"\",INDIRECT(\"'\"&$FH$10&$C82&\"'!R294\")),\"―\"))","v":""},null,null,null,{"$f":"IF($C82=\"\",\"\",IFERROR(IF(INDIRECT(\"'\"&$FH$10&$C82&\"'!V294\")=\"\",\"\",INDIRECT(\"'\"&$FH$10&$C82&\"'!V294\")),\"―\"))","v":""},null,null,null,{"$f":"IF($C82=\"\",\"\",IFERROR(IF(INDIRECT(\"'\"&$FH$10&$C82&\"'!Z294\")=\"\",\"\",INDIRECT(\"'\"&$FH$10&$C82&\"'!Z294\")),\"―\"))","v":""},null,null,null,{"$f":"IF($C82=\"\",\"\",IFERROR(IF(INDIRECT(\"'\"&$FH$10&$C82&\"'!AD294\")=\"\",\"\",INDIRECT(\"'\"&$FH$10&$C82&\"'!AD294\")),\"―\"))","v":""},null,null,null,{"$f":"IF($C82=\"\",\"\",IFERROR(IF(INDIRECT(\"'\"&$FH$10&$C82&\"'!AH294\")=\"\",\"\",INDIRECT(\"'\"&$FH$10&$C82&\"'!AH294\")),\"―\"))","v":""}]
[null,null,null,null,null,null,null,null,null,null,null,null,null,null,null,{"$f":"IF($C82=\"\",\"\",IFERROR(IF(INDIRECT(\"'\"&$FH$10&$C82&\"'!J79\")=\"\",\"\",INDIRECT(\"'\"&$FH$10&$C82&\"'!J79\")),\"―\"))","v":""},null,null,null,null,null,null,null,{"$f":"IF($C82=\"\",\"\",IFERROR(IF(INDIRECT(\"'\"&$FH$10&$C82&\"'!R287\")=\"\",\"\",INDIRECT(\"'\"&$FH$10&$C82&\"'!R287\")),\"―\"))","v":""},null,null,null,{"$f":"IF($C82=\"\",\"\",IFERROR(IF(INDIRECT(\"'\"&$FH$10&$C82&\"'!V287\")=\"\",\"\",INDIRECT(\"'\"&$FH$10&$C82&\"'!V287\")),\"―\"))","v":""},null,null,null,{"$f":"IF($C82=\"\",\"\",IFERROR(IF(INDIRECT(\"'\"&$FH$10&$C82&\"'!Z287\")=\"\",\"\",INDIRECT(\"'\"&$FH$10&$C82&\"'!Z287\")),\"―\"))","v":""},null,null,null,{"$f":"IF($C82=\"\",\"\",IFERROR(IF(INDIRECT(\"'\"&$FH$10&$C82&\"'!AD287\")=\"\",\"\",INDIRECT(\"'\"&$FH$10&$C82&\"'!AD287\")),\"―\"))","v":""},null,null,null,{"$f":"IF($C82=\"\",\"\",IFERROR(IF(INDIRECT(\"'\"&$FH$10&$C82&\"'!AH287\")=\"\",\"\",INDIRECT(\"'\"&$FH$10&$C82&\"'!AH287\")),\"―\"))","v":""},null,null,null,null,null,null,null,null,null,null,{"$f":"P83","v":""},null,null,null,null,null,null,null,{"$f":"IF(X83=\"\",\"\",X83)","v":""},null,null,null,{"$f":"IF(AB83=\"\",\"\",AB83)","v":""},null,null,null,{"$f":"IF(AF83=\"\",\"\",AF83)","v":""},null,null,null,{"$f":"IF(AJ83=\"\",\"\",AJ83)","v":""},null,null,null,{"$f":"IF(AN83=\"\",\"\",AN83)","v":""}]

{"sheet":"524設備構成比較","index":29,"n_rows":38,"n_cols":83,"rows_kept":38,"cut":false,"hidden":false,"merged":[[7,40,7,43],[37,40,37,43],[7,1,7,4],[3,1,3,9],[3,10,3,21],[4,1,4,21],[37,1,37,4]]}
[]
[]
[]
[null,"5．実施計画書",null,null,null,null,null,null,null,null,"52．実施計画",null,null,null,null,null,null,null,null,null,null,null,null,null,null,null,null,null,null,null,null,null,null,null,null,null,null,null,null,null,"記入例及び注記",null,null,null,null,null,null,null,"セル色凡例",null,null,null,null,null,"直接入力",null,null,null,null,"選択",null,null,null,"自動計算",null,null,null,null,null,null,null,null,null,null,null,null,null,null,null,null,null,null,"セル色の表示／非表示"]
[null,"524．設備構成比較",null,null,null,null,null,null,null,null,null,null,null,null,null,null,null,null,null,null,null,null,null,null,null,null,null,null,null,null,null,null,null,null,null,null,null,null,null,null,"（セルのメモやテキストボックスによる注記は移動できます）",null,null,null,null,null,null,null,null,null,null,null,null,null,null,null,null,null,null,null,null,null,null,null,null,null,null,null,null,null,null,null,null,null,null,null,null,null,null,null,null,null,false]
[]
[]
[null,"基準年度",null,null,null,null,null,null,null,null,null,null,null,null,null,null,null,null,null,null,null,null,null,null,null,null,null,null,null,null,null,null,null,null,null,null,null,null,null,null,"基準年度"]
[null,null,null,null,null,null,null,null,null,null,null,null,null,null,null,null,null,null,null,null,null,null,null,null,null,null,null,null,null,null,null,null,null,null,null,null,null,null,null,null,null,null,null,null,null,null,null,null,null,null,null,null,null,null,null,null,null,null,null,null,null,null,null,null,null,null,null,null,null,null,null,null,null,null,null,null,null,null,null,null,null,null,"シート番号区別"]
[null,null,null,null,null,null,null,null,null,null,null,null,null,null,null,null,null,null,null,null,null,null,null,null,null,null,null,null,null,null,null,null,null,null,null,null,null,null,null,null,null,null,null,null,null,null,null,null,null,null,null,null,null,null,null,null,null,null,null,null,null,null,null,null,null,null,null,null,null,null,null,null,null,null,null,null,null,null,null,null,null,null,{"$f":"IF(MID(B4,3,LEN(B4))=\"診断報告書\",\"---\",541)","v":541}]
[]
[]
[]
[]
[]
[]
[]
[]
[]
[]
[]
[]
[]
[]
[]
[]
[]
[]
[]
[]
[]
[]
[]
[]
[]
[]
[]
[null,"対策実施後",null,null,null,null,null,null,null,null,null,null,null,null,null,null,null,null,null,null,null,null,null,null,null,null,null,null,null,null,null,null,null,null,null,null,null,null,null,null,"対策実施後"]

{"sheet":"対策個票1","index":30,"n_rows":490,"n_cols":100,"rows_kept":490,"cut":false,"hidden":false,"merged":[[82,21,83,25],[135,1,137,36],[139,1,149,36],[151,1,161,36],[165,1,167,36],[169,1,179,36],[464,1,474,36],[476,1,486,36],[488,1,498,36],[324,1,382,36],[384,1,384,21],[389,1,398,36],[400,1,410,36],[412,1,422,36],[424,1,434,36],[437,1,446,36],[448,1,448,21],[452,1,462,36],[303,1,305,4],[303,5,305,7],[303,8,305,13],[303,14,305,17],[303,18,305,36],[99,3,100,15],[103,3,104,9],[105,13,106,15],[101,3,102,9],[105,3,106,9],[101,10,102,12],[103,10,104,12],[105,10,106,12],[130,40,130,60],[116,42,117,48],[116,55,117,57],[110,40,127,41],[110,42,111,48],[110,55,111,57],[110,58,111,61],[118,31,119,36],[126,13,127,15],[112,19,113,22],[112,23,113,26],[112,27,113,30],[108,23,109,26],[108,27,109,30],[103,13,104,15],[105,31,106,36],[126,42,127,48],[92,77,104,79],[85,77,90,79],[106,77,112,79],[114,53,115,54],[108,40,109,41],[93,55,94,57],[93,58,94,61],[93,62,94,65],[93,66,94,69],[112,70,113,75],[114,70,115,75],[112,55,113,57],[108,42,109,48],[108,49,109,54],[108,55,109,61],[108,62,109,65],[108,66,109,69],[108,70,109,75],[97,55,98,61],[112,62,113,65],[112,66,113,69],[112,49,113,52],[112,53,113,54],[112,42,113,48],[245,56,246,75],[232,62,232,69],[233,46,233,53],[233,54,233,61],[233,62,233,69],[234,46,234,53],[234,54,234,61],[234,62,234,69],[166,41,166,74],[172,41,175,74],[182,41,190,74],[193,40,193,60],[220,40,220,75],[245,53,246,55],[118,55,119,61],[118,62,119,65],[118,66,119,69],[114,42,115,48],[114,55,115,57],[114,58,115,61],[114,62,115,65],[114,66,115,69],[114,49,115,52],[116,66,117,69],[82,26,83,28],[82,60,83,64],[82,65,83,67],[110,49,111,52],[110,53,111,54],[268,56,269,75],[270,70,270,71],[270,72,270,73],[95,70,96,75],[265,56,265,59],[265,60,265,63],[265,64,265,67],[265,68,265,71],[266,72,266,75],[120,42,121,54],[122,42,123,48],[122,49,123,51],[122,52,123,54],[124,42,125,48],[124,49,125,51],[124,52,125,54],[97,27,98,30],[97,31,98,36],[110,23,111,26],[295,72,296,75],[280,47,281,52],[280,53,283,55],[280,56,283,75],[282,47,283,52],[284,47,285,52],[284,53,287,55],[284,56,285,59],[284,64,285,67],[284,72,285,75],[286,72,287,75],[293,60,294,63],[293,64,294,67],[293,68,294,71],[293,72,294,75],[295,47,296,52],[295,56,296,59],[295,60,296,63],[295,64,296,67],[295,68,296,71],[293,56,294,59],[277,72,278,75],[271,70,271,71],[271,74,271,75],[271,56,271,57],[271,58,271,59],[271,60,271,61],[270,56,270,57],[270,58,270,59],[270,62,270,63],[271,72,271,73],[272,56,273,75],[270,68,270,69],[270,64,270,65],[270,66,270,67],[275,56,276,75],[271,64,271,65],[289,40,292,42],[289,43,292,46],[284,68,285,71],[286,47,287,52],[286,56,287,59],[286,60,287,63],[286,64,287,67],[286,68,287,71],[284,60,285,63],[277,50,278,55],[277,56,278,59],[277,60,278,63],[277,64,278,67],[270,60,270,61],[89,62,90,65],[89,70,90,75],[126,49,127,51],[126,52,127,54],[116,58,117,61],[116,62,117,65],[120,70,121,75],[122,70,123,75],[124,70,125,75],[126,70,127,75],[118,70,119,75],[116,49,117,52],[116,53,117,54],[120,55,121,69],[122,55,123,69],[124,55,125,69],[126,55,127,69],[277,68,278,71],[116,70,117,75],[275,50,276,55],[86,81,86,85],[103,55,104,69],[105,55,106,69],[99,42,100,54],[101,42,102,48],[101,49,102,51],[101,52,102,54],[103,42,104,48],[103,49,104,51],[103,52,104,54],[105,42,106,48],[105,49,106,51],[105,52,106,54],[95,62,96,65],[95,66,96,69],[89,55,90,57],[89,66,90,69],[91,42,92,48],[91,55,92,57],[91,58,92,61],[91,62,92,65],[91,66,92,69],[99,55,100,69],[85,40,86,75],[87,40,88,41],[87,42,88,48],[87,49,88,54],[87,55,88,61],[82,68,83,72],[82,73,83,75],[89,53,90,54],[89,49,90,52],[87,62,88,65],[87,66,88,69],[87,70,88,75],[89,40,106,41],[89,42,90,48],[89,58,90,61],[101,55,102,69],[110,62,111,65],[110,66,111,69],[110,70,111,75],[78,40,79,44],[78,45,79,47],[78,48,79,53],[78,54,79,59],[78,60,79,67],[78,68,79,72],[78,73,79,75],[80,40,81,44],[80,45,81,47],[80,48,81,53],[80,54,81,59],[80,60,81,67],[80,68,81,72],[80,73,81,75],[82,40,83,44],[82,45,83,47],[82,48,83,53],[82,54,83,59],[95,42,96,48],[95,55,96,57],[95,58,96,61],[112,58,113,61],[99,70,100,75],[101,70,102,75],[103,70,104,75],[105,70,106,75],[70,40,71,44],[70,45,71,62],[72,40,73,40],[72,41,73,44],[72,45,73,62],[74,40,77,44],[74,45,75,47],[74,48,75,53],[74,54,75,59],[74,60,75,67],[70,63,71,65],[72,63,73,65],[70,66,71,75],[72,66,73,75],[74,68,75,72],[74,73,75,75],[76,45,77,47],[76,48,77,53],[76,54,77,54],[76,55,77,59],[76,60,77,67],[76,68,77,72],[76,73,77,75],[58,45,59,51],[58,52,59,53],[58,54,59,75],[60,45,61,51],[60,52,61,53],[60,54,61,75],[62,40,65,44],[62,45,65,75],[67,40,67,60],[43,40,61,44],[43,45,43,53],[43,54,43,75],[44,45,45,51],[44,52,45,53],[44,54,45,75],[46,45,47,51],[46,52,47,53],[46,54,47,75],[48,45,49,51],[48,52,49,53],[48,54,49,75],[50,45,51,51],[50,52,51,53],[50,54,51,75],[52,45,53,51],[52,52,53,53],[52,54,53,75],[54,45,55,51],[54,52,55,53],[54,54,55,75],[56,45,57,51],[56,52,57,53],[56,54,57,75],[33,56,34,59],[33,60,34,63],[33,64,34,70],[33,71,34,75],[35,40,42,44],[35,45,38,45],[35,46,36,48],[35,49,36,75],[37,46,38,48],[37,49,38,75],[39,45,42,45],[39,46,40,48],[39,49,40,75],[41,46,42,48],[41,49,42,75],[33,40,34,44],[33,45,34,48],[33,49,34,55],[16,45,19,75],[20,40,23,44],[20,45,23,75],[8,6,9,23],[24,40,27,44],[24,47,25,59],[24,60,25,61],[24,62,25,75],[26,45,27,46],[26,47,27,59],[12,40,13,44],[12,45,13,62],[12,63,13,65],[12,66,13,75],[10,24,11,26],[10,27,11,36],[26,60,27,63],[26,64,27,65],[26,66,27,75],[16,40,19,44],[28,40,32,44],[28,45,29,48],[28,49,29,55],[28,56,29,59],[28,60,29,63],[28,64,29,70],[28,71,29,75],[30,45,32,48],[30,49,32,75],[6,40,7,44],[6,45,7,62],[6,63,7,75],[8,40,9,40],[8,41,9,44],[8,45,9,62],[8,63,9,65],[8,66,9,75],[10,40,11,44],[10,45,11,62],[10,63,11,65],[10,66,11,75],[3,1,3,9],[6,1,7,5],[6,6,7,23],[6,24,7,36],[264,17,264,36],[265,33,265,36],[266,33,266,36],[265,29,265,32],[266,29,266,32],[265,25,265,28],[266,25,266,28],[265,21,265,24],[266,21,266,24],[265,17,265,20],[266,17,266,20],[3,10,3,21],[4,1,4,21],[8,1,9,1],[8,2,9,5],[8,24,9,26],[8,27,9,36],[10,1,11,5],[10,6,11,23],[12,1,13,5],[24,1,27,5],[24,8,25,20],[24,21,25,22],[24,23,25,36],[26,6,27,7],[26,8,27,20],[12,6,13,23],[16,6,19,36],[20,1,23,5],[20,6,23,36],[16,1,19,5],[12,24,13,26],[12,27,13,36],[26,21,27,24],[26,25,27,26],[26,27,27,36],[28,32,29,36],[30,6,32,9],[30,10,32,36],[33,1,34,5],[33,6,34,9],[33,10,34,16],[33,17,34,20],[33,21,34,24],[33,25,34,31],[33,32,34,36],[28,1,32,5],[28,6,29,9],[28,10,29,16],[28,17,29,20],[28,21,29,24],[28,25,29,31],[60,6,61,12],[60,13,61,14],[60,15,61,36],[41,10,42,36],[43,1,61,5],[43,6,43,14],[43,15,43,36],[44,6,45,12],[44,13,45,14],[44,15,45,36],[46,6,47,12],[46,13,47,14],[46,15,47,36],[35,1,42,5],[35,6,38,6],[35,7,36,9],[35,10,36,36],[37,7,38,9],[37,10,38,36],[39,6,42,6],[39,7,40,9],[39,10,40,36],[41,7,42,9],[52,6,53,12],[56,6,57,12],[56,13,57,14],[56,15,57,36],[58,6,59,12],[58,13,59,14],[58,15,59,36],[54,13,55,14],[54,15,55,36],[48,6,49,12],[48,13,49,14],[48,15,49,36],[50,6,51,12],[50,13,51,14],[50,15,51,36],[52,13,53,14],[52,15,53,36],[54,6,55,12],[70,1,71,5],[70,6,71,23],[72,1,73,1],[72,2,73,5],[72,6,73,23],[62,1,65,5],[62,6,65,36],[67,1,67,21],[70,24,71,26],[72,24,73,26],[70,27,71,36],[72,27,73,36],[82,1,83,5],[82,6,83,8],[74,34,75,36],[76,6,77,8],[76,9,77,14],[76,15,77,15],[76,16,77,20],[76,21,77,28],[76,29,77,33],[76,34,77,36],[74,1,77,5],[74,6,75,8],[74,9,75,14],[74,15,75,20],[74,21,75,28],[74,29,75,33],[78,34,79,36],[80,1,81,5],[80,6,81,8],[80,9,81,14],[80,15,81,20],[80,21,81,28],[80,29,81,33],[80,34,81,36],[78,1,79,5],[78,6,79,8],[78,9,79,14],[78,15,79,20],[78,21,79,28],[78,29,79,33],[89,19,90,22],[91,31,92,36],[95,16,96,18],[93,3,94,9],[85,1,86,36],[87,1,88,2],[87,3,88,9],[87,10,88,15],[87,16,88,22],[87,23,88,26],[87,27,88,30],[87,31,88,36],[82,9,83,14],[82,15,83,20],[82,29,83,33],[82,34,83,36],[93,14,94,15],[95,3,96,9],[89,1,106,2],[101,31,102,36],[103,31,104,36],[95,19,96,22],[95,23,96,26],[95,27,96,30],[95,31,96,36],[97,16,98,22],[97,23,98,26],[93,31,94,36],[99,31,100,36],[89,23,90,26],[89,27,90,30],[89,31,90,36],[89,3,90,9],[89,16,90,18],[89,14,90,15],[95,14,96,15],[95,10,96,13],[99,16,100,30],[101,16,102,30],[103,16,104,30],[105,16,106,30],[101,13,102,15],[220,1,220,36],[277,25,278,28],[277,29,278,32],[277,33,278,36],[277,11,278,16],[272,17,273,36],[275,11,276,16],[245,4,246,13],[245,14,246,16],[245,17,246,36],[248,7,248,36],[249,7,249,36],[250,1,251,6],[250,7,251,36],[252,1,253,6],[252,7,253,36],[254,7,254,36],[256,1,256,21],[275,17,276,36],[271,19,271,20],[277,17,278,20],[277,21,278,24],[271,29,271,30],[270,14,270,16],[197,1,218,36],[221,1,242,36],[259,27,260,36],[261,24,262,26],[261,27,262,36],[122,13,123,15],[268,17,269,36],[110,1,127,2],[122,10,123,12],[130,1,130,21],[114,31,115,36],[126,10,127,12],[124,13,125,15],[120,3,121,15],[122,3,123,9],[124,3,125,9],[116,31,117,36],[120,31,121,36],[126,31,127,36],[124,10,125,12],[193,1,193,21],[112,16,113,18],[114,27,115,30],[110,27,111,30],[293,4,296,7],[284,33,285,36],[280,17,283,36],[280,14,283,16],[270,19,270,20],[271,17,271,18],[114,19,115,22],[114,3,115,9],[114,23,115,26],[122,16,123,30],[124,16,125,30],[126,16,127,30],[270,29,270,30],[270,31,270,32],[122,31,123,36],[124,31,125,36],[116,3,117,9],[126,3,127,9],[116,16,117,18],[114,10,115,13],[245,1,246,3],[270,11,270,13],[120,16,121,30],[181,1,191,36],[293,33,294,36],[295,17,296,20],[293,8,294,13],[295,33,296,36],[284,29,285,32],[291,8,292,13],[284,14,287,16],[295,25,296,28],[295,21,296,24],[286,29,287,32],[280,8,281,13],[282,8,283,13],[286,33,287,36],[321,1,321,21],[284,17,285,20],[286,17,287,20],[284,21,285,24],[286,21,287,24],[284,25,285,28],[286,25,287,28],[289,14,292,16],[293,14,296,16],[289,17,292,36],[293,17,294,20],[293,21,294,24],[293,25,294,28],[293,29,294,32],[289,1,292,3],[293,1,296,3],[289,4,292,7],[295,29,296,32],[295,8,296,13],[284,8,285,13],[286,8,287,13],[306,1,308,4],[306,5,308,7],[306,8,308,13],[306,14,308,17],[306,18,308,36],[289,8,290,13],[93,10,94,13],[89,10,90,13],[91,10,92,13],[93,16,94,18],[93,19,94,22],[93,23,94,26],[118,16,119,22],[118,23,119,26],[118,27,119,30],[114,16,115,18],[116,10,117,13],[114,14,115,15],[116,14,117,15],[116,19,117,22],[116,23,117,26],[116,27,117,30],[108,10,109,15],[108,16,109,22],[108,1,109,2],[108,3,109,9],[108,31,109,36],[112,3,113,9],[110,3,111,9],[110,19,111,22],[110,10,111,13],[112,10,113,13],[110,14,111,15],[112,14,113,15],[112,31,113,36],[110,16,111,18],[110,31,111,36],[91,3,92,9],[91,16,92,18],[91,19,92,22],[91,23,92,26],[91,27,92,30],[93,27,94,30],[97,62,98,65],[97,66,98,69],[97,70,98,75],[95,53,96,54],[95,49,96,52],[91,70,92,75],[93,42,94,48],[93,70,94,75],[91,53,92,54],[93,53,94,54],[91,49,92,52],[93,49,94,52],[91,14,92,15],[248,46,248,75],[249,46,249,75],[250,40,251,45],[250,46,251,75],[252,40,253,45],[252,46,253,75],[254,46,254,75],[259,1,260,5],[259,6,260,23],[259,24,260,26],[271,23,271,24],[270,25,270,26],[270,27,270,28],[261,1,262,1],[261,2,262,5],[261,6,262,23],[270,33,270,34],[270,35,270,36],[271,33,271,34],[271,35,271,36],[271,31,271,32],[270,17,270,18],[268,5,268,10],[268,11,268,16],[270,21,270,22],[270,23,270,24],[271,21,271,22],[271,25,271,26],[271,27,271,28],[453,41,455,74],[465,41,467,74],[477,41,479,74],[489,41,491,74],[269,3,269,4],[269,5,269,10],[270,5,270,7],[270,8,270,10],[269,11,269,16],[269,42,269,43],[269,44,269,49],[269,50,269,55],[270,44,270,46],[270,47,270,49],[270,50,270,52],[270,53,270,55],[303,40,305,43],[303,44,305,46],[306,47,308,52],[306,53,308,56],[306,57,308,75],[270,74,270,75],[271,62,271,63],[293,43,296,46],[196,77,211,79],[140,77,155,79],[222,41,228,74],[384,40,384,60],[448,40,448,60],[425,41,429,74],[438,41,442,74],[268,44,268,49],[268,50,268,55],[140,41,148,74],[264,56,264,75],[259,63,260,65],[261,63,262,65],[259,66,260,75],[261,66,262,75],[265,72,265,75],[266,56,266,59],[266,60,266,63],[266,64,266,67],[266,68,266,71],[198,41,211,59],[245,40,246,42],[245,43,246,52],[232,54,232,61],[324,77,339,79],[387,77,402,79],[401,41,405,74],[271,66,271,67],[271,68,271,69],[256,40,256,60],[259,40,260,44],[259,45,260,62],[261,40,262,40],[261,41,262,44],[261,45,262,62],[293,40,296,42],[303,47,305,52],[303,53,305,56],[303,57,305,75],[306,40,308,43],[321,40,321,60],[289,47,290,52],[289,53,292,55],[289,56,292,75],[291,47,292,52],[293,47,294,52],[293,53,296,55],[306,44,308,46],[259,81,278,84],[135,41,137,74],[151,41,161,74],[389,41,398,74],[413,41,419,74],[238,46,238,53],[238,54,238,61],[238,62,238,69],[239,52,239,59],[240,52,240,59],[241,52,241,59],[326,41,333,74],[235,46,235,53],[235,54,235,61],[235,62,235,69],[236,46,236,53],[236,54,236,61],[236,62,236,69],[237,46,237,53],[237,54,237,61],[237,62,237,69],[229,41,229,47],[231,46,231,69],[232,46,232,53]]}
[]
[]
[]
[null,{"$f":"IF(COUNTIF(表紙!J21,\"*診断*\"),\"4．診断報告書\",\"5．実施計画書\")","v":"4．診断報告書"},null,null,null,null,null,null,null,null,"---",null,null,null,null,null,null,null,null,null,null,null,null,null,null,null,null,null,null,null,null,null,null,null,null,null,null,null,null,null,"記入例及び注記",null,null,null,null,null,null,null,"セル色凡例",null,null,null,null,null,"直接入力",null,null,null,null,"選択",null,null,null,"自動計算",null,null,null,null,null,null,null,null,null,null,null,null,null,null,null,null,null,null,null,null,null,null,null,null,"セル色の表示／非表示"]
[null,"対策個票",null,null,null,null,null,null,null,null,null,null,null,null,null,null,null,null,null,null,null,null,null,null,null,null,null,null,null,null,null,null,null,null,null,null,null,null,null,null,"（セルのメモやテキストボックスによる注記は移動できます）",null,null,null,null,null,null,null,null,null,null,null,null,null,null,null,null,null,null,null,null,null,null,null,null,null,null,null,null,null,null,null,null,null,null,null,null,null,null,null,null,null,null,null,null,null,null,null,false]
[]
[null,"対策の種類\n[対策個票番号]",null,null,null,null,"対策名称",null,null,null,null,null,null,null,null,null,null,null,null,null,null,null,null,null,"対策メニュー番号・メニュー名",null,null,null,null,null,null,null,null,null,null,null,null,null,null,null,"対策の種類\n[対策個票番号]",null,null,null,null,"対策名称",null,null,null,null,null,null,null,null,null,null,null,null,null,null,null,null,null,"対策メニュー番号・メニュー名"]
[]
[null,{"$f":"RIGHT(CELL(\"filename\",B7),(LEN(CELL(\"filename\",B7))-FIND(\"票\",CELL(\"filename\",B7))))","v":"1"},{"$f":"IF(Y9=\"\",\"\",VLOOKUP(Y9,対策メニューリスト,3,FALSE))","v":""},null,null,null,null,null,null,null,null,null,null,null,null,null,null,null,null,null,null,null,null,null,null,null,null,{"$f":"IF(Y9=\"\",\"\",VLOOKUP(Y9,対策メニューリスト,2,FALSE))","v":""},null,null,null,null,null,null,null,null,null,null,null,null,6,"燃料転換",null,null,null,"ボイラーの燃料転換",null,null,null,null,null,null,null,null,null,null,null,null,null,null,null,null,null,12142,null,null,"重油焚きからガス焚きボイラへの燃料転換",null,null,null,null,null,null,null,null,null,null,null,null,null,null,null,null,null,null,null,null,null,null,null,"課題番号"]
[null,null,null,null,null,null,null,null,null,null,null,null,null,null,null,null,null,null,null,null,null,null,null,null,null,null,null,null,null,null,null,null,null,null,null,null,null,null,null,null,null,null,null,null,null,null,null,null,null,null,null,null,null,null,null,null,null,null,null,null,null,null,null,null,null,null,null,null,null,null,null,null,null,null,null,null,null,null,null,null,null,null,null,null,null,null,null,null,"(課題1)",null,{"$f":"MID(B19,2,3)","v":""}]
[null,"工程名",null,null,null,null,null,null,null,null,null,null,null,null,null,null,null,null,null,null,null,null,null,null,"対象/\n既存設備",null,null,null,null,null,null,null,null,null,null,null,null,null,null,null,"工程名",null,null,null,null,"原料加熱",null,null,null,null,null,null,null,null,null,null,null,null,null,null,null,null,null,"対象/\n既存設備",null,null,"重油焚き蒸気ボイラー",null,null,null,null,null,null,null,null,null,null,null,null,null,null,null,null,null,null,null,null,null,"(課題2)"]
[null,null,null,null,null,null,null,null,null,null,null,null,null,null,null,null,null,null,null,null,null,null,null,null,null,null,null,null,null,null,null,null,null,null,null,null,null,null,null,null,null,null,null,null,null,null,null,null,null,null,null,null,null,null,null,null,null,null,null,null,null,null,null,null,null,null,null,null,null,null,null,null,null,null,null,null,null,null,null,null,null,null,null,null,null,null,null,null,"(課題3)"]
[null,"システム／\n設備区分名",null,null,null,null,{"$f":"IF(Y9=\"\",\"\",VLOOKUP(Y9,対策メニューリスト,4,FALSE))","v":""},null,null,null,null,null,null,null,null,null,null,null,null,null,null,null,null,null,"導入設備",null,null,null,null,null,null,null,null,null,null,null,null,null,null,null,"システム／\n設備区分名",null,null,null,null,"蒸気システム",null,null,null,null,null,null,null,null,null,null,null,null,null,null,null,null,null,"導入設備",null,null,"ガス焚き蒸気ボイラー",null,null,null,null,null,null,null,null,null,null,null,null,null,null,null,null,null,null,null,null,null,"(課題4)"]
[null,null,null,null,null,null,null,null,null,null,null,null,null,null,null,null,null,null,null,null,null,null,null,null,null,null,null,null,null,null,null,null,null,null,null,null,null,null,null,null,null,null,null,null,null,null,null,null,null,null,null,null,null,null,null,null,null,null,null,null,null,null,null,null,null,null,null,null,null,null,null,null,null,null,null,null,null,null,null,null,null,null,null,null,null,null,null,null,"(課題5)"]
[null,null,null,null,null,null,null,null,null,null,null,null,null,null,null,null,null,null,null,null,null,null,null,null,null,null,null,null,null,null,null,null,null,null,null,null,null,null,null,null,null,null,null,null,null,null,null,null,null,null,null,null,null,null,null,null,null,null,null,null,null,null,null,null,null,null,null,null,null,null,null,null,null,null,null,null,null,null,null,null,null,null,null,null,null,null,null,null,"(課題6)"]
[null,"１．対策概要",null,null,null,null,null,null,null,null,null,null,null,null,null,null,null,null,null,null,null,null,null,null,null,null,null,null,null,null,null,null,null,null,null,null,null,null,null,null,"１．対策概要",null,null,null,null,null,null,null,null,null,null,null,null,null,null,null,null,null,null,null,null,null,null,null,null,null,null,null,null,null,null,null,null,null,null,null,null,null,null,null,null,null,null,null,null,null,null,null,"(課題7)"]
[null,"現状と課題",null,null,null,null,null,null,null,null,null,null,null,null,null,null,null,null,null,null,null,null,null,null,null,null,null,null,null,null,null,null,null,null,null,null,null,null,null,null,"現状と課題",null,null,null,null,"現用のボイラーが更新時期を超えている。またA重油を使用した蒸気ボイラーが使用されており、CO2排出量が過多となっている",null,null,null,null,null,null,null,null,null,null,null,null,null,null,null,null,null,null,null,null,null,null,null,null,null,null,null,null,null,null,null,null,null,null,null,null,null,null,null,null,null,null,"(課題8)"]
[null,null,null,null,null,null,null,null,null,null,null,null,null,null,null,null,null,null,null,null,null,null,null,null,null,null,null,null,null,null,null,null,null,null,null,null,null,null,null,null,null,null,null,null,null,null,null,null,null,null,null,null,null,null,null,null,null,null,null,null,null,null,null,null,null,null,null,null,null,null,null,null,null,null,null,null,null,null,null,null,null,null,null,null,null,null,null,null,"(課題9)"]
[null,null,null,null,null,null,null,null,null,null,null,null,null,null,null,null,null,null,null,null,null,null,null,null,null,null,null,null,null,null,null,null,null,null,null,null,null,null,null,null,null,null,null,null,null,null,null,null,null,null,null,null,null,null,null,null,null,null,null,null,null,null,null,null,null,null,null,null,null,null,null,null,null,null,null,null,null,null,null,null,null,null,null,null,null,null,null,null,"(課題10)"]
[null,null,null,null,null,null,null,null,null,null,null,null,null,null,null,null,null,null,null,null,null,null,null,null,null,null,null,null,null,null,null,null,null,null,null,null,null,null,null,null,null,null,null,null,null,null,null,null,null,null,null,null,null,null,null,null,null,null,null,null,null,null,null,null,null,null,null,null,null,null,null,null,null,null,null,null,null,null,null,null,null,null,null,null,null,null,null,null,"(課題11)"]
[null,"対策の概要",null,null,null,null,null,null,null,null,null,null,null,null,null,null,null,null,null,null,null,null,null,null,null,null,null,null,null,null,null,null,null,null,null,null,null,null,null,null,"対策の概要",null,null,null,null,"A重油焚きボイラーから気体燃料ボイラーに更新することで、熱効率向上による燃料使用量の削減、CO2排出量の削減を目指す",null,null,null,null,null,null,null,null,null,null,null,null,null,null,null,null,null,null,null,null,null,null,null,null,null,null,null,null,null,null,null,null,null,null,null,null,null,null,null,null,null,null,"(課題12)"]
[null,null,null,null,null,null,null,null,null,null,null,null,null,null,null,null,null,null,null,null,null,null,null,null,null,null,null,null,null,null,null,null,null,null,null,null,null,null,null,null,null,null,null,null,null,null,null,null,null,null,null,null,null,null,null,null,null,null,null,null,null,null,null,null,null,null,null,null,null,null,null,null,null,null,null,null,null,null,null,null,null,null,null,null,null,null,null,null,"(課題13)"]
[null,null,null,null,null,null,null,null,null,null,null,null,null,null,null,null,null,null,null,null,null,null,null,null,null,null,null,null,null,null,null,null,null,null,null,null,null,null,null,null,null,null,null,null,null,null,null,null,null,null,null,null,null,null,null,null,null,null,null,null,null,null,null,null,null,null,null,null,null,null,null,null,null,null,null,null,null,null,null,null,null,null,null,null,null,null,null,null,"(課題14)"]
[null,null,null,null,null,null,null,null,null,null,null,null,null,null,null,null,null,null,null,null,null,null,null,null,null,null,null,null,null,null,null,null,null,null,null,null,null,null,null,null,null,null,null,null,null,null,null,null,null,null,null,null,null,null,null,null,null,null,null,null,null,null,null,null,null,null,null,null,null,null,null,null,null,null,null,null,null,null,null,null,null,null,null,null,null,null,null,null,"(課題15)"]
[null,"対策の種別",null,null,null,null,null,null,"受診事業者からの診断要請あり",null,null,null,null,null,null,null,null,null,null,null,null,null,null,"設備寿命による交換提案",null,null,null,null,null,null,null,null,null,null,null,null,null,null,null,null,"対策の種別",null,null,null,null,null,null,"受診事業者からの診断要請あり",null,null,null,null,null,null,null,null,null,null,null,null,null,null,"設備寿命による交換提案",null,null,null,null,null,null,null,null,null,null,null,null,null,null,null,null,null,null,null,null,null,null,null,null,null,"(課題16)",null,false,{"$f":"IF(CM25=TRUE,\"○\",\"―\")","v":"―"},"診断要請"]
[null,null,null,null,null,null,null,null,null,null,null,null,null,null,null,null,null,null,null,null,null,null,null,null,null,null,null,null,null,null,null,null,null,null,null,null,null,null,null,null,null,null,null,null,null,null,null,null,null,null,null,null,null,null,null,null,null,null,null,null,null,null,null,null,null,null,null,null,null,null,null,null,null,null,null,null,null,null,null,null,null,null,null,null,null,null,null,null,"(課題17)",null,false,{"$f":"IF(CM26=TRUE,\"○\",\"―\")","v":"―"},"設備寿命"]
[null,null,null,null,null,null,null,null,"推奨対策",null,null,null,null,null,null,null,null,null,null,null,null,"DXシステム",null,null,null,null,null,"DXシステム計測結果に基づく対策",null,null,null,null,null,null,null,null,null,null,null,null,null,null,null,null,null,null,null,"推奨対策",null,null,null,null,null,null,null,null,null,null,null,null,"DXシステム",null,null,null,null,null,"DXシステム計測結果に基づく対策",null,null,null,null,null,null,null,null,null,null,null,null,null,null,null,null,null,null,null,null,null,"(課題18)",null,false,{"$f":"IF(CM27=TRUE,\"○\",\"―\")","v":"―"},"推奨対策"]
[null,null,null,null,null,null,null,null,null,null,null,null,null,null,null,null,null,null,null,null,null,null,null,null,null,null,null,null,null,null,null,null,null,null,null,null,null,null,null,null,null,null,null,null,null,null,null,null,null,null,null,null,null,null,null,null,null,null,null,null,null,null,null,null,null,null,null,null,null,null,null,null,null,null,null,null,null,null,null,null,null,null,null,null,null,null,null,null,"(課題19)",null,false,{"$f":"IF(CM28=TRUE,\"○\",\"―\")","v":"―"},"DX計測対策"]
[null,"対策の\n効果・効用",null,null,null,null,"CO2削減\n効果",null,null,null,{"$f":"IF(J75=\"\",\"\",J75)","v":0},null,null,null,null,null,null,"t-CO2/年",null,null,null,"運転コスト\n削減効果",null,null,null,{"$f":"IF(J79=\"\",\"\",J79)","v":0},null,null,null,null,null,null,"千円/年 (b)",null,null,null,null,null,null,null,"対策の\n効果・効用",null,null,null,null,"CO2削減\n効果",null,null,null,200.37600000000003,null,null,null,null,null,null,"t-CO2/年",null,null,null,"運転コスト\n削減効果",null,null,null,600,null,null,null,null,null,null,"千円/年 (b)",null,null,null,null,null,null,null,null,null,null,null,null,null,null,null,null,"(課題20)"]
[]
[null,null,null,null,null,null,"その他の\n効果・効用",null,null,null,null,null,null,null,null,null,null,null,null,null,null,null,null,null,null,null,null,null,null,null,null,null,null,null,null,null,null,null,null,null,null,null,null,null,null,"その他の\n効果・効用",null,null,null,"気体燃料に変更することにより燃焼時に発生するすすが低減されます。そのため、ボイラーの伝熱面が汚れにくくなり効率低下の防止につながります。また、定期的なスートブロー（すす吹き）等の作業回数を減らすことができます。"]
[]
[]
[null,"導入コストと投資回収年数",null,null,null,null,"導入コスト",null,null,null,{"$f":"IF(AD75=\"\",\"\",AD75)","v":0},null,null,null,null,null,null,"千円 (a)",null,null,null,"単純投資\n回収年数",null,null,null,{"$f":"IF(AD83=\"\",\"\",AD83)","v":"---"},null,null,null,null,null,null,"年 (a/b)",null,null,null,null,null,null,null,"導入コストと投資回収年数",null,null,null,null,"導入コスト",null,null,null,3000,null,null,null,null,null,null,"千円 (a)",null,null,null,"単純投資\n回収年数",null,null,null,5,null,null,null,null,null,null,"年 (a/b)"]
[]
[null,"活用可能な\n補助制度",null,null,null,null,1,"名称",null,null,null,null,null,null,null,null,null,null,null,null,null,null,null,null,null,null,null,null,null,null,null,null,null,null,null,null,null,null,null,null,"活用可能な\n補助制度",null,null,null,null,1,"名称",null,null,"環境省SHIFT事業 設備更新補助金",null,null,null,null,null,null,null,null,null,null,null,null,null,null,null,null,null,null,null,null,null,null,null,null,null,null,null,null,null,null,null,null,null,null,null,null,null,null,null,{"$f":"IF(OR(K36=\"\",COUNTIF(K36,\"*なし*\"),COUNTIF(K36,\"*無し*\")),0,1)","v":0}]
[]
[null,null,null,null,null,null,null,"概要",null,null,null,null,null,null,null,null,null,null,null,null,null,null,null,null,null,null,null,null,null,null,null,null,null,null,null,null,null,null,null,null,null,null,null,null,null,null,"概要"]
[]
[null,null,null,null,null,null,2,"名称",null,null,null,null,null,null,null,null,null,null,null,null,null,null,null,null,null,null,null,null,null,null,null,null,null,null,null,null,null,null,null,null,null,null,null,null,null,2,"名称",null,null,null,null,null,null,null,null,null,null,null,null,null,null,null,null,null,null,null,null,null,null,null,null,null,null,null,null,null,null,null,null,null,null,null,null,null,null,null,null,null,null,{"$f":"IF(OR(K40=\"\",COUNTIF(K40,\"*なし*\"),COUNTIF(K40,\"*無し*\")),0,1)","v":0}]
[null,null,null,null,null,null,null,null,null,null,null,null,null,null,null,null,null,null,null,null,null,null,null,null,null,null,null,null,null,null,null,null,null,null,null,null,null,null,null,null,null,null,null,null,null,null,null,null,null,null,null,null,null,null,null,null,null,null,null,null,null,null,null,null,null,null,null,null,null,null,null,null,null,null,null,null,null,null,null,null,null,null,null,null,null,null,null,null,"合計",{"$f":"SUM(CL36:CL40)","v":0}]
[null,null,null,null,null,null,null,"概要",null,null,null,null,null,null,null,null,null,null,null,null,null,null,null,null,null,null,null,null,null,null,null,null,null,null,null,null,null,null,null,null,null,null,null,null,null,null,"概要",null,null,null,null,null,null,null,null,null,null,null,null,null,null,null,null,null,null,null,null,null,null,null,null,null,null,null,null,null,null,null,null,null,null,null,null,null,null,null,null,null,"あり/なし",{"$f":"IF(CL41>=1,\"あり\",\"―\")","v":"―"}]
[]
[null,"制約条件\n（有り＝○）",null,null,null,null,"対策実施における制約条件",null,null,null,null,null,null,null,null,"備考（対応策等）",null,null,null,null,null,null,null,null,null,null,null,null,null,null,null,null,null,null,null,null,null,null,null,null,"制約条件\n（有り＝○）",null,null,null,null,"対策実施における制約条件",null,null,null,null,null,null,null,null,"備考（対応策等）"]
[null,null,null,null,null,null,"初期コスト",null,null,null,null,null,null,null,null,null,null,null,null,null,null,null,null,null,null,null,null,null,null,null,null,null,null,null,null,null,null,null,null,null,null,null,null,null,null,"初期コスト",null,null,null,null,null,null,"○",null,"既存設備の撤去費やガス引き込み費が必要です。補助金を利用することで初期費用の圧縮が可能です。",null,null,null,null,null,null,null,null,null,null,null,null,null,null,null,null,null,null,null,null,null,null,null,null,null,null,null,null,null,null,null,null,null,null,"制約条件の個数"]
[null,null,null,null,null,null,null,null,null,null,null,null,null,null,null,null,null,null,null,null,null,null,null,null,null,null,null,null,null,null,null,null,null,null,null,null,null,null,null,null,null,null,null,null,null,null,null,null,null,null,null,null,null,null,null,null,null,null,null,null,null,null,null,null,null,null,null,null,null,null,null,null,null,null,null,null,null,null,null,null,null,null,null,null,null,null,null,null,null,{"$f":"COUNTIF($N$45:$N$62,\"○\")","v":0}]
[null,null,null,null,null,null,"投資回収年数",null,null,null,null,null,null,null,null,null,null,null,null,null,null,null,null,null,null,null,null,null,null,null,null,null,null,null,null,null,null,null,null,null,null,null,null,null,null,"投資回収年数",null,null,null,null,null,null,"○",null,"ボイラー運転時間、都市ガス単価で変動します。",null,null,null,null,null,null,null,null,null,null,null,null,null,null,null,null,null,null,null,null,null,null,null,null,null,null,null,null,null,null,null,null,null,"○／―",{"$f":"IF(CL46>=1,\"あり\",\"―\")","v":"―"}]
[]
[null,null,null,null,null,null,"削減効果の不確実性",null,null,null,null,null,null,null,null,null,null,null,null,null,null,null,null,null,null,null,null,null,null,null,null,null,null,null,null,null,null,null,null,null,null,null,null,null,null,"削減効果の不確実性"]
[]
[null,null,null,null,null,null,"設置スペース",null,null,null,null,null,null,null,null,null,null,null,null,null,null,null,null,null,null,null,null,null,null,null,null,null,null,null,null,null,null,null,null,null,null,null,null,null,null,"設置スペース"]
[]
[null,null,null,null,null,null,"既存の設備・生産ラインへの適合",null,null,null,null,null,null,null,null,null,null,null,null,null,null,null,null,null,null,null,null,null,null,null,null,null,null,null,null,null,null,null,null,null,null,null,null,null,null,"既存の設備・生産ラインへの適合"]
[]
[null,null,null,null,null,null,"対策実施による操業への影響",null,null,null,null,null,null,null,null,null,null,null,null,null,null,null,null,null,null,null,null,null,null,null,null,null,null,null,null,null,null,null,null,null,null,null,null,null,null,"対策実施による操業への影響"]
[]
[null,null,null,null,null,null,"故障・不具合のリスク",null,null,null,null,null,null,null,null,null,null,null,null,null,null,null,null,null,null,null,null,null,null,null,null,null,null,null,null,null,null,null,null,null,null,null,null,null,null,"故障・不具合のリスク"]
[]
[null,null,null,null,null,null,"他の提案対策との相反性",null,null,null,null,null,null,null,null,null,null,null,null,null,null,null,null,null,null,null,null,null,null,null,null,null,null,null,null,null,null,null,null,null,null,null,null,null,null,"他の提案対策との相反性",null,null,null,null,null,null,"―"]
[]
[null,null,null,null,null,null,"その他",null,null,null,null,null,null,null,null,null,null,null,null,null,null,null,null,null,null,null,null,null,null,null,null,null,null,null,null,null,null,null,null,null,null,null,null,null,null,"その他"]
[]
[null,"補足・備考",null,null,null,null,null,null,null,null,null,null,null,null,null,null,null,null,null,null,null,null,null,null,null,null,null,null,null,null,null,null,null,null,null,null,null,null,null,null,"補足・備考"]
[]
[]
[]
[]
[null,{"$f":"\"対策個票\"&$B$9","v":"対策個票1"},null,null,null,null,null,null,null,null,null,null,null,null,null,null,null,null,null,null,null,null,null,null,null,null,null,null,null,null,null,null,null,null,null,null,null,null,null,null,"対策個票1"]
[]
[null,"２．削減効果根拠",null,null,null,null,null,null,null,null,null,null,null,null,null,null,null,null,null,null,null,null,null,null,null,null,null,null,null,null,null,null,null,null,null,null,null,null,null,null,"２．削減効果根拠"]
[null,"対策の種類\n[対策個票番号]",null,null,null,null,"対策名称",null,null,null,null,null,null,null,null,null,null,null,null,null,null,null,null,null,"対象/\n既存設備",null,null,{"$f":"IF($AB$11=\"\",\"\",$AB$11)","v":""},null,null,null,null,null,null,null,null,null,null,null,null,"対策の種類\n[対策個票番号]",null,null,null,null,"対策名称",null,null,null,null,null,null,null,null,null,null,null,null,null,null,null,null,null,"対象/\n既存設備",null,null,"重油焚き蒸気ボイラー"]
[]
[null,{"$f":"$B$9","v":"1"},{"$f":"IF($C$9=\"\",\"\",$C$9)","v":""},null,null,null,{"$f":"IF($G$9=\"\",\"\",$G$9)","v":""},null,null,null,null,null,null,null,null,null,null,null,null,null,null,null,null,null,"導入設備",null,null,{"$f":"IF($AB$13=\"\",\"\",$AB$13)","v":""},null,null,null,null,null,null,null,null,null,null,null,null,6,"燃料転換",null,null,null,"ボイラーの燃料転換",null,null,null,null,null,null,null,null,null,null,null,null,null,null,null,null,null,"導入設備",null,null,"ガス焚き蒸気ボイラー"]
[]
[null,"CO2削減効果",null,null,null,null,"削減量",null,null,{"$f":"X98-X119","v":0},null,null,null,null,null,"t-CO2/年(d)",null,null,null,null,null,"設備等導入コスト合計\n（工事費等込み）",null,null,null,null,null,null,null,{"$f":"SUM(AD77:AH82)","v":0},null,null,null,null,"千円(a)",null,null,null,null,null,"CO2削減効果",null,null,null,null,"削減量",null,null,200.37600000000003,null,null,null,null,null,"t-CO2/年(d)",null,null,null,null,null,"設備等導入コスト合計\n（工事費等込み）",null,null,null,null,null,null,null,3000,null,null,null,null,"千円(a)"]
[]
[null,null,null,null,null,null,"削減率",null,null,{"$f":"IFERROR(J75/'511脱炭素化計画'!$Q$11*100,\"---\")","v":0},null,null,null,null,null,"％","（工場・事業場基準年度排出量との比）",null,null,null,null,"（設備等名称・台数）",null,null,null,null,null,null,null,null,null,null,null,null,"千円",null,null,null,null,null,null,null,null,null,null,"削減率",null,null,16.698,null,null,null,null,null,"％","（工場・事業場基準年度排出量との比）",null,null,null,null,"ガス炊貫流ボイラー・\n1台",null,null,null,null,null,null,null,3000,null,null,null,null,"千円"]
[]
[null,"運転コスト\n削減効果",null,null,null,null,"削減額",null,null,{"$f":"AF106-AF127","v":0},null,null,null,null,null,"千円/年(b)",null,null,null,null,null,"（設備等名称・台数）",null,null,null,null,null,null,null,null,null,null,null,null,"千円",null,null,null,null,null,"運転コスト\n削減効果",null,null,null,null,"削減額",null,null,600,null,null,null,null,null,"千円/年(b)",null,null,null,null,null,"（設備等名称・台数）",null,null,null,null,null,null,null,null,null,null,null,null,"千円"]
[]
[null,"エネルギー\n削減効果",null,null,null,null,"削減量",null,null,{"$f":"CH95-CH102","v":0},null,null,null,null,null,"GJ換算値/年(e)",null,null,null,null,null,"（設備等名称・台数）",null,null,null,null,null,null,null,null,null,null,null,null,"千円",null,null,null,null,null,"エネルギー\n削減効果",null,null,null,null,"削減量",null,null,1070,null,null,null,null,null,"GJ換算値(e)",null,null,null,null,null,"（設備等名称・台数）",null,null,null,null,null,null,null,null,null,null,null,null,"千円"]
[]
[null,"脱炭素化指標（削減効果）",null,null,null,null,"(d)/(e)",null,null,{"$f":"IFERROR(J75/J81,\"---\")","v":"---"},null,null,null,null,null,"（GJ削減効果あたりのCO2削減効果）",null,null,null,null,null,"投資回収年数",null,null,null,null,"(a)/(b)",null,null,{"$f":"IFERROR(IF(AD75/J79<0,\"---\",AD75/J79),\"---\")","v":"---"},null,null,null,null,"年",null,null,null,null,null,"脱炭素化指標（削減効果）",null,null,null,null,"(d)/GJ",null,null,0.1872672897196262,null,null,null,null,null,"（GJ削減効果あたりのCO2削減効果）",null,null,null,null,null,"投資回収年数",null,null,null,null,"(a)/(b)",null,null,5,null,null,null,null,"年"]
[]
[]
[null,"削減効果の算出",null,null,null,null,null,null,null,null,null,null,null,null,null,null,null,null,null,null,null,null,null,null,null,null,null,null,null,null,null,null,null,null,null,null,null,null,null,null,"削減効果の算出",null,null,null,null,null,null,null,null,null,null,null,null,null,null,null,null,null,null,null,null,null,null,null,null,null,null,null,null,null,null,null,null,null,null,null,null,"※実施【前】と実施【計画】に分けることが難しい場合の注記\n\n「対策実施【前】」にエネルギー消費削減量を記載し、「対策実施【後】」は空欄としてください。"]
[null,null,null,null,null,null,null,null,null,null,null,null,null,null,null,null,null,null,null,null,null,null,null,null,null,null,null,null,null,null,null,null,null,null,null,null,null,null,null,null,null,null,null,null,null,null,null,null,null,null,null,null,null,null,null,null,null,null,null,null,null,null,null,null,null,null,null,null,null,null,null,null,null,null,null,null,null,null,null,null,null,"脱炭素化指標のための活動量のGJ換算値"]
[null,"前",null,"活動種別",null,null,null,null,null,null,"年間活動量",null,null,null,null,null,"変換係数",null,null,null,null,null,null,"CO2排出量\n(t-CO2/年)",null,null,null,"単価(千円)",null,null,null,"運転コスト\n(千円/年)",null,null,null,null,null,null,null,null,"前",null,"活動種別",null,null,null,null,null,null,"年間活動量",null,null,null,null,null,"変換係数",null,null,null,null,null,null,"CO2排出量\n(t-CO2/年)",null,null,null,"単価(千円)",null,null,null,"運転コスト\n(千円/年)"]
[null,null,null,null,null,null,null,null,null,null,null,null,null,null,null,null,null,null,null,null,null,null,null,null,null,null,null,null,null,null,null,null,null,null,null,null,null,null,null,null,null,null,null,null,null,null,null,null,null,null,null,null,null,null,null,null,null,null,null,null,null,null,null,null,null,null,null,null,null,null,null,null,null,null,null,null,null,null,null,null,null,"前"]
[{"$f":"IF($D90=\"\",\"\",VLOOKUP($D90,排出係数と単価2,10,FALSE))","v":""},"対策実施【前】",null,null,null,null,null,null,null,null,null,null,null,null,{"$f":"IF($D90=\"\",\"\",VLOOKUP($D90,排出係数と単価2,2,FALSE))","v":""},null,{"$f":"IF($D90=\"\",\"\",IF(A90=1,VLOOKUP($D90,排出係数と単価2,5,FALSE),VLOOKUP($D90,排出係数と単価2,3,FALSE)*VLOOKUP($D90,排出係数と単価2,5,FALSE)))","v":""},null,null,{"$f":"IF($D90=\"\",\"\",\"t-CO2/\"&$O90)","v":""},null,null,null,{"$f":"IF(OR(K90=\"\",Q90=\"\"),\"\",K90*Q90)","v":""},null,null,null,{"$f":"IF($D90=\"\",\"\",VLOOKUP($D90,排出係数と単価2,7,FALSE))","v":""},null,null,null,{"$f":"IF(OR(K90=\"\",AB90=\"\"),\"\",K90*AB90)","v":""},null,null,null,null,null,null,null,null,"対策実施【前】",null,"A重油",null,null,null,null,null,null,200,null,null,null,"kl",null,2.7096300000000002,null,null,"tCO2/kl",null,null,null,541.92600000000004,null,null,null,60,null,null,null,12000,null,null,null,null,null,null,null,null,null,null,"計算種別","活動種別","活動量","単位発熱量","GJ換算量"]
[null,null,null,null,null,null,null,null,null,null,null,null,null,null,null,null,null,null,null,null,null,null,null,null,null,null,null,null,null,null,null,null,null,null,null,null,null,null,null,null,null,null,null,null,null,null,null,null,null,null,null,null,null,null,null,null,null,null,null,null,null,null,null,null,null,null,null,null,null,null,null,null,null,null,null,null,null,null,null,null,null,{"$f":"A90","v":""},{"$f":"IF(COUNTIF($D90,\"*系統電力*\"),\"*系統電力*\",IF(COUNTIF($D90,\"*産業用蒸気*\"),\"*産業用蒸気*\",IF(COUNTIF($D90,\"*温水*\"),\"*温水*\",IF(COUNTIF($D90,\"*冷水*\"),\"*冷水*\",IF(COUNTIF($D90,\"*蒸気（産業用以外）*\"),\"*蒸気（産業用以外）*\",$D90)))))","v":0},{"$f":"K90","v":0},{"$f":"IFERROR(VLOOKUP($CE91,電力等のGJ換算係数,2,FALSE),IF(VLOOKUP($CE91,排出係数と単価1,3,FALSE)=\"\",\"\",VLOOKUP($CE91,排出係数と単価1,3,FALSE)))","v":{"$error":"#N/A"}},{"$f":"IFERROR(CF91*CG91,\"---\")","v":"---"}]
[{"$f":"IF($D92=\"\",\"\",VLOOKUP($D92,排出係数と単価2,10,FALSE))","v":""},null,null,null,null,null,null,null,null,null,null,null,null,null,{"$f":"IF($D92=\"\",\"\",VLOOKUP($D92,排出係数と単価2,2,FALSE))","v":""},null,{"$f":"IF($D92=\"\",\"\",IF(A92=1,VLOOKUP($D92,排出係数と単価2,5,FALSE),VLOOKUP($D92,排出係数と単価2,3,FALSE)*VLOOKUP($D92,排出係数と単価2,5,FALSE)))","v":""},null,null,{"$f":"IF($D92=\"\",\"\",\"t-CO2/\"&$O92)","v":""},null,null,null,{"$f":"IF(OR(K92=\"\",Q92=\"\"),\"\",K92*Q92)","v":""},null,null,null,{"$f":"IF($D92=\"\",\"\",VLOOKUP($D92,排出係数と単価2,7,FALSE))","v":""},null,null,null,{"$f":"IF(OR(K92=\"\",AB92=\"\"),\"\",K92*AB92)","v":""},null,null,null,null,null,null,null,null,null,null,null,null,null,null,null,null,null,null,null,null,null,null,null,"",null,null,"",null,null,null,"",null,null,null,"",null,null,null,"",null,null,null,null,null,null,null,null,null,null,{"$f":"A92","v":""},{"$f":"IF(COUNTIF($D92,\"*系統電力*\"),\"*系統電力*\",IF(COUNTIF($D92,\"*産業用蒸気*\"),\"*産業用蒸気*\",IF(COUNTIF($D92,\"*温水*\"),\"*温水*\",IF(COUNTIF($D92,\"*冷水*\"),\"*冷水*\",IF(COUNTIF($D92,\"*蒸気（産業用以外）*\"),\"*蒸気（産業用以外）*\",$D92)))))","v":0},{"$f":"K92","v":0},{"$f":"IFERROR(VLOOKUP($CE92,電力等のGJ換算係数,2,FALSE),IF(VLOOKUP($CE92,排出係数と単価1,3,FALSE)=\"\",\"\",VLOOKUP($CE92,排出係数と単価1,3,FALSE)))","v":{"$error":"#N/A"}},{"$f":"IFERROR(CF92*CG92,\"---\")","v":"---"}]
[null,null,null,null,null,null,null,null,null,null,null,null,null,null,null,null,null,null,null,null,null,null,null,null,null,null,null,null,null,null,null,null,null,null,null,null,null,null,null,null,null,null,null,null,null,null,null,null,null,null,null,null,null,null,null,null,null,null,null,null,null,null,null,null,null,null,null,null,null,null,null,null,null,null,null,null,null,"※「低炭素系統電力への変更」対策の場合の注記\n\n■実施【前】の活動の種別は、「系統電力」\n 　を選択してください。\n 　実施【計画】の活動の種別は、「系統電力\n 　切替先」を選択してください。\n\n■系統電力切替先は、排出係数が\n 　0.00025t-CO2/kWh未満（固定） の\n　 メニューのみが対象です。\n 　排出係数及び単価等の情報は、\n　  ［排出係数・単価表］にて入力して\n 　ください。\n\n",null,null,null,{"$f":"A94","v":""},{"$f":"IF(COUNTIF($D94,\"*系統電力*\"),\"*系統電力*\",IF(COUNTIF($D94,\"*産業用蒸気*\"),\"*産業用蒸気*\",IF(COUNTIF($D94,\"*温水*\"),\"*温水*\",IF(COUNTIF($D94,\"*冷水*\"),\"*冷水*\",IF(COUNTIF($D94,\"*蒸気（産業用以外）*\"),\"*蒸気（産業用以外）*\",$D94)))))","v":0},{"$f":"K94","v":0},{"$f":"IFERROR(VLOOKUP($CE93,電力等のGJ換算係数,2,FALSE),IF(VLOOKUP($CE93,排出係数と単価1,3,FALSE)=\"\",\"\",VLOOKUP($CE93,排出係数と単価1,3,FALSE)))","v":{"$error":"#N/A"}},"---"]
[{"$f":"IF($D94=\"\",\"\",VLOOKUP($D94,排出係数と単価2,10,FALSE))","v":""},null,null,null,null,null,null,null,null,null,null,null,null,null,{"$f":"IF($D94=\"\",\"\",VLOOKUP($D94,排出係数と単価2,2,FALSE))","v":""},null,{"$f":"IF($D94=\"\",\"\",IF(A94=1,VLOOKUP($D94,排出係数と単価2,5,FALSE),VLOOKUP($D94,排出係数と単価2,3,FALSE)*VLOOKUP($D94,排出係数と単価2,5,FALSE)))","v":""},null,null,{"$f":"IF($D94=\"\",\"\",\"t-CO2/\"&$O94)","v":""},null,null,null,{"$f":"IF(OR(K94=\"\",Q94=\"\"),\"\",K94*Q94)","v":""},null,null,null,{"$f":"IF($D94=\"\",\"\",VLOOKUP($D94,排出係数と単価2,7,FALSE))","v":""},null,null,null,{"$f":"IF(OR(K94=\"\",AB94=\"\"),\"\",K94*AB94)","v":""},null,null,null,null,null,null,null,null,null,null,null,null,null,null,null,null,null,null,null,null,null,null,null,"",null,null,"",null,null,null,"",null,null,null,"",null,null,null,"",null,null,null,null,null,null,null,null,null,null,{"$f":"A96","v":""},{"$f":"IF(COUNTIF($D96,\"*系統電力*\"),\"*系統電力*\",IF(COUNTIF($D96,\"*産業用蒸気*\"),\"*産業用蒸気*\",IF(COUNTIF($D96,\"*温水*\"),\"*温水*\",IF(COUNTIF($D96,\"*冷水*\"),\"*冷水*\",IF(COUNTIF($D96,\"*蒸気（産業用以外）*\"),\"*蒸気（産業用以外）*\",$D96)))))","v":0},{"$f":"K96","v":0},{"$f":"IFERROR(VLOOKUP($CE94,電力等のGJ換算係数,2,FALSE),IF(VLOOKUP($CE94,排出係数と単価1,3,FALSE)=\"\",\"\",VLOOKUP($CE94,排出係数と単価1,3,FALSE)))","v":{"$error":"#N/A"}},"---"]
[null,null,null,null,null,null,null,null,null,null,null,null,null,null,null,null,null,null,null,null,null,null,null,null,null,null,null,null,null,null,null,null,null,null,null,null,null,null,null,null,null,null,null,null,null,null,null,null,null,null,null,null,null,null,null,null,null,null,null,null,null,null,null,null,null,null,null,null,null,null,null,null,null,null,null,null,null,null,null,null,null,null,null,null,"合計",{"$f":"SUM(CH91:CH94)","v":0}]
[{"$f":"IF($D96=\"\",\"\",VLOOKUP($D96,排出係数と単価2,10,FALSE))","v":""},null,null,null,null,null,null,null,null,null,null,null,null,null,{"$f":"IF($D96=\"\",\"\",VLOOKUP($D96,排出係数と単価2,2,FALSE))","v":""},null,{"$f":"IF($D96=\"\",\"\",IF(A96=1,VLOOKUP($D96,排出係数と単価2,5,FALSE),VLOOKUP($D96,排出係数と単価2,3,FALSE)*VLOOKUP($D96,排出係数と単価2,5,FALSE)))","v":""},null,null,{"$f":"IF($D96=\"\",\"\",\"t-CO2/\"&$O96)","v":""},null,null,null,{"$f":"IF(OR(K96=\"\",Q96=\"\"),\"\",K96*Q96)","v":""},null,null,null,{"$f":"IF($D96=\"\",\"\",VLOOKUP($D96,排出係数と単価2,7,FALSE))","v":""},null,null,null,{"$f":"IF(OR(K96=\"\",AB96=\"\"),\"\",K96*AB96)","v":""},null,null,null,null,null,null,null,null,null,null,null,null,null,null,null,null,null,null,null,null,null,null,null,"",null,null,"",null,null,null,"",null,null,null,"",null,null,null,"",null,null,null,null,null,null,null,null,null,null,"計画"]
[null,null,null,null,null,null,null,null,null,null,null,null,null,null,null,null,null,null,null,null,null,null,null,null,null,null,null,null,null,null,null,null,null,null,null,null,null,null,null,null,null,null,null,null,null,null,null,null,null,null,null,null,null,null,null,null,null,null,null,null,null,null,null,null,null,null,null,null,null,null,null,null,null,null,null,null,null,null,null,null,null,"計算種別","活動種別","活動量","単位発熱量","GJ換算量"]
[null,null,null,null,null,null,null,null,null,null,null,null,null,null,null,null,"合計(f1)",null,null,null,null,null,null,{"$f":"SUM(X90:X97)","v":0},null,null,null,"合計",null,null,null,{"$f":"SUM(AF90:AF97)","v":0},null,null,null,null,null,null,null,null,null,null,null,null,null,null,null,null,null,null,null,null,null,null,null,"合計",null,null,null,null,null,null,541.92600000000004,null,null,null,"合計",null,null,null,12000,null,null,null,null,null,null,null,null,null,null,{"$f":"A111","v":""},{"$f":"IF(COUNTIF($D111,\"*系統電力*\"),\"*系統電力*\",IF(COUNTIF($D111,\"*産業用蒸気*\"),\"*産業用蒸気*\",IF(COUNTIF($D111,\"*温水*\"),\"*温水*\",IF(COUNTIF($D111,\"*冷水*\"),\"*冷水*\",IF(COUNTIF($D111,\"*蒸気（産業用以外）*\"),\"*蒸気（産業用以外）*\",$D111)))))","v":0},{"$f":"K111","v":0},{"$f":"IFERROR(VLOOKUP($CE98,電力等のGJ換算係数,2,FALSE),IF(VLOOKUP($CE98,排出係数と単価1,3,FALSE)=\"\",\"\",VLOOKUP($CE98,排出係数と単価1,3,FALSE)))","v":{"$error":"#N/A"}},{"$f":"IFERROR(CF98*CG98,\"---\")","v":"---"}]
[null,null,null,null,null,null,null,null,null,null,null,null,null,null,null,null,null,null,null,null,null,null,null,null,null,null,null,null,null,null,null,null,null,null,null,null,null,null,null,null,null,null,null,null,null,null,null,null,null,null,null,null,null,null,null,null,null,null,null,null,null,null,null,null,null,null,null,null,null,null,null,null,null,null,null,null,null,null,null,null,null,{"$f":"A113","v":""},{"$f":"IF(COUNTIF($D113,\"*系統電力*\"),\"*系統電力*\",IF(COUNTIF($D113,\"*産業用蒸気*\"),\"*産業用蒸気*\",IF(COUNTIF($D113,\"*温水*\"),\"*温水*\",IF(COUNTIF($D113,\"*冷水*\"),\"*冷水*\",IF(COUNTIF($D113,\"*蒸気（産業用以外）*\"),\"*蒸気（産業用以外）*\",$D113)))))","v":0},{"$f":"K113","v":0},{"$f":"IFERROR(VLOOKUP($CE99,電力等のGJ換算係数,2,FALSE),IF(VLOOKUP($CE99,排出係数と単価1,3,FALSE)=\"\",\"\",VLOOKUP($CE99,排出係数と単価1,3,FALSE)))","v":{"$error":"#N/A"}},{"$f":"IFERROR(CF99*CG99,\"---\")","v":"---"}]
[null,null,null,"脱炭素化指標（状況）",null,null,null,null,null,null,null,null,null,null,null,null,"その他の運転コスト\n（運転・管理費、用水費、薬品費等）",null,null,null,null,null,null,null,null,null,null,null,null,null,null,"その他運転コスト\n(千円/年)",null,null,null,null,null,null,null,null,null,null,"脱炭素化指標（状況）",null,null,null,null,null,null,null,null,null,null,null,null,"その他の運転コスト\n（運転・管理費、用水費、薬品費等）",null,null,null,null,null,null,null,null,null,null,null,null,null,null,"その他運転コスト\n(千円/年)",null,null,null,null,null,null,null,null,null,null,{"$f":"A115","v":""},{"$f":"IF(COUNTIF($D115,\"*系統電力*\"),\"*系統電力*\",IF(COUNTIF($D115,\"*産業用蒸気*\"),\"*産業用蒸気*\",IF(COUNTIF($D115,\"*温水*\"),\"*温水*\",IF(COUNTIF($D115,\"*冷水*\"),\"*冷水*\",IF(COUNTIF($D115,\"*蒸気（産業用以外）*\"),\"*蒸気（産業用以外）*\",$D115)))))","v":0},{"$f":"K115","v":0},{"$f":"IFERROR(VLOOKUP($CE100,電力等のGJ換算係数,2,FALSE),IF(VLOOKUP($CE100,排出係数と単価1,3,FALSE)=\"\",\"\",VLOOKUP($CE100,排出係数と単価1,3,FALSE)))","v":{"$error":"#N/A"}},"---"]
[null,null,null,null,null,null,null,null,null,null,null,null,null,null,null,null,null,null,null,null,null,null,null,null,null,null,null,null,null,null,null,null,null,null,null,null,null,null,null,null,null,null,null,null,null,null,null,null,null,null,null,null,null,null,null,null,null,null,null,null,null,null,null,null,null,null,null,null,null,null,null,null,null,null,null,null,null,null,null,null,null,{"$f":"A117","v":""},{"$f":"IF(COUNTIF($D117,\"*系統電力*\"),\"*系統電力*\",IF(COUNTIF($D117,\"*産業用蒸気*\"),\"*産業用蒸気*\",IF(COUNTIF($D117,\"*温水*\"),\"*温水*\",IF(COUNTIF($D117,\"*冷水*\"),\"*冷水*\",IF(COUNTIF($D117,\"*蒸気（産業用以外）*\"),\"*蒸気（産業用以外）*\",$D117)))))","v":0},{"$f":"K117","v":0},{"$f":"IFERROR(VLOOKUP($CE101,電力等のGJ換算係数,2,FALSE),IF(VLOOKUP($CE101,排出係数と単価1,3,FALSE)=\"\",\"\",VLOOKUP($CE101,排出係数と単価1,3,FALSE)))","v":{"$error":"#N/A"}},"---"]
[null,null,null,"CO2排出量(f1)",null,null,null,null,null,null,{"$f":"X98","v":0},null,null,"t-CO2/年",null,null,null,null,null,null,null,null,null,null,null,null,null,null,null,null,null,null,null,null,null,null,null,null,null,null,null,null,"CO2排出量(f1)",null,null,null,null,null,null,541.92600000000004,null,null,"t-CO2/年",null,null,"ボイラー定期点検費用",null,null,null,null,null,null,null,null,null,null,null,null,null,null,30,null,null,null,null,null,null,null,null,null,null,null,null,null,"合計",{"$f":"SUM(CH98:CH101)","v":0}]
[]
[null,null,null,"エネルギー消費量(g1)",null,null,null,null,null,null,{"$f":"CH95","v":0},null,null,"GJ換算値/年",null,null,null,null,null,null,null,null,null,null,null,null,null,null,null,null,null,null,null,null,null,null,null,null,null,null,null,null,"エネルギー消費量(g1)",null,null,null,null,null,null,7820,null,null,"GJ/年"]
[]
[null,null,null,"脱炭素化指標（状況）",null,null,null,null,null,null,{"$f":"IFERROR(K102/K104,\"---\")","v":"---"},null,null,"(f1)/(g1)",null,null,"運転コスト合計",null,null,null,null,null,null,null,null,null,null,null,null,null,null,{"$f":"AF98+AF102+AF104","v":0},null,null,null,null,null,null,null,null,null,null,"脱炭素化指標（状況）",null,null,null,null,null,null,6.93E-2,null,null,"(f1)/(g1)",null,null,"運転コスト合計",null,null,null,null,null,null,null,null,null,null,null,null,null,null,12030]
[null,null,null,null,null,null,null,null,null,null,null,null,null,null,null,null,null,null,null,null,null,null,null,null,null,null,null,null,null,null,null,null,null,null,null,null,null,null,null,null,null,null,null,null,null,null,null,null,null,null,null,null,null,null,null,null,null,null,null,null,null,null,null,null,null,null,null,null,null,null,null,null,null,null,null,null,null,"※活動種別「系統電力」に関する注記\n\n買電はすべて「系統電力」を選択してください。\n（「系統電力切替先」は低炭素系統電力への変更対策を記述する際にのみ使用してください。）"]
[]
[null,"計画",null,"活動種別",null,null,null,null,null,null,"年間活動量",null,null,null,null,null,"変換係数",null,null,null,null,null,null,"CO2排出量\n(t-CO2/年)",null,null,null,"単価(千円)",null,null,null,"運転コスト\n(千円/年)",null,null,null,null,null,null,null,null,"計画",null,"活動種別",null,null,null,null,null,null,"年間活動量",null,null,null,null,null,"変換係数",null,null,null,null,null,null,"CO2排出量\n(t-CO2/年)",null,null,null,"単価(千円)",null,null,null,"運転コスト\n(千円/年)"]
[]
[{"$f":"IF($D111=\"\",\"\",VLOOKUP($D111,排出係数と単価2,10,FALSE))","v":""},"対策実施【計画】",null,null,null,null,null,null,null,null,null,null,null,null,{"$f":"IF($D111=\"\",\"\",VLOOKUP($D111,排出係数と単価2,2,FALSE))","v":""},null,{"$f":"IF($D111=\"\",\"\",IF(A111=1,VLOOKUP($D111,排出係数と単価2,5,FALSE),VLOOKUP($D111,排出係数と単価2,3,FALSE)*VLOOKUP($D111,排出係数と単価2,5,FALSE)))","v":""},null,null,{"$f":"IF($D111=\"\",\"\",\"t-CO2/\"&$O111)","v":""},null,null,null,{"$f":"IF(OR(K111=\"\",Q111=\"\"),\"\",K111*Q111)","v":""},null,null,null,{"$f":"IF($D111=\"\",\"\",VLOOKUP($D111,排出係数と単価2,7,FALSE))","v":""},null,null,null,{"$f":"IF(OR(K111=\"\",AB111=\"\"),\"\",K111*AB111)","v":""},null,null,null,null,null,null,null,null,"対策実施【計画】",null,"都市ガス",null,null,null,null,null,null,150,null,null,null,"千Nm3",null,2.2770000000000001,null,null,"t-CO2/千Nm3",null,null,null,341.55,null,null,null,76,null,null,null,11400]
[]
[{"$f":"IF($D113=\"\",\"\",VLOOKUP($D113,排出係数と単価2,10,FALSE))","v":""},null,null,null,null,null,null,null,null,null,null,null,null,null,{"$f":"IF($D113=\"\",\"\",VLOOKUP($D113,排出係数と単価2,2,FALSE))","v":""},null,{"$f":"IF($D113=\"\",\"\",IF(A113=1,VLOOKUP($D113,排出係数と単価2,5,FALSE),VLOOKUP($D113,排出係数と単価2,3,FALSE)*VLOOKUP($D113,排出係数と単価2,5,FALSE)))","v":""},null,null,{"$f":"IF($D113=\"\",\"\",\"t-CO2/\"&$O113)","v":""},null,null,null,{"$f":"IF(OR(K113=\"\",Q113=\"\"),\"\",K113*Q113)","v":""},null,null,null,{"$f":"IF($D113=\"\",\"\",VLOOKUP($D113,排出係数と単価2,7,FALSE))","v":""},null,null,null,{"$f":"IF(OR(K113=\"\",AB113=\"\"),\"\",K113*AB113)","v":""},null,null,null,null,null,null,null,null,null,null,null,null,null,null,null,null,null,null,null,null,null,"",null,"",null,null,"",null,null,null,"",null,null,null,"",null,null,null,""]
[]
[{"$f":"IF($D115=\"\",\"\",VLOOKUP($D115,排出係数と単価2,10,FALSE))","v":""},null,null,null,null,null,null,null,null,null,null,null,null,null,{"$f":"IF($D115=\"\",\"\",VLOOKUP($D115,排出係数と単価2,2,FALSE))","v":""},null,{"$f":"IF($D115=\"\",\"\",IF(A115=1,VLOOKUP($D115,排出係数と単価2,5,FALSE),VLOOKUP($D115,排出係数と単価2,3,FALSE)*VLOOKUP($D115,排出係数と単価2,5,FALSE)))","v":""},null,null,{"$f":"IF($D115=\"\",\"\",\"t-CO2/\"&$O115)","v":""},null,null,null,{"$f":"IF(OR(K115=\"\",Q115=\"\"),\"\",K115*Q115)","v":""},null,null,null,{"$f":"IF($D115=\"\",\"\",VLOOKUP($D115,排出係数と単価2,7,FALSE))","v":""},null,null,null,{"$f":"IF(OR(K115=\"\",AB115=\"\"),\"\",K115*AB115)","v":""},null,null,null,null,null,null,null,null,null,null,null,null,null,null,null,null,null,null,null,null,null,"",null,"",null,null,"",null,null,null,"",null,null,null,"",null,null,null,""]
[]
[{"$f":"IF($D117=\"\",\"\",VLOOKUP($D117,排出係数と単価2,10,FALSE))","v":""},null,null,null,null,null,null,null,null,null,null,null,null,null,{"$f":"IF($D117=\"\",\"\",VLOOKUP($D117,排出係数と単価2,2,FALSE))","v":""},null,{"$f":"IF($D117=\"\",\"\",IF(A117=1,VLOOKUP($D117,排出係数と単価2,5,FALSE),VLOOKUP($D117,排出係数と単価2,3,FALSE)*VLOOKUP($D117,排出係数と単価2,5,FALSE)))","v":""},null,null,{"$f":"IF($D117=\"\",\"\",\"t-CO2/\"&$O117)","v":""},null,null,null,{"$f":"IF(OR(K117=\"\",Q117=\"\"),\"\",K117*Q117)","v":""},null,null,null,{"$f":"IF($D117=\"\",\"\",VLOOKUP($D117,排出係数と単価2,7,FALSE))","v":""},null,null,null,{"$f":"IF(OR(K117=\"\",AB117=\"\"),\"\",K117*AB117)","v":""},null,null,null,null,null,null,null,null,null,null,null,null,null,null,null,null,null,null,null,null,null,"",null,"",null,null,"",null,null,null,"",null,null,null,"",null,null,null,""]
[]
[null,null,null,null,null,null,null,null,null,null,null,null,null,null,null,null,"合計(f2)",null,null,null,null,null,null,{"$f":"SUM(X111:X118)","v":0},null,null,null,"合計",null,null,null,{"$f":"SUM(AF111:AF118)","v":0},null,null,null,null,null,null,null,null,null,null,null,null,null,null,null,null,null,null,null,null,null,null,null,"合計",null,null,null,null,null,null,341.55,null,null,null,"合計",null,null,null,11400]
[]
[null,null,null,"脱炭素化指標（状況）",null,null,null,null,null,null,null,null,null,null,null,null,"その他の運転コスト\n（運転・管理費、用水費、薬品費等）",null,null,null,null,null,null,null,null,null,null,null,null,null,null,"その他運転コスト\n(千円/年)",null,null,null,null,null,null,null,null,null,null,"脱炭素化指標（状況）",null,null,null,null,null,null,null,null,null,null,null,null,"その他の運転コスト\n（運転・管理費、用水費、薬品費等）",null,null,null,null,null,null,null,null,null,null,null,null,null,null,"その他運転コスト\n(千円/年)"]
[]
[null,null,null,"CO2排出量(f2)",null,null,null,null,null,null,{"$f":"X119","v":0},null,null,"t-CO2/年",null,null,null,null,null,null,null,null,null,null,null,null,null,null,null,null,null,null,null,null,null,null,null,null,null,null,null,null,"CO2排出量(f2)",null,null,null,null,null,null,341.55,null,null,"t-CO2/年",null,null,"ボイラー定期点検費用",null,null,null,null,null,null,null,null,null,null,null,null,null,null,30]
[]
[null,null,null,"エネルギー消費量(g2)",null,null,null,null,null,null,{"$f":"CH102","v":0},null,null,"GJ換算値/年",null,null,null,null,null,null,null,null,null,null,null,null,null,null,null,null,null,null,null,null,null,null,null,null,null,null,null,null,"エネルギー消費量(g2)",null,null,null,null,null,null,6750,null,null,"GJ/年"]
[]
[null,null,null,"脱炭素化指標（状況）",null,null,null,null,null,null,{"$f":"IFERROR(K123/K125,\"---\")","v":"---"},null,null,"(f2)/(g2)",null,null,"運転コスト合計",null,null,null,null,null,null,null,null,null,null,null,null,null,null,{"$f":"AF119+AF123+AF125","v":0},null,null,null,null,null,null,null,null,null,null,"脱炭素化指標（状況）",null,null,null,null,null,null,5.0599999999999999E-2,null,null,"(f2)/(g2)",null,null,"運転コスト合計",null,null,null,null,null,null,null,null,null,null,null,null,null,null,11430]
[]
[]
[]
[null,{"$f":"\"対策個票\"&$B$9","v":"対策個票1"},null,null,null,null,null,null,null,null,null,null,null,null,null,null,null,null,null,null,null,null,null,null,null,null,null,null,null,null,null,null,null,null,null,null,null,null,null,null,"対策個票1"]
[]
[null,"３．年間活動量の算出根拠",null,null,null,null,null,null,null,null,null,null,null,null,null,null,null,null,null,null,null,null,null,null,null,null,null,null,null,null,null,null,null,null,null,null,null,null,null,null,"３．年間活動量の算出根拠"]
[null,"対策実施【前】",null,null,null,null,null,null,null,null,null,null,null,null,null,null,null,null,null,null,null,null,null,null,null,null,null,null,null,null,null,null,null,null,null,null,null,null,null,null,"対策実施【前】"]
[null,"３－１．活動量（エネルギー使用量）把握方法・計算方法の説明",null,null,null,null,null,null,null,null,null,null,null,null,null,null,null,null,null,null,null,null,null,null,null,null,null,null,null,null,null,null,null,null,null,null,null,null,null,null,"３－１．活動量（エネルギー使用量）把握方法・計算方法の説明"]
[null,null,null,null,null,null,null,null,null,null,null,null,null,null,null,null,null,null,null,null,null,null,null,null,null,null,null,null,null,null,null,null,null,null,null,null,null,null,null,null,null,"■要点を第三者が読んで理解できるように記述してください。\n■DXシステムによる計測結果に基づく対策の場合は、DXシステムを利用したことを明示してください。"]
[]
[]
[null,"３－２．活動量（エネルギー使用量）の計算",null,null,null,null,null,null,null,null,null,null,null,null,null,null,null,null,null,null,null,null,null,null,null,null,null,null,null,null,null,null,null,null,null,null,null,null,null,null,"３－２．活動量（エネルギー使用量）の計算"]
[]
[null,null,null,null,null,null,null,null,null,null,null,null,null,null,null,null,null,null,null,null,null,null,null,null,null,null,null,null,null,null,null,null,null,null,null,null,null,null,null,null,null,"※【他の記入欄にも共通する注意事項】\n\n■第三者が読んで理解できるように記述してください。\n\n■スペースが足りない場合には、[別紙]として新規シートを追加し、当該対策個票の別紙であることがわかるようなシート名称\n　 にして使用してください。記入欄には、別紙がある旨を明記してください。\n　 その他、※別紙シートを利用する場合の注記を参照してください。\n\n■「SHIFT事業CO2削減対策の効果算定ガイドライン」を参照してください。",null,null,null,null,null,null,null,null,null,null,null,null,null,null,null,null,null,null,null,null,null,null,null,null,null,null,null,null,null,null,null,null,null,null,null,"※別紙シートを利用する場合の注記\n\n■別紙を追加・添付する場合は、\n　 本シートの記入欄に別紙の要点を記載\n　 してください。\n\n■別紙への参照を記述する際は、\n　 「別紙のとおり」ではなく、\n 　「別紙XXの何ページ、何行目～何行目の\n　 記載(YY)のとおり」 （XX、YYは通し番号）\n 　とする等、参照箇所を明示してください。\n　 なお、\n　 該当する別紙や記載には対応する通し\n 　番号(XX、YY)を打ち、\n 　本文と、該当する別紙や記載が\n 　１対１に対応するようにしてください。"]
[]
[]
[]
[]
[]
[]
[]
[]
[]
[null,"３－３．活動量（エネルギー使用量）の計算で使用した各数値の説明・根拠",null,null,null,null,null,null,null,null,null,null,null,null,null,null,null,null,null,null,null,null,null,null,null,null,null,null,null,null,null,null,null,null,null,null,null,null,null,null,"３－３．活動量（エネルギー使用量）の計算で使用した各数値の説明・根拠"]
[null,null,null,null,null,null,null,null,null,null,null,null,null,null,null,null,null,null,null,null,null,null,null,null,null,null,null,null,null,null,null,null,null,null,null,null,null,null,null,null,null,"■当該施設の特性、使用条件であることがわかるように記載してください。類似の設備、たとえば「40W型」だけでは活動量\n　 の確認ができませんので、当該設備のメーカー名、型番、仕様を根拠として記載してください。\n\n■計測値を記載する場合には、結果だけではなく計測対象・期間・装置・条件を明記してください。\n\n■同一の設備や類似の設備が別の個票にもある場合には、他の個票との関係が１対１でわかるようにしてください。たとえ\n　 ば、個票1に各個票の同一の設備や類似の設備の相互の関係がわかる表を添付することが考えられます。\n\n■数値の単位はSI単位で記述するよう努めてください。たとえば、機器銘板がkcal/h表示の場合には、そのままcal単位を\n　 使い続けずに、初めにkWへの換算を記載した上で、以降はkWで説明を行ってください。\n\n■DXシステムによる計測結果に基づく対策の場合は、DXシステムの計測結果を提示してください。"]
[]
[]
[]
[]
[]
[]
[]
[]
[]
[]
[]
[null,"対策実施【計画】",null,null,null,null,null,null,null,null,null,null,null,null,null,null,null,null,null,null,null,null,null,null,null,null,null,null,null,null,null,null,null,null,null,null,null,null,null,null,"対策実施【計画】"]
[null,"３－４．活動量（エネルギー使用量）把握方法・計算方法の説明",null,null,null,null,null,null,null,null,null,null,null,null,null,null,null,null,null,null,null,null,null,null,null,null,null,null,null,null,null,null,null,null,null,null,null,null,null,null,"３－４．活動量（エネルギー使用量）把握方法・計算方法の説明"]
[]
[null,null,null,null,null,null,null,null,null,null,null,null,null,null,null,null,null,null,null,null,null,null,null,null,null,null,null,null,null,null,null,null,null,null,null,null,null,null,null,null,null,"■要点を第三者が読んで理解できるように記述してください。"]
[]
[null,"３－５．活動量（エネルギー使用量）の計算",null,null,null,null,null,null,null,null,null,null,null,null,null,null,null,null,null,null,null,null,null,null,null,null,null,null,null,null,null,null,null,null,null,null,null,null,null,null,"３－５．活動量（エネルギー使用量）の計算"]
[]
[]
[]
[null,null,null,null,null,null,null,null,null,null,null,null,null,null,null,null,null,null,null,null,null,null,null,null,null,null,null,null,null,null,null,null,null,null,null,null,null,null,null,null,null,"■上記３－２の注記にある【他の記入欄にも共通する注意事項】を参照してください。\n\n■数値シミュレーションを使用する場合には、シミュレーションの計算式や考え方に加え、計算条件が該当事業所の状況\n　 に合致していることがわかるように記載してください。"]
[]
[]
[]
[]
[]
[]
[]
[null,"３－６．活動量（エネルギー使用量）の計算で使用した各数値の説明・根拠",null,null,null,null,null,null,null,null,null,null,null,null,null,null,null,null,null,null,null,null,null,null,null,null,null,null,null,null,null,null,null,null,null,null,null,null,null,null,"３－６．活動量（エネルギー使用量）の計算で使用した各数値の説明・根拠"]
[]
[null,null,null,null,null,null,null,null,null,null,null,null,null,null,null,null,null,null,null,null,null,null,null,null,null,null,null,null,null,null,null,null,null,null,null,null,null,null,null,null,null,"■当該施設の特性、使用条件であることがわかるように記載してください。類似の設備、たとえば「40W型」だけでは活動量\n　 の確認ができませんので、当該設備のメーカー名、型番、仕様を根拠として記載してください。\n\n■計測値を記載する場合には、結果だけではなく計測対象・期間・装置・条件を明記してください。\n\n■同一の設備や類似の設備が別の個票にもある場合には、他の個票との関係が１対１でわかるようにしてください。たとえ\n　 ば、個票1に各個票の同一の設備や類似の設備の相互の関係がわかる表を添付することが考えられます。\n\n■数値の単位はSI単位で記述するよう努めてください。たとえば、機器銘板がkcal/h表示の場合には、そのままcal単位を\n　 使い続けずに、初めにkWへの換算を記載した上で、以降はkWで説明を行ってください。"]
[]
[]
[]
[]
[]
[]
[]
[]
[]
[]
[null,{"$f":"\"対策個票\"&$B$9","v":"対策個票1"},null,null,null,null,null,null,null,null,null,null,null,null,null,null,null,null,null,null,null,null,null,null,null,null,null,null,null,null,null,null,null,null,null,null,null,null,null,null,"対策個票1"]
[]
[null,"４．実施方法",null,null,null,null,null,null,null,null,null,null,null,null,null,null,null,null,null,null,null,null,null,null,null,null,null,null,null,null,null,null,null,null,null,null,null,null,null,null,"４．実施方法"]
[null,"４－１．実施手順/実施に関する注意事項",null,null,null,null,null,null,null,null,null,null,null,null,null,null,null,null,null,null,null,null,null,null,null,null,null,null,null,null,null,null,null,null,null,null,null,null,null,null,"４－１．実施手順/実施に関する注意事項",null,null,null,null,null,null,null,null,null,null,null,null,null,null,null,null,null,null,null,null,null,null,null,null,null,null,null,null,null,null,null,null,null,null,null,null,"※別紙シートを利用する場合の注記\n\n■別紙を追加・添付する場合は、\n　 本シートの記入欄に別紙の要点を記載\n　 してください。\n\n■別紙への参照を記述する際は、\n　 「別紙のとおり」ではなく、\n 　「別紙XXの何ページ、何行目～何行目の\n　 記載(YY)のとおり」 （XX、YYは通し番号）\n 　とする等、参照箇所を明示してください。\n　 なお、\n　 該当する別紙や記載には対応する通し\n 　番号(XX、YY)を打ち、\n 　本文と、該当する別紙や記載が\n 　１対１に対応するようにしてください。"]
[]
[null,null,null,null,null,null,null,null,null,null,null,null,null,null,null,null,null,null,null,null,null,null,null,null,null,null,null,null,null,null,null,null,null,null,null,null,null,null,null,null,null,"■対策を具体的に進めるために必要な実施方法や手順を記載\n 　してください。\n 　例えば、\n　 ・運用改善対策の場合は、新たな運用規定の内容や、\n　　 周知の仕方など。\n　 ・設備導入対策の場合は、設備仕様や必要コスト、また国への\n 　　届出が必要な設備機器の場合には、その申請方法や申請の\n　　 タイミングなど。\n\n■スペースが足りない場合には、[別紙]として新規シートを追加し、\n　 当該対策個票の別紙であることがわかるようなシート名称にして\n 　使用してください。記入欄には、別紙がある旨を明記してください。\n　 その他、※別紙シートを利用する場合の注記を参照してください。"]
[]
[]
[]
[]
[]
[]
[]
[]
[]
[]
[]
[]
[]
[]
[]
[]
[]
[]
[]
[]
[]
[null,"４－２．［設備導入等］既存設備と導入設備の仕様（能力等）比較、及び導入設備の能力が適切であることの説明\n　　　　［運用改善等］対策実施前後の運用条件の比較、及び対策が問題なく実行できることの説明",null,null,null,null,null,null,null,null,null,null,null,null,null,null,null,null,null,null,null,null,null,null,null,null,null,null,null,null,null,null,null,null,null,null,null,null,null,null,"４－２．［設備導入等］既存設備と導入設備の仕様（能力等）比較、及び導入設備の能力が適切であることの説明\n　　　　［運用改善等］対策実施前後の運用条件の比較、及び対策が問題なく実行できることの説明"]
[]
[null,null,null,null,null,null,null,null,null,null,null,null,null,null,null,null,null,null,null,null,null,null,null,null,null,null,null,null,null,null,null,null,null,null,null,null,null,null,null,null,null,"■既存設備と導入設備の能力（出力）が定量的に比較できるように記載してください。たとえば、設備導入前と設備導入後\n　 で能力比較ができる表（下記記入例参照）を記載してください。\n\n■特に、既存設備よりも導入設備の能力（出力）の方が大きくなる場合には、「別紙のとおり」だけでは確認困難なため、\n　 本欄と別紙の該当箇所とで１対１の対応がつくようにした上で、本欄に説明を記載してください。\n　 ※別紙シートを利用する場合の注記を参照してください。"]
[]
[]
[]
[]
[]
[]
[]
[]
[null,null,null,null,null,null,null,null,null,null,null,null,null,null,null,null,null,null,null,null,null,null,null,null,null,null,null,null,null,null,null,null,null,null,null,null,null,null,null,null,null,null,null,null,null,null,"記入例:重油炊きボイラーからガス炊きボイラーへの設備更新前後の仕様比較"]
[null,null,null,null,null,null,null,null,null,null,null,null,null,null,null,null,null,null,null,null,null,null,null,null,null,null,null,null,null,null,null,null,null,null,null,null,null,null,null,null,null,null,null,null,null,null,"項目",null,null,null,null,null,null,null,"設備導入前",null,null,null,null,null,null,null,"設備導入後"]
[null,null,null,null,null,null,null,null,null,null,null,null,null,null,null,null,null,null,null,null,null,null,null,null,null,null,null,null,null,null,null,null,null,null,null,null,null,null,null,null,null,null,null,null,null,null,"設備名",null,null,null,null,null,null,null,"重油炊きボイラー",null,null,null,null,null,null,null,"ガス炊きボイラー"]
[null,null,null,null,null,null,null,null,null,null,null,null,null,null,null,null,null,null,null,null,null,null,null,null,null,null,null,null,null,null,null,null,null,null,null,null,null,null,null,null,null,null,null,null,null,null,"台数",null,null,null,null,null,null,null,1,null,null,null,null,null,null,null,1]
[null,null,null,null,null,null,null,null,null,null,null,null,null,null,null,null,null,null,null,null,null,null,null,null,null,null,null,null,null,null,null,null,null,null,null,null,null,null,null,null,null,null,null,null,null,null,"燃料",null,null,null,null,null,null,null,"A重油",null,null,null,null,null,null,null,"都市ガス"]
[null,null,null,null,null,null,null,null,null,null,null,null,null,null,null,null,null,null,null,null,null,null,null,null,null,null,null,null,null,null,null,null,null,null,null,null,null,null,null,null,null,null,null,null,null,null,"相当蒸発量（kg/ｈ）",null,null,null,null,null,null,null,1000,null,null,null,null,null,null,null,1000]
[null,null,null,null,null,null,null,null,null,null,null,null,null,null,null,null,null,null,null,null,null,null,null,null,null,null,null,null,null,null,null,null,null,null,null,null,null,null,null,null,null,null,null,null,null,null,"設計効率（％）",null,null,null,null,null,null,null,90,null,null,null,null,null,null,null,97]
[null,null,null,null,null,null,null,null,null,null,null,null,null,null,null,null,null,null,null,null,null,null,null,null,null,null,null,null,null,null,null,null,null,null,null,null,null,null,null,null,null,null,null,null,null,null,"定格燃焼量（L/h）",null,null,null,null,null,null,null,68.3,null,null,null,null,null,null,null,57.3]
[]
[]
[]
[]
[]
[null,"４－３．法定耐用年数",null,null,null,null,null,null,null,null,null,null,null,null,null,null,null,null,null,null,null,null,null,null,null,null,null,null,null,null,null,null,null,null,null,null,null,null,null,null,"４－３．法定耐用年数"]
[null,"導入設備",null,null,{"$f":"IF($AB$13=\"\",\"\",$AB$13)","v":""},null,null,null,null,null,null,null,null,null,"用途・\n目的",null,null,null,null,null,null,null,null,null,null,null,null,null,null,null,null,null,null,null,null,null,null,null,null,null,"導入設備",null,null,"ガス焚き蒸気ボイラー",null,null,null,null,null,null,null,null,null,"用途・\n目的",null,null,"原料加熱"]
[]
[null,"耐用年数省令別表の記載事項",null,null,null,null,null,null,null,null,null,null,null,null,null,null,null,null,null,null,null,null,null,null,null,null,null,null,null,null,null,null,null,null,null,null,null,null,null,null,"耐用年数省令別表の記載事項"]
[null,"別表の名称",null,null,null,null,null,null,null,null,null,null,null,null,null,null,null,null,null,null,null,null,null,null,null,null,null,null,null,null,null,null,null,null,null,null,null,null,null,null,"別表の名称",null,null,null,null,null,"別表第２ 機械及び装置の耐用年数表"]
[null,"[種類]または[番号]",null,null,null,null,null,null,null,null,null,null,null,null,null,null,null,null,null,null,null,null,null,null,null,null,null,null,null,null,null,null,null,null,null,null,null,null,null,null,"[種類]または[番号]",null,null,null,null,null,1]
[null,"[構造又は用途]、または[設備の種類]",null,null,null,null,null,null,null,null,null,null,null,null,null,null,null,null,null,null,null,null,null,null,null,null,null,null,null,null,null,null,null,null,null,null,null,null,null,null,"[構造又は用途]、または[設備の種類]",null,null,null,null,null,"食料品製造業用設備"]
[]
[null,"細目",null,null,null,null,null,null,null,null,null,null,null,null,null,null,null,null,null,null,null,null,null,null,null,null,null,null,null,null,null,null,null,null,null,null,null,null,null,null,"細目",null,null,null,null,null,"---"]
[]
[null,"法定耐用年数 (年)",null,null,null,null,null,null,null,null,null,null,null,null,null,null,null,null,null,null,null,null,null,null,null,null,null,null,null,null,null,null,null,null,null,null,null,null,null,null,"法定耐用年数 (年)",null,null,null,null,null,10]
[]
[null,{"$f":"\"対策個票\"&$B$9","v":"対策個票1"},null,null,null,null,null,null,null,null,null,null,null,null,null,null,null,null,null,null,null,null,null,null,null,null,null,null,null,null,null,null,null,null,null,null,null,null,null,null,"対策個票1"]
[null,null,null,null,null,null,null,null,null,null,null,null,null,null,null,null,null,null,null,null,null,null,null,null,null,null,null,null,null,null,null,null,null,null,null,null,null,null,null,null,"※実施計画書Cを選択している場合、5ページ目（5.実施計画…）の作成は不要です。"]
[null,"５．実施計画、CO2削減計画、投資回収計画",null,null,null,null,null,null,null,null,null,null,null,null,null,null,null,null,null,null,null,null,null,null,null,null,null,null,null,null,null,null,null,null,null,null,null,null,null,null,"５．実施計画、CO2削減計画、投資回収計画"]
[null,"対策の種類\n[対策個票番号]",null,null,null,null,"対策名称",null,null,null,null,null,null,null,null,null,null,null,null,null,null,null,null,null,"対象/\n既存設備",null,null,{"$f":"IF($AB$11=\"\",\"\",$AB$11)","v":""},null,null,null,null,null,null,null,null,null,null,null,null,"対策の種類\n[対策個票番号]",null,null,null,null,"対策名称",null,null,null,null,null,null,null,null,null,null,null,null,null,null,null,null,null,"対象/\n既存設備",null,null,"重油焚き蒸気ボイラー",null,null,null,null,null,null,null,null,null,null,null,null,null,null,"※「完了時期」に関する注記\n\n■「完了時期」として選択する年月は、\n　 対策の運用準備が整い、\n　 翌月1日には対策による効果が発生している月\n　 としてください。\n　 対策の運用開始は、「完了」年月内あるいは翌月1日\n　 からのいずれの可能性もあります。\n 　段階的に設備を導入し利用を開始する対策（例：LED\n 　の導入）の場合には、すべての対象エリア（効果算定\n　 をした範囲）を考慮して完了年月を選択してください。\n\n　 例えば、\n 　・運用改善対策の場合は、\n　　 新たな運用の準備が完了した年月\n　　（完了月内または翌月1日から新運用が開始され、\n　　　翌月1日からCO2削減効果が発生している）。\n 　・設備導入対策の場合は、\n 　　施工や引き渡しが完了した年月\n　　（完了月内または翌月1日から新たに導入した設備\n　　の運転が開始され、翌月1日からCO2削減効果が\n　　発生している）。"]
[]
[null,{"$f":"$B$9","v":"1"},{"$f":"IF($C$9=\"\",\"\",$C$9)","v":""},null,null,null,{"$f":"IF($G$9=\"\",\"\",$G$9)","v":""},null,null,null,null,null,null,null,null,null,null,null,null,null,null,null,null,null,"導入設備",null,null,{"$f":"IF($AB$13=\"\",\"\",$AB$13)","v":""},null,null,null,null,null,null,null,null,null,null,null,null,6,"燃料転換",null,null,null,"ボイラーの燃料転換",null,null,null,null,null,null,null,null,null,null,null,null,null,null,null,null,null,"導入設備",null,null,"ガス焚き蒸気ボイラー"]
[]
[]
[null,null,null,null,null,null,null,null,null,null,null,null,null,null,null,null,null,"計画年度",null,null,null,null,null,null,null,null,null,null,null,null,null,null,null,null,null,null,null,null,null,null,null,null,null,null,null,null,null,null,null,null,null,null,null,null,null,null,"計画年度",null,null,null,null,null,null,null,null,null,null,null,null,null,null,null,null,null,null,null,null,null,null,null,null,null,null,null,null,null,null,null,"計画年度1",null,"計画年度2",null,"計画年度3",null,"計画年度4",null,"計画年度5"]
[null,null,null,null,null,null,null,null,null,null,null,null,null,null,null,null,null,{"$f":"IF('511脱炭素化計画'!$AQ24=\"\",\"\",'511脱炭素化計画'!$AQ24)","v":""},null,null,null,{"$f":"IF('511脱炭素化計画'!$AT24=\"\",\"\",'511脱炭素化計画'!$AT24)","v":"目標年度"},null,null,null,{"$f":"IF('511脱炭素化計画'!$AW24=\"\",\"\",'511脱炭素化計画'!$AW24)","v":""},null,null,null,{"$f":"IF('511脱炭素化計画'!$AZ24=\"\",\"\",'511脱炭素化計画'!$AZ24)","v":""},null,null,null,{"$f":"IF('511脱炭素化計画'!$BC24=\"\",\"\",'511脱炭素化計画'!$BC24)","v":""},null,null,null,null,null,null,null,null,null,null,null,null,null,null,null,null,null,null,null,null,null,null,"",null,null,null,"目標年度",null,null,null,null,null,null,null,"",null,null,null,null,null,null,null,null,null,null,null,null,null,null,null,null,null,null,null,{"$f":"$R$272","v":0},{"$f":"$T$272","v":0},{"$f":"$V$272","v":0},{"$f":"$X$272","v":0},{"$f":"$Z$272","v":0},{"$f":"$AB$272","v":0},{"$f":"$AD$272","v":0},{"$f":"$AF$272","v":0},{"$f":"$AH$272","v":0},{"$f":"$AJ$272","v":0}]
[null,null,null,null,null,null,null,null,null,null,null,null,null,null,null,null,null,{"$f":"IF('511脱炭素化計画'!$AQ25=\"\",\"\",'511脱炭素化計画'!$AQ25)","v":"令和6年度"},null,null,null,{"$f":"IF('511脱炭素化計画'!$AT25=\"\",\"\",'511脱炭素化計画'!$AT25)","v":"令和7年度"},null,null,null,{"$f":"IF('511脱炭素化計画'!$AW25=\"\",\"\",'511脱炭素化計画'!$AW25)","v":"令和8年度"},null,null,null,{"$f":"IF('511脱炭素化計画'!$AZ25=\"\",\"\",'511脱炭素化計画'!$AZ25)","v":"令和9年度"},null,null,null,{"$f":"IF('511脱炭素化計画'!$BC25=\"\",\"\",'511脱炭素化計画'!$BC25)","v":"令和10年度"},null,null,null,null,null,null,null,null,null,null,null,null,null,null,null,null,null,null,null,null,null,null,"令和6年度",null,null,null,"令和7年度",null,null,null,"令和8年度",null,null,null,"令和9年度",null,null,null,"令和10年度",null,null,null,null,null,null,null,null,null,null,null,null,null,null,null,{"$f":"$R$267","v":"令和6年度"},{"$f":"$R$267","v":"令和6年度"},{"$f":"$V$267","v":"令和7年度"},{"$f":"$V$267","v":"令和7年度"},{"$f":"$Z$267","v":"令和8年度"},{"$f":"$Z$267","v":"令和8年度"},{"$f":"$AD$267","v":"令和9年度"},{"$f":"$AD$267","v":"令和9年度"},{"$f":"$AH$267","v":"令和10年度"},{"$f":"$AH$267","v":"令和10年度"},{"$f":"\"令和\"&MID(CS267,3,2)+1&\"年度\"","v":"令和11年度"},{"$f":"\"令和\"&MID(CT267,3,2)+1&\"年度\"","v":"令和11年度"}]
[null,"５－１．実施計画",null,null,null,null,null,null,null,null,null,null,null,null,null,null,null,null,null,null,null,null,null,null,null,null,null,null,null,null,null,null,null,null,null,null,null,null,null,null,"５－１．実施計画"]
[null,null,null,null,null,"着手時期",null,null,null,null,null,"完了時期",null,null,null,null,null,"着手～完了期間",null,null,null,null,null,null,null,null,null,null,null,null,null,null,null,null,null,null,null,null,null,null,null,null,null,null,"着手時期",null,null,null,null,null,"完了時期",null,null,null,null,null,"着手～完了期間"]
[null,null,null,"年度",null,{"$f":"IFERROR(HLOOKUP(\"着手\",$CK$266:$CT$271,2,FALSE),\"\")","v":""},null,null,null,null,null,{"$f":"IFERROR(HLOOKUP(\"完了\",$CK$266:$CT$271,2,FALSE),\"\")","v":""},null,null,null,null,null,null,null,null,null,null,null,null,null,null,null,null,null,null,null,null,null,null,null,null,null,null,null,null,null,null,"年度",null,"令和6年度",null,null,null,null,null,"令和6年度",null,null,null,null,null,null,null,null,null,null,null,null,null,null,null,null,null,null,null,null,null,null,null,null,null,null,null,null,null,null,null,null,null,null,null,null,null,{"$f":"IF(CK271=0,\"---\",IF(OR(CK271=\"1月\",CK271=\"2月\",CK271=\"3月\"),LEFT(CM267,LEN(CM267)-1),LEFT(CK267,LEN(CK267)-1)))","v":"---"},"---","---","---","---","---","---","---","---","---"]
[null,null,null,"年","月",{"$f":"IFERROR(HLOOKUP(\"着手\",$CK$266:$CT$271,5,FALSE),\"\")","v":""},null,null,{"$f":"IFERROR(HLOOKUP(\"着手\",$CK$266:$CT$271,6,FALSE),\"\")","v":""},null,null,{"$f":"IFERROR(HLOOKUP(\"完了\",$CK$266:$CT$271,5,FALSE),\"\")","v":""},null,null,{"$f":"IFERROR(HLOOKUP(\"完了\",$CK$266:$CT$271,6,FALSE),\"\")","v":""},null,null,null,null,null,null,null,null,null,null,null,null,null,null,null,null,null,null,null,null,null,null,null,null,null,null,null,"年","月","令和6年",null,null,"9月",null,null,"令和7年",null,null,"1月",null,null,"9月",null,"1月",null,null,null,null,null,null,null,null,null,null,null,null,null,null,null,null,null,null,null,null,null,null,null,null,null,null,null,null,null,{"$f":"$R$271","v":0},{"$f":"$T$271","v":0},{"$f":"$V$271","v":0},{"$f":"$X$271","v":0},{"$f":"$Z$271","v":0},{"$f":"$AB$271","v":0},{"$f":"$AD$271","v":0},{"$f":"$AF$271","v":0},{"$f":"$AH$271","v":0},{"$f":"$AJ$271","v":0}]
[null,null,null,null,null,null,null,null,null,null,null,null,null,null,null,null,null,null,null,null,null,null,null,null,null,null,null,null,null,null,null,null,null,null,null,null,null,null,null,null,null,null,null,null,null,null,null,null,null,null,null,null,null,null,null,null,"着手",null,"完了"]
[null,null,null,null,null,null,null,null,null,null,null,null,null,null,null,null,null,null,null,null,null,null,null,null,null,null,null,null,null,null,null,null,null,null,null,null,null,null,null,null,null,null,null,null,null,null,null,null,null,null,null,null,null,null,null,null,"契約・設計：令和6年9月～、施工：令和6年12月～、完了：令和7年1月、運用開始：令和7年2月～"]
[]
[null,"５－２．CO2削減計画",null,null,null,null,null,null,null,null,null,null,null,null,null,null,null,null,null,null,null,null,null,null,null,null,null,null,null,null,null,null,null,null,null,null,"（単位：t-CO2/年）",null,null,null,"５－２．CO2削減計画",null,null,null,null,null,null,null,null,null,null,null,null,null,null,null,null,null,null,null,null,null,null,null,null,null,null,null,null,null,null,null,null,null,null,"（単位：t-CO2/年）"]
[null,null,null,null,null,null,null,null,null,null,null,"年間CO2削減量",null,null,null,null,null,"CO2削減量（年度単位）",null,null,null,null,null,null,null,null,null,null,null,null,null,null,null,null,null,null,null,null,null,null,null,null,null,null,null,null,null,null,null,null,"年間CO2削減量",null,null,null,null,null,"CO2削減量（年度単位）"]
[]
[null,null,null,null,null,null,null,null,null,null,null,{"$f":"IF(J75=\"\",\"\",J75)","v":0},null,null,null,null,null,null,null,null,null,{"$f":"IF(COUNTIF($R$272:$U$272,\"完了\"),$L$278,\"\")","v":""},null,null,null,{"$f":"IF($V278<>\"\",$L$278,IF(COUNTIF($V$272:$Y$272,\"完了\"),$L$278,\"\"))","v":""},null,null,null,{"$f":"IF($Z278<>\"\",$L$278,IF(COUNTIF($Z$272:$AC$272,\"完了\"),$L$278,\"\"))","v":""},null,null,null,{"$f":"IF($AD278<>\"\",$L$278,IF(COUNTIF($AD$272:$AG$272,\"完了\"),$L$278,\"\"))","v":""},null,null,null,null,null,null,null,null,null,null,null,null,null,null,null,null,200,null,null,null,null,null,null,null,null,null,200,null,null,null,200,null,null,null,200,null,null,null,200]
[]
[null,"５－３．投資回収計画（補助金利用なし）",null,null,null,null,null,null,null,null,null,null,null,null,null,null,null,null,null,null,null,null,null,null,null,null,null,null,null,null,null,null,null,null,null,null,"（単位：千円）",null,null,null,"５－３．投資回収計画（補助金利用なし）",null,null,null,null,null,null,null,null,null,null,null,null,null,null,null,null,null,null,null,null,null,null,null,null,null,null,null,null,null,null,null,null,null,null,"（単位：千円）"]
[null,null,null,null,null,null,null,null,"導入コスト(a)",null,null,null,null,null,"単純投資回収年数\n(a/b)",null,null,"投資額（上段）及び削減額（下段）",null,null,null,null,null,null,null,null,null,null,null,null,null,null,null,null,null,null,null,null,null,null,null,null,null,null,null,null,null,"導入コスト(a)",null,null,null,null,null,"単純投資回収年数\n(a/b)",null,null,"投資額（上段）及び削減額（下段）"]
[]
[null,null,null,null,null,null,null,null,"年間運転コスト削減額 (b)",null,null,null,null,null,null,null,null,null,null,null,null,null,null,null,null,null,null,null,null,null,null,null,null,null,null,null,null,null,null,null,null,null,null,null,null,null,null,"年間運転コスト削減額 (b)"]
[]
[null,null,null,null,null,null,null,null,{"$f":"IF(AD75=\"\",\"\",AD75)","v":0},null,null,null,null,null,{"$f":"IFERROR(IF(I285/I287<0,\"---\",I285/I287),\"---\")","v":"---"},null,null,null,null,null,null,null,null,null,null,null,null,null,null,null,null,null,null,null,null,null,null,null,null,null,null,null,null,null,null,null,null,3000,null,null,null,null,null,5,null,null,1500,null,null,null,1500]
[]
[null,null,null,null,null,null,null,null,{"$f":"IF(J79=\"\",\"\",J79)","v":0},null,null,null,null,null,null,null,null,null,null,null,null,{"$f":"IF(COUNTIF($R$272:$U$272,\"完了\"),$I$287,\"\")","v":""},null,null,null,{"$f":"IF($V287<>\"\",$I$287,IF(COUNTIF($V$272:$Y$272,\"完了\"),$I$287,\"\"))","v":""},null,null,null,{"$f":"IF($Z287<>\"\",$I$287,IF(COUNTIF($Z$272:$AC$272,\"完了\"),$I$287,\"\"))","v":""},null,null,null,{"$f":"IF($AD287<>\"\",$I$287,IF(COUNTIF($AD$272:$AG$272,\"完了\"),$I$287,\"\"))","v":""},null,null,null,null,null,null,null,null,null,null,null,null,null,600,null,null,null,null,null,null,null,null,null,null,null,null,600,null,null,null,600,null,null,null,600,null,null,null,600]
[]
[null,"５－４．投資回収計画（補助金利用あり）",null,null,null,null,null,null,null,null,null,null,null,null,null,null,null,null,null,null,null,null,null,null,null,null,null,null,null,null,null,null,null,null,null,null,"（単位：千円）",null,null,null,"５－４．投資回収計画（補助金利用あり）",null,null,null,null,null,null,null,null,null,null,null,null,null,null,null,null,null,null,null,null,null,null,null,null,null,null,null,null,null,null,null,null,null,null,"（単位：千円）"]
[null,"申請予定補助金",null,null,"その他資金\n(自己負担）",null,null,null,"導入コスト自己負担額 (c)",null,null,null,null,null,"単純投資回収年数\n(c)/(b)",null,null,"投資額（上段）及び削減額（下段）",null,null,null,null,null,null,null,null,null,null,null,null,null,null,null,null,null,null,null,null,null,null,"申請予定補助金",null,null,"その他資金\n(自己負担）",null,null,null,"導入コスト自己負担額 (c)",null,null,null,null,null,"単純投資回収年数\n(c/b)",null,null,"投資額（上段）及び削減額（下段）"]
[]
[null,null,null,null,null,null,null,null,"年間運転コスト削減額 (b)",null,null,null,null,null,null,null,null,null,null,null,null,null,null,null,null,null,null,null,null,null,null,null,null,null,null,null,null,null,null,null,null,null,null,null,null,null,null,"年間運転コスト削減額 (b)"]
[null,null,null,null,null,null,null,null,null,null,null,null,null,null,null,null,null,null,null,null,null,null,null,null,null,null,null,null,null,null,null,null,null,null,null,null,null,null,null,null,null,null,null,null,null,null,null,null,null,null,null,null,null,null,null,null,null,null,null,null,null,null,null,null,null,null,null,null,null,null,null,null,null,null,null,null,null,null,null,null,null,null,null,null,null,null,null,null,"補助金申請予定"]
[null,null,null,null,null,null,null,null,{"$f":"IF(I285=\"\",\"\",IF(OR($B294=\"\",$B294=\"予定なし\"),I285,\"\"))","v":0},null,null,null,null,null,{"$f":"IFERROR(IF(I294/I296<0,\"---\",I294/I296),\"---\")","v":"---"},null,null,{"$f":"IF(R285=\"\",\"\",IF(OR($B294=\"\",$B294=\"予定なし\"),R285,\"\"))","v":""},null,null,null,{"$f":"IF(V285=\"\",\"\",IF(OR($B294=\"\",$B294=\"予定なし\"),V285,\"\"))","v":""},null,null,null,{"$f":"IF(Z285=\"\",\"\",IF(OR($B294=\"\",$B294=\"予定なし\"),Z285,\"\"))","v":""},null,null,null,{"$f":"IF(AD285=\"\",\"\",IF(OR($B294=\"\",$B294=\"予定なし\"),AD285,\"\"))","v":""},null,null,null,{"$f":"IF(AH285=\"\",\"\",IF(OR($B294=\"\",$B294=\"予定なし\"),AH285,\"\"))","v":""},null,null,null,null,null,null,"国(SHIFT)",null,null,"金融機関からの借入金＆\n自己資金",null,null,null,2000,null,null,null,null,null,3.3,null,null,1000,null,null,null,1000,null,null,null,null,null,null,null,null,null,null,null,null,null,null,null,null,null,null,null,null,null,null,null,null,null,null,null,{"$f":"IF(OR(B294=\"\",COUNTIF(B294,\"*なし*\")),FALSE,TRUE)","v":false}]
[]
[null,null,null,null,null,null,null,null,{"$f":"IF(J79=\"\",\"\",J79)","v":0},null,null,null,null,null,null,null,null,null,null,null,null,{"$f":"IF(V287=\"\",\"\",V287)","v":""},null,null,null,{"$f":"IF(Z287=\"\",\"\",Z287)","v":""},null,null,null,{"$f":"IF(AD287=\"\",\"\",AD287)","v":""},null,null,null,{"$f":"IF(AH287=\"\",\"\",AH287)","v":""},null,null,null,null,null,null,null,null,null,null,null,null,null,600,null,null,null,null,null,null,null,null,null,null,null,null,{"$f":"IF(BI287=\"\",\"\",BI287)","v":600},null,null,null,{"$f":"IF(BM287=\"\",\"\",BM287)","v":600},null,null,null,{"$f":"IF(BQ287=\"\",\"\",BQ287)","v":600},null,null,null,{"$f":"IF(BU287=\"\",\"\",BU287)","v":600}]
[]
[null,"※","導入コスト自己負担額(c)＝導入コスト(a)から補助受給額を差し引いた金額",null,null,null,null,null,null,null,null,null,null,null,null,null,null,null,null,null,null,null,null,null,null,null,null,null,null,null,null,null,null,null,null,null,null,null,null,null,"※","導入コスト自己負担額＝導入コストから補助受給額を差し引いた金額"]
[null,"※","補助金申請の予定がない場合、「導入コスト自己負担額(c)」には「導入コスト(a)」と同じ金額が入ります。",null,null,null,null,null,null,null,null,null,null,null,null,null,null,null,null,null,null,null,null,null,null,null,null,null,null,null,null,null,null,null,null,null,null,null,null,null,"※","申請予定の補助金がない場合、「導入コスト自己負担額(c)」には「導入コスト(a)」と同じ金額が入ります。"]
[null,null,"また、「投資額及び削減額」も補助金を利用しない場合の投資回収計画と同じ金額が入ります。",null,null,null,null,null,null,null,null,null,null,null,null,null,null,null,null,null,null,null,null,null,null,null,null,null,null,null,null,null,null,null,null,null,null,null,null,null,null,"また、「投資額及び削減額」も補助金を利用しない場合の投資回収計画と同じ金額が入ります。"]
[]
[]
[null,"５－５．実施責任者・実施担当者",null,null,null,null,null,null,null,null,null,null,null,null,null,null,null,null,null,null,null,null,null,null,null,null,null,null,null,null,null,null,null,null,null,null,null,null,null,null,"５－５．実施責任者・実施担当者"]
[null,"実施責任者",null,null,null,"氏名",null,null,null,null,null,null,null,null,"所属・役職",null,null,null,null,null,null,null,null,null,null,null,null,null,null,null,null,null,null,null,null,null,null,null,null,null,"実施責任者",null,null,null,"氏名",null,null,null,null,null,null,null,null,"所属・役職"]
[]
[]
[null,"実施担当者",null,null,null,"氏名",null,null,null,null,null,null,null,null,"所属・役職",null,null,null,null,null,null,null,null,null,null,null,null,null,null,null,null,null,null,null,null,null,null,null,null,null,"実施担当者",null,null,null,"氏名",null,null,null,null,null,null,null,null,"所属・役職"]
[]
[]
[]
[]
[]
[]
[]
[]
[]
[]
[]
[]
[]
[]
[null,{"$f":"\"対策個票\"&$B$9","v":"対策個票1"},null,null,null,null,null,null,null,null,null,null,null,null,null,null,null,null,null,null,null,null,null,null,null,null,null,null,null,null,null,null,null,null,null,null,null,null,null,null,"対策個票1"]
[]
[null,"６．更新設備仕様・見積書",null,null,null,null,null,null,null,null,null,null,null,null,null,null,null,null,null,null,null,null,null,null,null,null,null,null,null,null,null,null,null,null,null,null,null,null,null,null,"６．更新設備仕様・見積書"]
[null,null,null,null,null,null,null,null,null,null,null,null,null,null,null,null,null,null,null,null,null,null,null,null,null,null,null,null,null,null,null,null,null,null,null,null,null,null,null,null,null,null,null,null,null,null,null,null,null,null,null,null,null,null,null,null,null,null,null,null,null,null,null,null,null,null,null,null,null,null,null,null,null,null,null,null,null,"※別紙シートを利用する場合の注記\n\n■別紙を追加・添付する場合は、\n　 本シートの記入欄に別紙の要点を記載\n　 してください。\n\n■別紙への参照を記述する際は、\n　 「別紙のとおり」ではなく、\n 　「別紙XXの何ページ、何行目～何行目の\n　 記載(YY)のとおり」 （XX、YYは通し番号）\n 　とする等、参照箇所を明示してください。\n　 なお、\n　 該当する別紙や記載には対応する通し\n 　番号(XX、YY)を打ち、\n 　本文と、該当する別紙や記載が\n 　１対１に対応するようにしてください。"]
[]
[null,null,null,null,null,null,null,null,null,null,null,null,null,null,null,null,null,null,null,null,null,null,null,null,null,null,null,null,null,null,null,null,null,null,null,null,null,null,null,null,null,"■当該設備のメーカー名、型番、仕様がわかるように記載してください。\n\n■報告時の活動量の把握に計測器を使用する場合は、そのメーカー名、型番、仕様もわかるように記載してください。\n\n■スペースが足りない場合には、[別紙]として新規シートを追加し、当該対策個票の別紙であることがわかるようなシート名称\n　 にして使用してください。その際、更新設備仕様・見積書の記入欄には、別紙がある旨を明記してください。\n   その他、※別紙シートを利用する場合の注記を参照してください。"]
[]
[]
[]
[]
[]
[]
[]
[]
[]
[]
[]
[]
[]
[]
[]
[]
[]
[]
[]
[]
[]
[]
[]
[]
[]
[]
[]
[]
[]
[]
[]
[]
[]
[]
[]
[]
[]
[]
[]
[]
[]
[]
[]
[]
[]
[]
[]
[]
[]
[]
[]
[]
[]
[]
[]
[]
[]
[null,{"$f":"\"対策個票\"&$B$9","v":"対策個票1"},null,null,null,null,null,null,null,null,null,null,null,null,null,null,null,null,null,null,null,null,null,null,null,null,null,null,null,null,null,null,null,null,null,null,null,null,null,null,"対策個票1"]
[null,null,null,null,null,null,null,null,null,null,null,null,null,null,null,null,null,null,null,null,null,null,null,null,null,null,null,null,null,null,null,null,null,null,null,null,null,null,null,null,"※実施計画書A/Bを選択している場合、7ページ目（7.報告時の…、8.導入した…）の作成は不要です。"]
[null,"７．報告時のCO2排出量算定のための活動量把握方法",null,null,null,null,null,null,null,null,null,null,null,null,null,null,null,null,null,null,null,null,null,null,null,null,null,null,null,null,null,null,null,null,null,null,null,null,null,null,"７．報告時のCO2排出量算定のための活動量把握方法"]
[null,"対策実施【後】",null,null,null,null,null,null,null,null,null,null,null,null,null,null,null,null,null,null,null,null,null,null,null,null,null,null,null,null,null,null,null,null,null,null,null,null,null,null,"対策実施【後】",null,null,null,null,null,null,null,null,null,null,null,null,null,null,null,null,null,null,null,null,null,null,null,null,null,null,null,null,null,null,null,null,null,null,null,null,"※別紙シートを利用する場合の注記\n\n■別紙を追加・添付する場合は、\n　 本シートの記入欄に別紙の要点を記載\n　 してください。\n\n■別紙への参照を記述する際は、\n　 「別紙のとおり」ではなく、\n 　「別紙XXの何ページ、何行目～何行目の\n　 記載(YY)のとおり」 （XX、YYは通し番号）\n 　とする等、参照箇所を明示してください。\n　 なお、\n　 該当する別紙や記載には対応する通し\n 　番号(XX、YY)を打ち、\n 　本文と、該当する別紙や記載が\n 　１対１に対応するようにしてください。"]
[null,"７－１．活動量（エネルギー使用量）把握方法・計算方法の説明",null,null,null,null,null,null,null,null,null,null,null,null,null,null,null,null,null,null,null,null,null,null,null,null,null,null,null,null,null,null,null,null,null,null,null,null,null,null,"７－１．活動量（エネルギー使用量）把握方法・計算方法の説明"]
[null,null,null,null,null,null,null,null,null,null,null,null,null,null,null,null,null,null,null,null,null,null,null,null,null,null,null,null,null,null,null,null,null,null,null,null,null,null,null,null,null,"■事業完了後に事業者が提出する「事業報告書」は、活動量を記入することでCO2排出量・削減量が自動計算されます。\n\n■事業報告時の活動量を事業者が算定できるように、わかりやすく記入してください。\n\n■スペースが足りない場合には、[別紙]として新規シートを追加し、当該対策個票の別紙であることがわかるようなシート名称\n　 にして使用してください。その際、更新設備仕様・見積書の記入欄には、別紙がある旨を明記してください。\n   その他、※別紙シートを利用する場合の注記を参照してください。\n\n■DXシステムによる計測結果を利用する場合は、DXシステムを利用することを明示してください。"]
[]
[]
[]
[]
[]
[]
[]
[]
[]
[null,"７－２．活動量（エネルギー使用量）の計算",null,null,null,null,null,null,null,null,null,null,null,null,null,null,null,null,null,null,null,null,null,null,null,null,null,null,null,null,null,null,null,null,null,null,null,null,null,null,"７－２．活動量（エネルギー使用量）の計算"]
[]
[null,null,null,null,null,null,null,null,null,null,null,null,null,null,null,null,null,null,null,null,null,null,null,null,null,null,null,null,null,null,null,null,null,null,null,null,null,null,null,null,null,"■活動量の計算式を記載する際には、7-3に示している数値も記載して、事業者が容易に計算できるように記載してくださ\n　 い。\n\n■[別紙]として新規シートを追加する場合は、7-1の注意を参照してください。"]
[]
[]
[]
[]
[]
[]
[]
[]
[]
[null,"７－３．活動量（エネルギー使用量）の計算で使用した各数値の説明・根拠",null,null,null,null,null,null,null,null,null,null,null,null,null,null,null,null,null,null,null,null,null,null,null,null,null,null,null,null,null,null,null,null,null,null,null,null,null,null,"７－３．活動量（エネルギー使用量）の計算で使用した各数値の説明・根拠"]
[]
[null,null,null,null,null,null,null,null,null,null,null,null,null,null,null,null,null,null,null,null,null,null,null,null,null,null,null,null,null,null,null,null,null,null,null,null,null,null,null,null,null,"■7-2に使用する数値すべて記載してください。\n　設備・機器固有の特性は、当該設備の具体的な数値の根拠とともにすべて本欄に示してください。\n\n■[別紙]として新規シートを追加する場合は、7-1の注意を参照してください。\n\n■DXシステムによる計測結果を利用する場合は、DXシステムを利用することを明示してください。"]
[]
[]
[]
[]
[]
[]
[]
[]
[]
[null,"７－４．活動量（エネルギー使用量）の計算で使用した各数値のうち、実績値を使用する数値の記録方法",null,null,null,null,null,null,null,null,null,null,null,null,null,null,null,null,null,null,null,null,null,null,null,null,null,null,null,null,null,null,null,null,null,null,null,null,null,null,"７－４．活動量（エネルギー使用量）の計算で使用した各数値のうち、実績値を使用する数値の記録方法"]
[]
[null,null,null,null,null,null,null,null,null,null,null,null,null,null,null,null,null,null,null,null,null,null,null,null,null,null,null,null,null,null,null,null,null,null,null,null,null,null,null,null,null,"■実績値を何から把握するのか、使用するデータの情報源（証憑となる書類）と数値の抽出・記録方法を\n　事業者が自ら対応できるように、平易かつ具体的に記載してください。（DXシステムによる計測結果を\n　利用する場合は、DXシステムからのデータ入手方法を明示してください。）\n\n■[別紙]として新規シートを追加する場合は、7-1の注意を参照してください。"]
[]
[]
[]
[]
[]
[]
[]
[]
[]
[]
[null,"８．導入した設備の効率的な運用方法",null,null,null,null,null,null,null,null,null,null,null,null,null,null,null,null,null,null,null,null,null,null,null,null,null,null,null,null,null,null,null,null,null,null,null,null,null,null,"８．導入した設備の効率的な運用方法"]
[]
[null,null,null,null,null,null,null,null,null,null,null,null,null,null,null,null,null,null,null,null,null,null,null,null,null,null,null,null,null,null,null,null,null,null,null,null,null,null,null,null,null,"■目標未達時には、事業者による効果的な運用改善が求められます。\n　そのため、設備導入後に考えられる効率的な運用方法を具体的に記載してください。\n\n■[別紙]として新規シートを追加する場合は、7-1の注意を参照してください。"]
[]
[]
[]
[]
[]
[]
[]
[]
[]
[null,{"$f":"\"対策個票\"&$B$9","v":"対策個票1"},null,null,null,null,null,null,null,null,null,null,null,null,null,null,null,null,null,null,null,null,null,null,null,null,null,null,null,null,null,null,null,null,null,null,null,null,null,null,"対策個票1"]
[null,null,null,null,null,null,null,null,null,null,null,null,null,null,null,null,null,null,null,null,null,null,null,null,null,null,null,null,null,null,null,null,null,null,null,null,null,null,null,null,"※実施計画書A/Bを選択している場合、8ページ目（9.既存診断…）の作成は不要です。"]
[null,"９．既存診断利用の場合の参照事項",null,null,null,null,null,null,null,null,null,null,null,null,null,null,null,null,null,null,null,null,null,null,null,null,null,null,null,null,null,null,null,null,null,null,null,null,null,null,"９．既存診断利用の場合の参照事項"]
[null,"９－１．既存診断報告書の該当対策",null,null,null,null,null,null,null,null,null,null,null,null,null,null,null,null,null,null,null,null,null,null,null,null,null,null,null,null,null,null,null,null,null,null,null,null,null,null,"９－１．既存診断報告書の該当対策"]
[]
[null,null,null,null,null,null,null,null,null,null,null,null,null,null,null,null,null,null,null,null,null,null,null,null,null,null,null,null,null,null,null,null,null,null,null,null,null,null,null,null,null,"■本対策の算定の元となった既存の診断報告書の対策がある場合には、該当する内容を記載してください。\n　 無い場合には、記載不要です。"]
[]
[]
[]
[]
[]
[]
[]
[]
[]
[null,"９－２．既存診断報告書からの修正事項",null,null,null,null,null,null,null,null,null,null,null,null,null,null,null,null,null,null,null,null,null,null,null,null,null,null,null,null,null,null,null,null,null,null,null,null,null,null,"９－２．既存診断報告書からの修正事項"]
[]
[null,null,null,null,null,null,null,null,null,null,null,null,null,null,null,null,null,null,null,null,null,null,null,null,null,null,null,null,null,null,null,null,null,null,null,null,null,null,null,null,null,"■9-1に記載の対策で、変更点があればその内容を記載してください。\n　 無い場合には、記載不要です。　"]
[]
[]
[]
[]
[]
[]
[]
[]
[]
[null,"９－３．修正理由",null,null,null,null,null,null,null,null,null,null,null,null,null,null,null,null,null,null,null,null,null,null,null,null,null,null,null,null,null,null,null,null,null,null,null,null,null,null,"９－３．修正理由"]
[]
[null,null,null,null,null,null,null,null,null,null,null,null,null,null,null,null,null,null,null,null,null,null,null,null,null,null,null,null,null,null,null,null,null,null,null,null,null,null,null,null,null,"■9-2に変更点の記載があればその理由を記載してください。\n　 無い場合には、記載不要です。"]
[]
[]
[]
[]
[]
[]
[]
[]
[]
[null,"９－４．修正方法",null,null,null,null,null,null,null,null,null,null,null,null,null,null,null,null,null,null,null,null,null,null,null,null,null,null,null,null,null,null,null,null,null,null,null,null,null,null,"９－４．修正方法"]
[]
[null,null,null,null,null,null,null,null,null,null,null,null,null,null,null,null,null,null,null,null,null,null,null,null,null,null,null,null,null,null,null,null,null,null,null,null,null,null,null,null,null,"■9-2に変更点の記載がある場合には、その修正方法を記載してください。\n　 無い場合には、記載不要です。"]

{"sheet":"対策個票2","index":31,"n_rows":490,"n_cols":100,"rows_kept":490,"cut":false,"hidden":false,"merged":[[476,1,486,36],[477,41,479,74],[488,1,498,36],[489,41,491,74],[448,1,448,21],[448,40,448,60],[452,1,462,36],[453,41,455,74],[464,1,474,36],[465,41,467,74],[412,1,422,36],[413,41,419,74],[424,1,434,36],[425,41,429,74],[437,1,446,36],[438,41,442,74],[384,1,384,21],[384,40,384,60],[387,77,402,79],[389,1,398,36],[389,41,398,74],[400,1,410,36],[401,41,405,74],[306,57,308,75],[321,1,321,21],[321,40,321,60],[324,1,382,36],[324,77,339,79],[326,41,333,74],[303,57,305,75],[306,1,308,4],[306,5,308,7],[306,8,308,13],[306,14,308,17],[306,18,308,36],[306,40,308,43],[306,44,308,46],[306,47,308,52],[306,53,308,56],[295,72,296,75],[303,1,305,4],[303,5,305,7],[303,8,305,13],[303,14,305,17],[303,18,305,36],[303,40,305,43],[303,44,305,46],[303,47,305,52],[303,53,305,56],[295,8,296,13],[295,17,296,20],[295,21,296,24],[295,25,296,28],[295,29,296,32],[295,33,296,36],[293,53,296,55],[293,56,294,59],[293,60,294,63],[293,64,294,67],[293,68,294,71],[293,72,294,75],[295,56,296,59],[295,60,296,63],[293,1,296,3],[293,4,296,7],[293,8,294,13],[293,14,296,16],[293,17,294,20],[293,21,294,24],[295,64,296,67],[295,68,296,71],[293,25,294,28],[293,29,294,32],[293,33,294,36],[293,40,296,42],[293,43,296,46],[293,47,294,52],[295,47,296,52],[286,68,287,71],[286,72,287,75],[289,1,292,3],[289,4,292,7],[289,8,290,13],[289,14,292,16],[289,17,292,36],[289,40,292,42],[289,43,292,46],[289,47,290,52],[289,53,292,55],[289,56,292,75],[291,8,292,13],[291,47,292,52],[284,68,285,71],[284,72,285,75],[286,8,287,13],[286,17,287,20],[286,21,287,24],[286,25,287,28],[286,29,287,32],[286,33,287,36],[286,47,287,52],[286,56,287,59],[284,33,285,36],[284,47,285,52],[284,53,287,55],[284,56,285,59],[284,60,285,63],[284,64,285,67],[286,60,287,63],[286,64,287,67],[284,8,285,13],[284,14,287,16],[284,17,285,20],[284,21,285,24],[284,25,285,28],[284,29,285,32],[280,8,281,13],[280,14,283,16],[280,17,283,36],[280,47,281,52],[280,53,283,55],[280,56,283,75],[282,8,283,13],[282,47,283,52],[277,50,278,55],[277,56,278,59],[277,60,278,63],[277,64,278,67],[277,68,278,71],[277,72,278,75],[277,11,278,16],[277,17,278,20],[277,21,278,24],[277,25,278,28],[277,29,278,32],[277,33,278,36],[271,72,271,73],[271,74,271,75],[272,17,273,36],[272,56,273,75],[275,11,276,16],[275,17,276,36],[275,50,276,55],[275,56,276,75],[271,60,271,61],[271,62,271,63],[271,64,271,65],[271,66,271,67],[271,68,271,69],[271,70,271,71],[271,29,271,30],[271,31,271,32],[271,33,271,34],[271,35,271,36],[271,56,271,57],[271,58,271,59],[270,68,270,69],[270,70,270,71],[270,72,270,73],[270,74,270,75],[271,17,271,18],[271,19,271,20],[271,21,271,22],[271,23,271,24],[271,25,271,26],[271,27,271,28],[270,56,270,57],[270,58,270,59],[270,60,270,61],[270,62,270,63],[270,64,270,65],[270,66,270,67],[270,33,270,34],[270,35,270,36],[270,44,270,46],[270,47,270,49],[270,50,270,52],[270,53,270,55],[270,21,270,22],[270,23,270,24],[270,25,270,26],[270,27,270,28],[270,29,270,30],[270,31,270,32],[270,5,270,7],[270,8,270,10],[270,11,270,13],[270,14,270,16],[270,17,270,18],[270,19,270,20],[266,21,266,24],[266,25,266,28],[266,29,266,32],[266,33,266,36],[268,56,269,75],[269,3,269,4],[269,5,269,10],[269,11,269,16],[269,42,269,43],[269,44,269,49],[269,50,269,55],[266,56,266,59],[266,60,266,63],[266,64,266,67],[266,68,266,71],[266,72,266,75],[268,5,268,10],[268,11,268,16],[268,17,269,36],[268,44,268,49],[268,50,268,55],[259,81,278,84],[261,1,262,1],[261,2,262,5],[261,6,262,23],[261,24,262,26],[261,27,262,36],[261,40,262,40],[261,41,262,44],[261,45,262,62],[261,63,262,65],[261,66,262,75],[264,17,264,36],[264,56,264,75],[265,17,265,20],[265,21,265,24],[265,25,265,28],[265,29,265,32],[265,33,265,36],[265,56,265,59],[265,60,265,63],[265,64,265,67],[265,68,265,71],[265,72,265,75],[266,17,266,20],[249,7,249,36],[249,46,249,75],[250,1,251,6],[250,7,251,36],[250,40,251,45],[250,46,251,75],[256,1,256,21],[256,40,256,60],[259,1,260,5],[259,6,260,23],[259,24,260,26],[259,27,260,36],[259,40,260,44],[259,45,260,62],[252,1,253,6],[252,7,253,36],[252,40,253,45],[252,46,253,75],[254,7,254,36],[254,46,254,75],[259,63,260,65],[259,66,260,75],[245,1,246,3],[245,4,246,13],[245,14,246,16],[245,17,246,36],[245,40,246,42],[245,43,246,52],[245,53,246,55],[245,56,246,75],[248,7,248,36],[248,46,248,75],[196,77,211,79],[237,46,237,53],[237,54,237,61],[237,62,237,69],[238,46,238,53],[238,54,238,61],[238,62,238,69],[235,46,235,53],[235,54,235,61],[235,62,235,69],[236,46,236,53],[236,54,236,61],[236,62,236,69],[197,1,218,36],[198,41,211,59],[220,1,220,36],[220,40,220,75],[221,1,242,36],[222,41,228,74],[229,41,229,47],[231,46,231,69],[232,46,232,53],[232,54,232,61],[232,62,232,69],[233,46,233,53],[233,54,233,61],[233,62,233,69],[234,46,234,53],[234,54,234,61],[234,62,234,69],[239,52,239,59],[240,52,240,59],[241,52,241,59],[169,1,179,36],[172,41,175,74],[181,1,191,36],[182,41,190,74],[193,1,193,21],[193,40,193,60],[139,1,149,36],[140,41,148,74],[140,77,155,79],[151,1,161,36],[151,41,161,74],[165,1,167,36],[166,41,166,74],[126,55,127,69],[126,70,127,75],[130,1,130,21],[130,40,130,60],[135,1,137,36],[135,41,137,74],[124,55,125,69],[124,70,125,75],[126,3,127,9],[126,10,127,12],[126,13,127,15],[126,16,127,30],[126,31,127,36],[126,42,127,48],[126,49,127,51],[126,52,127,54],[122,55,123,69],[122,70,123,75],[124,3,125,9],[124,10,125,12],[124,13,125,15],[124,16,125,30],[124,31,125,36],[124,42,125,48],[124,49,125,51],[124,52,125,54],[122,3,123,9],[122,10,123,12],[122,13,123,15],[122,16,123,30],[122,31,123,36],[122,42,123,48],[114,62,115,65],[114,66,115,69],[118,62,119,65],[118,66,119,69],[118,70,119,75],[120,3,121,15],[120,16,121,30],[120,31,121,36],[120,42,121,54],[120,55,121,69],[120,70,121,75],[118,16,119,22],[118,23,119,26],[118,27,119,30],[118,31,119,36],[118,55,119,61],[114,16,115,18],[114,19,115,22],[116,23,117,26],[116,27,117,30],[116,31,117,36],[116,42,117,48],[116,49,117,52],[116,53,117,54],[114,58,115,61],[112,31,113,36],[112,42,113,48],[112,49,113,52],[112,53,113,54],[114,55,115,57],[110,62,111,65],[110,66,111,69],[114,70,115,75],[116,3,117,9],[116,10,117,13],[116,14,117,15],[116,16,117,18],[116,19,117,22],[114,23,115,26],[114,27,115,30],[114,31,115,36],[114,42,115,48],[114,49,115,52],[114,53,115,54],[116,55,117,57],[116,58,117,61],[116,62,117,65],[116,66,117,69],[116,70,117,75],[110,70,111,75],[112,3,113,9],[112,10,113,13],[112,14,113,15],[112,16,113,18],[112,19,113,22],[110,27,111,30],[110,31,111,36],[110,40,127,41],[110,42,111,48],[110,49,111,52],[110,53,111,54],[122,49,123,51],[122,52,123,54],[112,55,113,57],[112,58,113,61],[112,62,113,65],[112,66,113,69],[112,70,113,75],[114,3,115,9],[114,10,115,13],[114,14,115,15],[112,23,113,26],[112,27,113,30],[106,77,112,79],[108,1,109,2],[108,3,109,9],[108,10,109,15],[108,16,109,22],[108,23,109,26],[108,62,109,65],[108,66,109,69],[108,70,109,75],[110,1,127,2],[110,3,111,9],[110,10,111,13],[110,14,111,15],[110,16,111,18],[110,19,111,22],[110,23,111,26],[108,27,109,30],[108,31,109,36],[108,40,109,41],[108,42,109,48],[108,49,109,54],[108,55,109,61],[110,55,111,57],[110,58,111,61],[103,55,104,69],[103,70,104,75],[105,3,106,9],[105,10,106,12],[105,13,106,15],[105,16,106,30],[105,31,106,36],[105,42,106,48],[105,49,106,51],[105,52,106,54],[105,55,106,69],[105,70,106,75],[103,3,104,9],[103,10,104,12],[103,13,104,15],[103,16,104,30],[103,31,104,36],[103,42,104,48],[101,3,102,9],[101,10,102,12],[101,13,102,15],[101,16,102,30],[101,31,102,36],[101,42,102,48],[99,3,100,15],[99,16,100,30],[99,31,100,36],[99,42,100,54],[99,55,100,69],[99,70,100,75],[95,70,96,75],[97,16,98,22],[97,23,98,26],[97,27,98,30],[97,31,98,36],[97,55,98,61],[97,62,98,65],[97,66,98,69],[97,70,98,75],[95,49,96,52],[95,53,96,54],[95,55,96,57],[95,58,96,61],[95,62,96,65],[95,66,96,69],[95,10,96,13],[95,14,96,15],[95,16,96,18],[95,19,96,22],[95,23,96,26],[95,27,96,30],[95,31,96,36],[95,42,96,48],[93,49,94,52],[92,77,104,79],[93,3,94,9],[93,10,94,13],[93,14,94,15],[93,16,94,18],[93,19,94,22],[93,23,94,26],[93,27,94,30],[93,31,94,36],[93,42,94,48],[91,53,92,54],[91,55,92,57],[91,58,92,61],[91,62,92,65],[91,66,92,69],[91,70,92,75],[91,3,92,9],[91,10,92,13],[91,14,92,15],[91,16,92,18],[91,19,92,22],[91,23,92,26],[93,70,94,75],[95,3,96,9],[89,62,90,65],[89,66,90,69],[89,70,90,75],[89,23,90,26],[89,27,90,30],[89,31,90,36],[89,40,106,41],[89,42,90,48],[89,49,90,52],[91,27,92,30],[91,31,92,36],[91,42,92,48],[91,49,92,52],[93,53,94,54],[93,55,94,57],[93,58,94,61],[93,62,94,65],[93,66,94,69],[101,49,102,51],[101,52,102,54],[101,55,102,69],[101,70,102,75],[103,49,104,51],[103,52,104,54],[87,23,88,26],[87,27,88,30],[87,31,88,36],[87,40,88,41],[87,42,88,48],[87,49,88,54],[89,53,90,54],[89,55,90,57],[89,58,90,61],[85,1,86,36],[85,40,86,75],[85,77,90,79],[86,81,86,85],[87,1,88,2],[87,3,88,9],[87,10,88,15],[87,16,88,22],[82,40,83,44],[82,45,83,47],[82,48,83,53],[82,54,83,59],[82,60,83,64],[82,65,83,67],[87,55,88,61],[87,62,88,65],[87,66,88,69],[87,70,88,75],[89,1,106,2],[89,3,90,9],[89,10,90,13],[89,14,90,15],[89,16,90,18],[89,19,90,22],[80,68,81,72],[80,73,81,75],[82,1,83,5],[82,6,83,8],[82,9,83,14],[82,15,83,20],[82,21,83,25],[82,26,83,28],[82,29,83,33],[82,34,83,36],[80,34,81,36],[80,40,81,44],[80,45,81,47],[80,48,81,53],[80,54,81,59],[80,60,81,67],[80,1,81,5],[80,6,81,8],[80,9,81,14],[80,15,81,20],[80,21,81,28],[80,29,81,33],[82,68,83,72],[82,73,83,75],[78,45,79,47],[78,48,79,53],[78,54,79,59],[78,60,79,67],[78,68,79,72],[78,73,79,75],[76,68,77,72],[76,73,77,75],[78,1,79,5],[78,6,79,8],[78,9,79,14],[78,15,79,20],[78,21,79,28],[78,29,79,33],[78,34,79,36],[78,40,79,44],[76,34,77,36],[76,45,77,47],[76,48,77,53],[76,54,77,54],[76,55,77,59],[76,60,77,67],[76,6,77,8],[76,9,77,14],[74,73,75,75],[72,63,73,65],[72,66,73,75],[74,1,77,5],[74,6,75,8],[74,9,75,14],[74,15,75,20],[74,21,75,28],[74,29,75,33],[74,34,75,36],[74,40,77,44],[76,15,77,15],[76,16,77,20],[76,21,77,28],[76,29,77,33],[74,45,75,47],[74,48,75,53],[74,54,75,59],[74,60,75,67],[74,68,75,72],[70,63,71,65],[70,66,71,75],[72,1,73,1],[72,2,73,5],[72,6,73,23],[72,24,73,26],[72,27,73,36],[72,40,73,40],[72,41,73,44],[72,45,73,62],[70,1,71,5],[70,6,71,23],[70,24,71,26],[70,27,71,36],[70,40,71,44],[70,45,71,62],[67,1,67,21],[67,40,67,60],[60,6,61,12],[60,13,61,14],[60,15,61,36],[60,45,61,51],[60,52,61,53],[60,54,61,75],[43,1,61,5],[43,6,43,14],[43,15,43,36],[46,45,47,51],[46,52,47,53],[46,54,47,75],[44,6,45,12],[44,13,45,14],[44,15,45,36],[44,45,45,51],[44,52,45,53],[44,54,45,75],[56,6,57,12],[56,13,57,14],[56,15,57,36],[56,45,57,51],[56,52,57,53],[56,54,57,75],[62,1,65,5],[62,6,65,36],[62,40,65,44],[62,45,65,75],[54,6,55,12],[54,13,55,14],[54,15,55,36],[54,45,55,51],[54,52,55,53],[54,54,55,75],[52,6,53,12],[52,13,53,14],[52,15,53,36],[52,45,53,51],[52,52,53,53],[52,54,53,75],[43,40,61,44],[43,45,43,53],[43,54,43,75],[46,6,47,12],[46,13,47,14],[46,15,47,36],[58,6,59,12],[58,13,59,14],[58,15,59,36],[58,45,59,51],[58,52,59,53],[58,54,59,75],[50,6,51,12],[50,13,51,14],[50,15,51,36],[50,45,51,51],[50,52,51,53],[50,54,51,75],[37,46,38,48],[37,49,38,75],[39,6,42,6],[39,7,40,9],[39,10,40,36],[39,45,42,45],[39,46,40,48],[39,49,40,75],[41,7,42,9],[41,10,42,36],[41,46,42,48],[41,49,42,75],[48,6,49,12],[48,13,49,14],[48,15,49,36],[48,45,49,51],[48,52,49,53],[48,54,49,75],[33,1,34,5],[33,6,34,9],[33,10,34,16],[33,17,34,20],[33,21,34,24],[33,25,34,31],[33,64,34,70],[33,71,34,75],[35,1,42,5],[35,6,38,6],[35,7,36,9],[35,10,36,36],[35,40,42,44],[35,45,38,45],[35,46,36,48],[35,49,36,75],[33,32,34,36],[33,40,34,44],[33,45,34,48],[33,49,34,55],[33,56,34,59],[33,60,34,63],[37,7,38,9],[37,10,38,36],[28,45,29,48],[28,49,29,55],[28,56,29,59],[28,60,29,63],[28,64,29,70],[28,71,29,75],[26,64,27,65],[26,66,27,75],[28,1,32,5],[28,6,29,9],[28,10,29,16],[28,17,29,20],[28,21,29,24],[28,25,29,31],[28,32,29,36],[28,40,32,44],[24,1,27,5],[30,6,32,9],[30,10,32,36],[30,45,32,48],[30,49,32,75],[24,60,25,61],[24,62,25,75],[26,6,27,7],[26,8,27,20],[26,21,27,24],[26,25,27,26],[26,27,27,36],[26,45,27,46],[26,47,27,59],[26,60,27,63],[24,8,25,20],[24,21,25,22],[24,23,25,36],[24,40,27,44],[24,47,25,59],[20,1,23,5],[20,6,23,36],[20,40,23,44],[20,45,23,75],[10,66,11,75],[12,1,13,5],[12,6,13,23],[12,24,13,26],[12,27,13,36],[12,40,13,44],[12,45,13,62],[12,63,13,65],[12,66,13,75],[8,66,9,75],[10,1,11,5],[10,6,11,23],[10,24,11,26],[10,27,11,36],[10,40,11,44],[10,45,11,62],[10,63,11,65],[16,1,19,5],[16,6,19,36],[16,40,19,44],[16,45,19,75],[8,1,9,1],[8,2,9,5],[8,6,9,23],[8,24,9,26],[8,27,9,36],[8,40,9,40],[8,41,9,44],[8,45,9,62],[8,63,9,65],[3,1,3,9],[3,10,3,21],[4,1,4,21],[6,1,7,5],[6,6,7,23],[6,24,7,36],[6,40,7,44],[6,45,7,62],[6,63,7,75]]}
[]
[]
[]
[null,{"$f":"IF(COUNTIF(表紙!J21,\"*診断*\"),\"4．診断報告書\",\"5．実施計画書\")","v":"4．診断報告書"},null,null,null,null,null,null,null,null,"---",null,null,null,null,null,null,null,null,null,null,null,null,null,null,null,null,null,null,null,null,null,null,null,null,null,null,null,null,null,"記入例及び注記",null,null,null,null,null,null,null,"セル色凡例",null,null,null,null,null,"直接入力",null,null,null,null,"選択",null,null,null,"自動計算",null,null,null,null,null,null,null,null,null,null,null,null,null,null,null,null,null,null,null,null,null,null,null,null,"セル色の表示／非表示"]
[null,"対策個票",null,null,null,null,null,null,null,null,null,null,null,null,null,null,null,null,null,null,null,null,null,null,null,null,null,null,null,null,null,null,null,null,null,null,null,null,null,null,"（セルのメモやテキストボックスによる注記は移動できます）",null,null,null,null,null,null,null,null,null,null,null,null,null,null,null,null,null,null,null,null,null,null,null,null,null,null,null,null,null,null,null,null,null,null,null,null,null,null,null,null,null,null,null,null,null,null,null,false]
[]
[null,"対策の種類\n[対策個票番号]",null,null,null,null,"対策名称",null,null,null,null,null,null,null,null,null,null,null,null,null,null,null,null,null,"対策メニュー番号・メニュー名",null,null,null,null,null,null,null,null,null,null,null,null,null,null,null,"対策の種類\n[対策個票番号]",null,null,null,null,"対策名称",null,null,null,null,null,null,null,null,null,null,null,null,null,null,null,null,null,"対策メニュー番号・メニュー名"]
[]
[null,{"$f":"RIGHT(CELL(\"filename\",B7),(LEN(CELL(\"filename\",B7))-FIND(\"票\",CELL(\"filename\",B7))))","v":"2"},{"$f":"IF(Y9=\"\",\"\",VLOOKUP(Y9,対策メニューリスト,3,FALSE))","v":""},null,null,null,null,null,null,null,null,null,null,null,null,null,null,null,null,null,null,null,null,null,null,null,null,{"$f":"IF(Y9=\"\",\"\",VLOOKUP(Y9,対策メニューリスト,2,FALSE))","v":""},null,null,null,null,null,null,null,null,null,null,null,null,6,"燃料転換",null,null,null,"ボイラーの燃料転換",null,null,null,null,null,null,null,null,null,null,null,null,null,null,null,null,null,12142,null,null,"重油焚きからガス焚きボイラへの燃料転換",null,null,null,null,null,null,null,null,null,null,null,null,null,null,null,null,null,null,null,null,null,null,null,"課題番号"]
[null,null,null,null,null,null,null,null,null,null,null,null,null,null,null,null,null,null,null,null,null,null,null,null,null,null,null,null,null,null,null,null,null,null,null,null,null,null,null,null,null,null,null,null,null,null,null,null,null,null,null,null,null,null,null,null,null,null,null,null,null,null,null,null,null,null,null,null,null,null,null,null,null,null,null,null,null,null,null,null,null,null,null,null,null,null,null,null,"(課題1)",null,{"$f":"MID(B19,2,3)","v":""}]
[null,"工程名",null,null,null,null,null,null,null,null,null,null,null,null,null,null,null,null,null,null,null,null,null,null,"対象/\n既存設備",null,null,null,null,null,null,null,null,null,null,null,null,null,null,null,"工程名",null,null,null,null,"原料加熱",null,null,null,null,null,null,null,null,null,null,null,null,null,null,null,null,null,"対象/\n既存設備",null,null,"重油焚き蒸気ボイラー",null,null,null,null,null,null,null,null,null,null,null,null,null,null,null,null,null,null,null,null,null,"(課題2)"]
[null,null,null,null,null,null,null,null,null,null,null,null,null,null,null,null,null,null,null,null,null,null,null,null,null,null,null,null,null,null,null,null,null,null,null,null,null,null,null,null,null,null,null,null,null,null,null,null,null,null,null,null,null,null,null,null,null,null,null,null,null,null,null,null,null,null,null,null,null,null,null,null,null,null,null,null,null,null,null,null,null,null,null,null,null,null,null,null,"(課題3)"]
[null,"システム／\n設備区分名",null,null,null,null,{"$f":"IF(Y9=\"\",\"\",VLOOKUP(Y9,対策メニューリスト,4,FALSE))","v":""},null,null,null,null,null,null,null,null,null,null,null,null,null,null,null,null,null,"導入設備",null,null,null,null,null,null,null,null,null,null,null,null,null,null,null,"システム／\n設備区分名",null,null,null,null,"蒸気システム",null,null,null,null,null,null,null,null,null,null,null,null,null,null,null,null,null,"導入設備",null,null,"ガス焚き蒸気ボイラー",null,null,null,null,null,null,null,null,null,null,null,null,null,null,null,null,null,null,null,null,null,"(課題4)"]
[null,null,null,null,null,null,null,null,null,null,null,null,null,null,null,null,null,null,null,null,null,null,null,null,null,null,null,null,null,null,null,null,null,null,null,null,null,null,null,null,null,null,null,null,null,null,null,null,null,null,null,null,null,null,null,null,null,null,null,null,null,null,null,null,null,null,null,null,null,null,null,null,null,null,null,null,null,null,null,null,null,null,null,null,null,null,null,null,"(課題5)"]
[null,null,null,null,null,null,null,null,null,null,null,null,null,null,null,null,null,null,null,null,null,null,null,null,null,null,null,null,null,null,null,null,null,null,null,null,null,null,null,null,null,null,null,null,null,null,null,null,null,null,null,null,null,null,null,null,null,null,null,null,null,null,null,null,null,null,null,null,null,null,null,null,null,null,null,null,null,null,null,null,null,null,null,null,null,null,null,null,"(課題6)"]
[null,"１．対策概要",null,null,null,null,null,null,null,null,null,null,null,null,null,null,null,null,null,null,null,null,null,null,null,null,null,null,null,null,null,null,null,null,null,null,null,null,null,null,"１．対策概要",null,null,null,null,null,null,null,null,null,null,null,null,null,null,null,null,null,null,null,null,null,null,null,null,null,null,null,null,null,null,null,null,null,null,null,null,null,null,null,null,null,null,null,null,null,null,null,"(課題7)"]
[null,"現状と課題",null,null,null,null,null,null,null,null,null,null,null,null,null,null,null,null,null,null,null,null,null,null,null,null,null,null,null,null,null,null,null,null,null,null,null,null,null,null,"現状と課題",null,null,null,null,"現用のボイラーが更新時期を超えている。またA重油を使用した蒸気ボイラーが使用されており、CO2排出量が過多となっている",null,null,null,null,null,null,null,null,null,null,null,null,null,null,null,null,null,null,null,null,null,null,null,null,null,null,null,null,null,null,null,null,null,null,null,null,null,null,null,null,null,null,"(課題8)"]
[null,null,null,null,null,null,null,null,null,null,null,null,null,null,null,null,null,null,null,null,null,null,null,null,null,null,null,null,null,null,null,null,null,null,null,null,null,null,null,null,null,null,null,null,null,null,null,null,null,null,null,null,null,null,null,null,null,null,null,null,null,null,null,null,null,null,null,null,null,null,null,null,null,null,null,null,null,null,null,null,null,null,null,null,null,null,null,null,"(課題9)"]
[null,null,null,null,null,null,null,null,null,null,null,null,null,null,null,null,null,null,null,null,null,null,null,null,null,null,null,null,null,null,null,null,null,null,null,null,null,null,null,null,null,null,null,null,null,null,null,null,null,null,null,null,null,null,null,null,null,null,null,null,null,null,null,null,null,null,null,null,null,null,null,null,null,null,null,null,null,null,null,null,null,null,null,null,null,null,null,null,"(課題10)"]
[null,null,null,null,null,null,null,null,null,null,null,null,null,null,null,null,null,null,null,null,null,null,null,null,null,null,null,null,null,null,null,null,null,null,null,null,null,null,null,null,null,null,null,null,null,null,null,null,null,null,null,null,null,null,null,null,null,null,null,null,null,null,null,null,null,null,null,null,null,null,null,null,null,null,null,null,null,null,null,null,null,null,null,null,null,null,null,null,"(課題11)"]
[null,"対策の概要",null,null,null,null,null,null,null,null,null,null,null,null,null,null,null,null,null,null,null,null,null,null,null,null,null,null,null,null,null,null,null,null,null,null,null,null,null,null,"対策の概要",null,null,null,null,"A重油焚きボイラーから気体燃料ボイラーに更新することで、熱効率向上による燃料使用量の削減、CO2排出量の削減を目指す",null,null,null,null,null,null,null,null,null,null,null,null,null,null,null,null,null,null,null,null,null,null,null,null,null,null,null,null,null,null,null,null,null,null,null,null,null,null,null,null,null,null,"(課題12)"]
[null,null,null,null,null,null,null,null,null,null,null,null,null,null,null,null,null,null,null,null,null,null,null,null,null,null,null,null,null,null,null,null,null,null,null,null,null,null,null,null,null,null,null,null,null,null,null,null,null,null,null,null,null,null,null,null,null,null,null,null,null,null,null,null,null,null,null,null,null,null,null,null,null,null,null,null,null,null,null,null,null,null,null,null,null,null,null,null,"(課題13)"]
[null,null,null,null,null,null,null,null,null,null,null,null,null,null,null,null,null,null,null,null,null,null,null,null,null,null,null,null,null,null,null,null,null,null,null,null,null,null,null,null,null,null,null,null,null,null,null,null,null,null,null,null,null,null,null,null,null,null,null,null,null,null,null,null,null,null,null,null,null,null,null,null,null,null,null,null,null,null,null,null,null,null,null,null,null,null,null,null,"(課題14)"]
[null,null,null,null,null,null,null,null,null,null,null,null,null,null,null,null,null,null,null,null,null,null,null,null,null,null,null,null,null,null,null,null,null,null,null,null,null,null,null,null,null,null,null,null,null,null,null,null,null,null,null,null,null,null,null,null,null,null,null,null,null,null,null,null,null,null,null,null,null,null,null,null,null,null,null,null,null,null,null,null,null,null,null,null,null,null,null,null,"(課題15)"]
[null,"対策の種別",null,null,null,null,null,null,"受診事業者からの診断要請あり",null,null,null,null,null,null,null,null,null,null,null,null,null,null,"設備寿命による交換提案",null,null,null,null,null,null,null,null,null,null,null,null,null,null,null,null,"対策の種別",null,null,null,null,null,null,"受診事業者からの診断要請あり",null,null,null,null,null,null,null,null,null,null,null,null,null,null,"設備寿命による交換提案",null,null,null,null,null,null,null,null,null,null,null,null,null,null,null,null,null,null,null,null,null,null,null,null,null,"(課題16)",null,false,{"$f":"IF(CM25=TRUE,\"○\",\"―\")","v":"―"},"診断要請"]
[null,null,null,null,null,null,null,null,null,null,null,null,null,null,null,null,null,null,null,null,null,null,null,null,null,null,null,null,null,null,null,null,null,null,null,null,null,null,null,null,null,null,null,null,null,null,null,null,null,null,null,null,null,null,null,null,null,null,null,null,null,null,null,null,null,null,null,null,null,null,null,null,null,null,null,null,null,null,null,null,null,null,null,null,null,null,null,null,"(課題17)",null,false,{"$f":"IF(CM26=TRUE,\"○\",\"―\")","v":"―"},"設備寿命"]
[null,null,null,null,null,null,null,null,"推奨対策",null,null,null,null,null,null,null,null,null,null,null,null,"DXシステム",null,null,null,null,null,"DXシステム計測結果に基づく対策",null,null,null,null,null,null,null,null,null,null,null,null,null,null,null,null,null,null,null,"推奨対策",null,null,null,null,null,null,null,null,null,null,null,null,"DXシステム",null,null,null,null,null,"DXシステム計測結果に基づく対策",null,null,null,null,null,null,null,null,null,null,null,null,null,null,null,null,null,null,null,null,null,"(課題18)",null,false,{"$f":"IF(CM27=TRUE,\"○\",\"―\")","v":"―"},"推奨対策"]
[null,null,null,null,null,null,null,null,null,null,null,null,null,null,null,null,null,null,null,null,null,null,null,null,null,null,null,null,null,null,null,null,null,null,null,null,null,null,null,null,null,null,null,null,null,null,null,null,null,null,null,null,null,null,null,null,null,null,null,null,null,null,null,null,null,null,null,null,null,null,null,null,null,null,null,null,null,null,null,null,null,null,null,null,null,null,null,null,"(課題19)",null,false,{"$f":"IF(CM28=TRUE,\"○\",\"―\")","v":"―"},"DX計測対策"]
[null,"対策の\n効果・効用",null,null,null,null,"CO2削減\n効果",null,null,null,{"$f":"IF(J75=\"\",\"\",J75)","v":0},null,null,null,null,null,null,"t-CO2/年",null,null,null,"運転コスト\n削減効果",null,null,null,{"$f":"IF(J79=\"\",\"\",J79)","v":0},null,null,null,null,null,null,"千円/年 (b)",null,null,null,null,null,null,null,"対策の\n効果・効用",null,null,null,null,"CO2削減\n効果",null,null,null,200.37600000000003,null,null,null,null,null,null,"t-CO2/年",null,null,null,"運転コスト\n削減効果",null,null,null,600,null,null,null,null,null,null,"千円/年 (b)",null,null,null,null,null,null,null,null,null,null,null,null,null,null,null,null,"(課題20)"]
[]
[null,null,null,null,null,null,"その他の\n効果・効用",null,null,null,null,null,null,null,null,null,null,null,null,null,null,null,null,null,null,null,null,null,null,null,null,null,null,null,null,null,null,null,null,null,null,null,null,null,null,"その他の\n効果・効用",null,null,null,"気体燃料に変更することにより燃焼時に発生するすすが低減されます。そのため、ボイラーの伝熱面が汚れにくくなり効率低下の防止につながります。また、定期的なスートブロー（すす吹き）等の作業回数を減らすことができます。"]
[]
[]
[null,"導入コストと投資回収年数",null,null,null,null,"導入コスト",null,null,null,{"$f":"IF(AD75=\"\",\"\",AD75)","v":0},null,null,null,null,null,null,"千円 (a)",null,null,null,"単純投資\n回収年数",null,null,null,{"$f":"IF(AD83=\"\",\"\",AD83)","v":"---"},null,null,null,null,null,null,"年 (a/b)",null,null,null,null,null,null,null,"導入コストと投資回収年数",null,null,null,null,"導入コスト",null,null,null,3000,null,null,null,null,null,null,"千円 (a)",null,null,null,"単純投資\n回収年数",null,null,null,5,null,null,null,null,null,null,"年 (a/b)"]
[]
[null,"活用可能な\n補助制度",null,null,null,null,1,"名称",null,null,null,null,null,null,null,null,null,null,null,null,null,null,null,null,null,null,null,null,null,null,null,null,null,null,null,null,null,null,null,null,"活用可能な\n補助制度",null,null,null,null,1,"名称",null,null,"環境省SHIFT事業 設備更新補助金",null,null,null,null,null,null,null,null,null,null,null,null,null,null,null,null,null,null,null,null,null,null,null,null,null,null,null,null,null,null,null,null,null,null,null,null,null,null,null,{"$f":"IF(OR(K36=\"\",COUNTIF(K36,\"*なし*\"),COUNTIF(K36,\"*無し*\")),0,1)","v":0}]
[]
[null,null,null,null,null,null,null,"概要",null,null,null,null,null,null,null,null,null,null,null,null,null,null,null,null,null,null,null,null,null,null,null,null,null,null,null,null,null,null,null,null,null,null,null,null,null,null,"概要"]
[]
[null,null,null,null,null,null,2,"名称",null,null,null,null,null,null,null,null,null,null,null,null,null,null,null,null,null,null,null,null,null,null,null,null,null,null,null,null,null,null,null,null,null,null,null,null,null,2,"名称",null,null,null,null,null,null,null,null,null,null,null,null,null,null,null,null,null,null,null,null,null,null,null,null,null,null,null,null,null,null,null,null,null,null,null,null,null,null,null,null,null,null,{"$f":"IF(OR(K40=\"\",COUNTIF(K40,\"*なし*\"),COUNTIF(K40,\"*無し*\")),0,1)","v":0}]
[null,null,null,null,null,null,null,null,null,null,null,null,null,null,null,null,null,null,null,null,null,null,null,null,null,null,null,null,null,null,null,null,null,null,null,null,null,null,null,null,null,null,null,null,null,null,null,null,null,null,null,null,null,null,null,null,null,null,null,null,null,null,null,null,null,null,null,null,null,null,null,null,null,null,null,null,null,null,null,null,null,null,null,null,null,null,null,null,"合計",{"$f":"SUM(CL36:CL40)","v":0}]
[null,null,null,null,null,null,null,"概要",null,null,null,null,null,null,null,null,null,null,null,null,null,null,null,null,null,null,null,null,null,null,null,null,null,null,null,null,null,null,null,null,null,null,null,null,null,null,"概要",null,null,null,null,null,null,null,null,null,null,null,null,null,null,null,null,null,null,null,null,null,null,null,null,null,null,null,null,null,null,null,null,null,null,null,null,null,null,null,null,null,"あり/なし",{"$f":"IF(CL41>=1,\"あり\",\"―\")","v":"―"}]
[]
[null,"制約条件\n（有り＝○）",null,null,null,null,"対策実施における制約条件",null,null,null,null,null,null,null,null,"備考（対応策等）",null,null,null,null,null,null,null,null,null,null,null,null,null,null,null,null,null,null,null,null,null,null,null,null,"制約条件\n（有り＝○）",null,null,null,null,"対策実施における制約条件",null,null,null,null,null,null,null,null,"備考（対応策等）"]
[null,null,null,null,null,null,"初期コスト",null,null,null,null,null,null,null,null,null,null,null,null,null,null,null,null,null,null,null,null,null,null,null,null,null,null,null,null,null,null,null,null,null,null,null,null,null,null,"初期コスト",null,null,null,null,null,null,"○",null,"既存設備の撤去費やガス引き込み費が必要です。補助金を利用することで初期費用の圧縮が可能です。",null,null,null,null,null,null,null,null,null,null,null,null,null,null,null,null,null,null,null,null,null,null,null,null,null,null,null,null,null,null,null,null,null,null,"制約条件の個数"]
[null,null,null,null,null,null,null,null,null,null,null,null,null,null,null,null,null,null,null,null,null,null,null,null,null,null,null,null,null,null,null,null,null,null,null,null,null,null,null,null,null,null,null,null,null,null,null,null,null,null,null,null,null,null,null,null,null,null,null,null,null,null,null,null,null,null,null,null,null,null,null,null,null,null,null,null,null,null,null,null,null,null,null,null,null,null,null,null,null,{"$f":"COUNTIF($N$45:$N$62,\"○\")","v":0}]
[null,null,null,null,null,null,"投資回収年数",null,null,null,null,null,null,null,null,null,null,null,null,null,null,null,null,null,null,null,null,null,null,null,null,null,null,null,null,null,null,null,null,null,null,null,null,null,null,"投資回収年数",null,null,null,null,null,null,"○",null,"ボイラー運転時間、都市ガス単価で変動します。",null,null,null,null,null,null,null,null,null,null,null,null,null,null,null,null,null,null,null,null,null,null,null,null,null,null,null,null,null,null,null,null,null,"○／―",{"$f":"IF(CL46>=1,\"あり\",\"―\")","v":"―"}]
[]
[null,null,null,null,null,null,"削減効果の不確実性",null,null,null,null,null,null,null,null,null,null,null,null,null,null,null,null,null,null,null,null,null,null,null,null,null,null,null,null,null,null,null,null,null,null,null,null,null,null,"削減効果の不確実性"]
[]
[null,null,null,null,null,null,"設置スペース",null,null,null,null,null,null,null,null,null,null,null,null,null,null,null,null,null,null,null,null,null,null,null,null,null,null,null,null,null,null,null,null,null,null,null,null,null,null,"設置スペース"]
[]
[null,null,null,null,null,null,"既存の設備・生産ラインへの適合",null,null,null,null,null,null,null,null,null,null,null,null,null,null,null,null,null,null,null,null,null,null,null,null,null,null,null,null,null,null,null,null,null,null,null,null,null,null,"既存の設備・生産ラインへの適合"]
[]
[null,null,null,null,null,null,"対策実施による操業への影響",null,null,null,null,null,null,null,null,null,null,null,null,null,null,null,null,null,null,null,null,null,null,null,null,null,null,null,null,null,null,null,null,null,null,null,null,null,null,"対策実施による操業への影響"]
[]
[null,null,null,null,null,null,"故障・不具合のリスク",null,null,null,null,null,null,null,null,null,null,null,null,null,null,null,null,null,null,null,null,null,null,null,null,null,null,null,null,null,null,null,null,null,null,null,null,null,null,"故障・不具合のリスク"]
[]
[null,null,null,null,null,null,"他の提案対策との相反性",null,null,null,null,null,null,null,null,null,null,null,null,null,null,null,null,null,null,null,null,null,null,null,null,null,null,null,null,null,null,null,null,null,null,null,null,null,null,"他の提案対策との相反性",null,null,null,null,null,null,"―"]
[]
[null,null,null,null,null,null,"その他",null,null,null,null,null,null,null,null,null,null,null,null,null,null,null,null,null,null,null,null,null,null,null,null,null,null,null,null,null,null,null,null,null,null,null,null,null,null,"その他"]
[]
[null,"補足・備考",null,null,null,null,null,null,null,null,null,null,null,null,null,null,null,null,null,null,null,null,null,null,null,null,null,null,null,null,null,null,null,null,null,null,null,null,null,null,"補足・備考"]
[]
[]
[]
[]
[null,{"$f":"\"対策個票\"&$B$9","v":"対策個票2"},null,null,null,null,null,null,null,null,null,null,null,null,null,null,null,null,null,null,null,null,null,null,null,null,null,null,null,null,null,null,null,null,null,null,null,null,null,null,"対策個票1"]
[]
[null,"２．削減効果根拠",null,null,null,null,null,null,null,null,null,null,null,null,null,null,null,null,null,null,null,null,null,null,null,null,null,null,null,null,null,null,null,null,null,null,null,null,null,null,"２．削減効果根拠"]
[null,"対策の種類\n[対策個票番号]",null,null,null,null,"対策名称",null,null,null,null,null,null,null,null,null,null,null,null,null,null,null,null,null,"対象/\n既存設備",null,null,{"$f":"IF($AB$11=\"\",\"\",$AB$11)","v":""},null,null,null,null,null,null,null,null,null,null,null,null,"対策の種類\n[対策個票番号]",null,null,null,null,"対策名称",null,null,null,null,null,null,null,null,null,null,null,null,null,null,null,null,null,"対象/\n既存設備",null,null,"重油焚き蒸気ボイラー"]
[]
[null,{"$f":"$B$9","v":"2"},{"$f":"IF($C$9=\"\",\"\",$C$9)","v":""},null,null,null,{"$f":"IF($G$9=\"\",\"\",$G$9)","v":""},null,null,null,null,null,null,null,null,null,null,null,null,null,null,null,null,null,"導入設備",null,null,{"$f":"IF($AB$13=\"\",\"\",$AB$13)","v":""},null,null,null,null,null,null,null,null,null,null,null,null,6,"燃料転換",null,null,null,"ボイラーの燃料転換",null,null,null,null,null,null,null,null,null,null,null,null,null,null,null,null,null,"導入設備",null,null,"ガス焚き蒸気ボイラー"]
[]
[null,"CO2削減効果",null,null,null,null,"削減量",null,null,{"$f":"X98-X119","v":0},null,null,null,null,null,"t-CO2/年(d)",null,null,null,null,null,"設備等導入コスト合計\n（工事費等込み）",null,null,null,null,null,null,null,{"$f":"SUM(AD77:AH82)","v":0},null,null,null,null,"千円(a)",null,null,null,null,null,"CO2削減効果",null,null,null,null,"削減量",null,null,200.37600000000003,null,null,null,null,null,"t-CO2/年(d)",null,null,null,null,null,"設備等導入コスト合計\n（工事費等込み）",null,null,null,null,null,null,null,3000,null,null,null,null,"千円(a)"]
[]
[null,null,null,null,null,null,"削減率",null,null,{"$f":"IFERROR(J75/'511脱炭素化計画'!$Q$11*100,\"---\")","v":0},null,null,null,null,null,"％","（工場・事業場基準年度排出量との比）",null,null,null,null,"（設備等名称・台数）",null,null,null,null,null,null,null,null,null,null,null,null,"千円",null,null,null,null,null,null,null,null,null,null,"削減率",null,null,16.698,null,null,null,null,null,"％","（工場・事業場基準年度排出量との比）",null,null,null,null,"ガス炊貫流ボイラー・\n1台",null,null,null,null,null,null,null,3000,null,null,null,null,"千円"]
[]
[null,"運転コスト\n削減効果",null,null,null,null,"削減額",null,null,{"$f":"AF106-AF127","v":0},null,null,null,null,null,"千円/年(b)",null,null,null,null,null,"（設備等名称・台数）",null,null,null,null,null,null,null,null,null,null,null,null,"千円",null,null,null,null,null,"運転コスト\n削減効果",null,null,null,null,"削減額",null,null,600,null,null,null,null,null,"千円/年(b)",null,null,null,null,null,"（設備等名称・台数）",null,null,null,null,null,null,null,null,null,null,null,null,"千円"]
[]
[null,"エネルギー\n削減効果",null,null,null,null,"削減量",null,null,{"$f":"CH95-CH102","v":0},null,null,null,null,null,"GJ換算値/年(e)",null,null,null,null,null,"（設備等名称・台数）",null,null,null,null,null,null,null,null,null,null,null,null,"千円",null,null,null,null,null,"エネルギー\n削減効果",null,null,null,null,"削減量",null,null,1070,null,null,null,null,null,"GJ換算値(e)",null,null,null,null,null,"（設備等名称・台数）",null,null,null,null,null,null,null,null,null,null,null,null,"千円"]
[]
[null,"脱炭素化指標（削減効果）",null,null,null,null,"(d)/(e)",null,null,{"$f":"IFERROR(J75/J81,\"---\")","v":"---"},null,null,null,null,null,"（GJ削減効果あたりのCO2削減効果）",null,null,null,null,null,"投資回収年数",null,null,null,null,"(a)/(b)",null,null,{"$f":"IFERROR(IF(AD75/J79<0,\"---\",AD75/J79),\"---\")","v":"---"},null,null,null,null,"年",null,null,null,null,null,"脱炭素化指標（削減効果）",null,null,null,null,"(d)/GJ",null,null,0.1872672897196262,null,null,null,null,null,"（GJ削減効果あたりのCO2削減効果）",null,null,null,null,null,"投資回収年数",null,null,null,null,"(a)/(b)",null,null,5,null,null,null,null,"年"]
[]
[]
[null,"削減効果の算出",null,null,null,null,null,null,null,null,null,null,null,null,null,null,null,null,null,null,null,null,null,null,null,null,null,null,null,null,null,null,null,null,null,null,null,null,null,null,"削減効果の算出",null,null,null,null,null,null,null,null,null,null,null,null,null,null,null,null,null,null,null,null,null,null,null,null,null,null,null,null,null,null,null,null,null,null,null,null,"※実施【前】と実施【計画】に分けることが難しい場合の注記\n\n「対策実施【前】」にエネルギー消費削減量を記載し、「対策実施【後】」は空欄としてください。"]
[null,null,null,null,null,null,null,null,null,null,null,null,null,null,null,null,null,null,null,null,null,null,null,null,null,null,null,null,null,null,null,null,null,null,null,null,null,null,null,null,null,null,null,null,null,null,null,null,null,null,null,null,null,null,null,null,null,null,null,null,null,null,null,null,null,null,null,null,null,null,null,null,null,null,null,null,null,null,null,null,null,"脱炭素化指標のための活動量のGJ換算値"]
[null,"前",null,"活動種別",null,null,null,null,null,null,"年間活動量",null,null,null,null,null,"変換係数",null,null,null,null,null,null,"CO2排出量\n(t-CO2/年)",null,null,null,"単価(千円)",null,null,null,"運転コスト\n(千円/年)",null,null,null,null,null,null,null,null,"前",null,"活動種別",null,null,null,null,null,null,"年間活動量",null,null,null,null,null,"変換係数",null,null,null,null,null,null,"CO2排出量\n(t-CO2/年)",null,null,null,"単価(千円)",null,null,null,"運転コスト\n(千円/年)"]
[null,null,null,null,null,null,null,null,null,null,null,null,null,null,null,null,null,null,null,null,null,null,null,null,null,null,null,null,null,null,null,null,null,null,null,null,null,null,null,null,null,null,null,null,null,null,null,null,null,null,null,null,null,null,null,null,null,null,null,null,null,null,null,null,null,null,null,null,null,null,null,null,null,null,null,null,null,null,null,null,null,"前"]
[{"$f":"IF($D90=\"\",\"\",VLOOKUP($D90,排出係数と単価2,10,FALSE))","v":""},"対策実施【前】",null,null,null,null,null,null,null,null,null,null,null,null,{"$f":"IF($D90=\"\",\"\",VLOOKUP($D90,排出係数と単価2,2,FALSE))","v":""},null,{"$f":"IF($D90=\"\",\"\",IF(A90=1,VLOOKUP($D90,排出係数と単価2,5,FALSE),VLOOKUP($D90,排出係数と単価2,3,FALSE)*VLOOKUP($D90,排出係数と単価2,5,FALSE)))","v":""},null,null,{"$f":"IF($D90=\"\",\"\",\"t-CO2/\"&$O90)","v":""},null,null,null,{"$f":"IF(OR(K90=\"\",Q90=\"\"),\"\",K90*Q90)","v":""},null,null,null,{"$f":"IF($D90=\"\",\"\",VLOOKUP($D90,排出係数と単価2,7,FALSE))","v":""},null,null,null,{"$f":"IF(OR(K90=\"\",AB90=\"\"),\"\",K90*AB90)","v":""},null,null,null,null,null,null,null,null,"対策実施【前】",null,"A重油",null,null,null,null,null,null,200,null,null,null,"kl",null,2.7096300000000002,null,null,"tCO2/kl",null,null,null,541.92600000000004,null,null,null,60,null,null,null,12000,null,null,null,null,null,null,null,null,null,null,"計算種別","活動種別","活動量","単位発熱量","GJ換算量"]
[null,null,null,null,null,null,null,null,null,null,null,null,null,null,null,null,null,null,null,null,null,null,null,null,null,null,null,null,null,null,null,null,null,null,null,null,null,null,null,null,null,null,null,null,null,null,null,null,null,null,null,null,null,null,null,null,null,null,null,null,null,null,null,null,null,null,null,null,null,null,null,null,null,null,null,null,null,null,null,null,null,{"$f":"A90","v":""},{"$f":"IF(COUNTIF($D90,\"*系統電力*\"),\"*系統電力*\",IF(COUNTIF($D90,\"*産業用蒸気*\"),\"*産業用蒸気*\",IF(COUNTIF($D90,\"*温水*\"),\"*温水*\",IF(COUNTIF($D90,\"*冷水*\"),\"*冷水*\",IF(COUNTIF($D90,\"*蒸気（産業用以外）*\"),\"*蒸気（産業用以外）*\",$D90)))))","v":0},{"$f":"K90","v":0},{"$f":"IFERROR(VLOOKUP($CE91,電力等のGJ換算係数,2,FALSE),IF(VLOOKUP($CE91,排出係数と単価1,3,FALSE)=\"\",\"\",VLOOKUP($CE91,排出係数と単価1,3,FALSE)))","v":{"$error":"#N/A"}},{"$f":"IFERROR(CF91*CG91,\"---\")","v":"---"}]
[{"$f":"IF($D92=\"\",\"\",VLOOKUP($D92,排出係数と単価2,10,FALSE))","v":""},null,null,null,null,null,null,null,null,null,null,null,null,null,{"$f":"IF($D92=\"\",\"\",VLOOKUP($D92,排出係数と単価2,2,FALSE))","v":""},null,{"$f":"IF($D92=\"\",\"\",IF(A92=1,VLOOKUP($D92,排出係数と単価2,5,FALSE),VLOOKUP($D92,排出係数と単価2,3,FALSE)*VLOOKUP($D92,排出係数と単価2,5,FALSE)))","v":""},null,null,{"$f":"IF($D92=\"\",\"\",\"t-CO2/\"&$O92)","v":""},null,null,null,{"$f":"IF(OR(K92=\"\",Q92=\"\"),\"\",K92*Q92)","v":""},null,null,null,{"$f":"IF($D92=\"\",\"\",VLOOKUP($D92,排出係数と単価2,7,FALSE))","v":""},null,null,null,{"$f":"IF(OR(K92=\"\",AB92=\"\"),\"\",K92*AB92)","v":""},null,null,null,null,null,null,null,null,null,null,null,null,null,null,null,null,null,null,null,null,null,null,null,"",null,null,"",null,null,null,"",null,null,null,"",null,null,null,"",null,null,null,null,null,null,null,null,null,null,{"$f":"A92","v":""},{"$f":"IF(COUNTIF($D92,\"*系統電力*\"),\"*系統電力*\",IF(COUNTIF($D92,\"*産業用蒸気*\"),\"*産業用蒸気*\",IF(COUNTIF($D92,\"*温水*\"),\"*温水*\",IF(COUNTIF($D92,\"*冷水*\"),\"*冷水*\",IF(COUNTIF($D92,\"*蒸気（産業用以外）*\"),\"*蒸気（産業用以外）*\",$D92)))))","v":0},{"$f":"K92","v":0},{"$f":"IFERROR(VLOOKUP($CE92,電力等のGJ換算係数,2,FALSE),IF(VLOOKUP($CE92,排出係数と単価1,3,FALSE)=\"\",\"\",VLOOKUP($CE92,排出係数と単価1,3,FALSE)))","v":{"$error":"#N/A"}},{"$f":"IFERROR(CF92*CG92,\"---\")","v":"---"}]
[null,null,null,null,null,null,null,null,null,null,null,null,null,null,null,null,null,null,null,null,null,null,null,null,null,null,null,null,null,null,null,null,null,null,null,null,null,null,null,null,null,null,null,null,null,null,null,null,null,null,null,null,null,null,null,null,null,null,null,null,null,null,null,null,null,null,null,null,null,null,null,null,null,null,null,null,null,"※「低炭素系統電力への変更」対策の場合の注記\n\n■実施【前】の活動の種別は、「系統電力」\n 　を選択してください。\n 　実施【計画】の活動の種別は、「系統電力\n 　切替先」を選択してください。\n\n■系統電力切替先は、排出係数が\n 　0.00025t-CO2/kWh未満（固定） の\n　 メニューのみが対象です。\n 　排出係数及び単価等の情報は、\n　  ［排出係数・単価表］にて入力して\n 　ください。\n\n",null,null,null,{"$f":"A94","v":""},{"$f":"IF(COUNTIF($D94,\"*系統電力*\"),\"*系統電力*\",IF(COUNTIF($D94,\"*産業用蒸気*\"),\"*産業用蒸気*\",IF(COUNTIF($D94,\"*温水*\"),\"*温水*\",IF(COUNTIF($D94,\"*冷水*\"),\"*冷水*\",IF(COUNTIF($D94,\"*蒸気（産業用以外）*\"),\"*蒸気（産業用以外）*\",$D94)))))","v":0},{"$f":"K94","v":0},{"$f":"IFERROR(VLOOKUP($CE93,電力等のGJ換算係数,2,FALSE),IF(VLOOKUP($CE93,排出係数と単価1,3,FALSE)=\"\",\"\",VLOOKUP($CE93,排出係数と単価1,3,FALSE)))","v":{"$error":"#N/A"}},"---"]
[{"$f":"IF($D94=\"\",\"\",VLOOKUP($D94,排出係数と単価2,10,FALSE))","v":""},null,null,null,null,null,null,null,null,null,null,null,null,null,{"$f":"IF($D94=\"\",\"\",VLOOKUP($D94,排出係数と単価2,2,FALSE))","v":""},null,{"$f":"IF($D94=\"\",\"\",IF(A94=1,VLOOKUP($D94,排出係数と単価2,5,FALSE),VLOOKUP($D94,排出係数と単価2,3,FALSE)*VLOOKUP($D94,排出係数と単価2,5,FALSE)))","v":""},null,null,{"$f":"IF($D94=\"\",\"\",\"t-CO2/\"&$O94)","v":""},null,null,null,{"$f":"IF(OR(K94=\"\",Q94=\"\"),\"\",K94*Q94)","v":""},null,null,null,{"$f":"IF($D94=\"\",\"\",VLOOKUP($D94,排出係数と単価2,7,FALSE))","v":""},null,null,null,{"$f":"IF(OR(K94=\"\",AB94=\"\"),\"\",K94*AB94)","v":""},null,null,null,null,null,null,null,null,null,null,null,null,null,null,null,null,null,null,null,null,null,null,null,"",null,null,"",null,null,null,"",null,null,null,"",null,null,null,"",null,null,null,null,null,null,null,null,null,null,{"$f":"A96","v":""},{"$f":"IF(COUNTIF($D96,\"*系統電力*\"),\"*系統電力*\",IF(COUNTIF($D96,\"*産業用蒸気*\"),\"*産業用蒸気*\",IF(COUNTIF($D96,\"*温水*\"),\"*温水*\",IF(COUNTIF($D96,\"*冷水*\"),\"*冷水*\",IF(COUNTIF($D96,\"*蒸気（産業用以外）*\"),\"*蒸気（産業用以外）*\",$D96)))))","v":0},{"$f":"K96","v":0},{"$f":"IFERROR(VLOOKUP($CE94,電力等のGJ換算係数,2,FALSE),IF(VLOOKUP($CE94,排出係数と単価1,3,FALSE)=\"\",\"\",VLOOKUP($CE94,排出係数と単価1,3,FALSE)))","v":{"$error":"#N/A"}},"---"]
[null,null,null,null,null,null,null,null,null,null,null,null,null,null,null,null,null,null,null,null,null,null,null,null,null,null,null,null,null,null,null,null,null,null,null,null,null,null,null,null,null,null,null,null,null,null,null,null,null,null,null,null,null,null,null,null,null,null,null,null,null,null,null,null,null,null,null,null,null,null,null,null,null,null,null,null,null,null,null,null,null,null,null,null,"合計",{"$f":"SUM(CH91:CH94)","v":0}]
[{"$f":"IF($D96=\"\",\"\",VLOOKUP($D96,排出係数と単価2,10,FALSE))","v":""},null,null,null,null,null,null,null,null,null,null,null,null,null,{"$f":"IF($D96=\"\",\"\",VLOOKUP($D96,排出係数と単価2,2,FALSE))","v":""},null,{"$f":"IF($D96=\"\",\"\",IF(A96=1,VLOOKUP($D96,排出係数と単価2,5,FALSE),VLOOKUP($D96,排出係数と単価2,3,FALSE)*VLOOKUP($D96,排出係数と単価2,5,FALSE)))","v":""},null,null,{"$f":"IF($D96=\"\",\"\",\"t-CO2/\"&$O96)","v":""},null,null,null,{"$f":"IF(OR(K96=\"\",Q96=\"\"),\"\",K96*Q96)","v":""},null,null,null,{"$f":"IF($D96=\"\",\"\",VLOOKUP($D96,排出係数と単価2,7,FALSE))","v":""},null,null,null,{"$f":"IF(OR(K96=\"\",AB96=\"\"),\"\",K96*AB96)","v":""},null,null,null,null,null,null,null,null,null,null,null,null,null,null,null,null,null,null,null,null,null,null,null,"",null,null,"",null,null,null,"",null,null,null,"",null,null,null,"",null,null,null,null,null,null,null,null,null,null,"計画"]
[null,null,null,null,null,null,null,null,null,null,null,null,null,null,null,null,null,null,null,null,null,null,null,null,null,null,null,null,null,null,null,null,null,null,null,null,null,null,null,null,null,null,null,null,null,null,null,null,null,null,null,null,null,null,null,null,null,null,null,null,null,null,null,null,null,null,null,null,null,null,null,null,null,null,null,null,null,null,null,null,null,"計算種別","活動種別","活動量","単位発熱量","GJ換算量"]
[null,null,null,null,null,null,null,null,null,null,null,null,null,null,null,null,"合計(f1)",null,null,null,null,null,null,{"$f":"SUM(X90:X97)","v":0},null,null,null,"合計",null,null,null,{"$f":"SUM(AF90:AF97)","v":0},null,null,null,null,null,null,null,null,null,null,null,null,null,null,null,null,null,null,null,null,null,null,null,"合計",null,null,null,null,null,null,541.92600000000004,null,null,null,"合計",null,null,null,12000,null,null,null,null,null,null,null,null,null,null,{"$f":"A111","v":""},{"$f":"IF(COUNTIF($D111,\"*系統電力*\"),\"*系統電力*\",IF(COUNTIF($D111,\"*産業用蒸気*\"),\"*産業用蒸気*\",IF(COUNTIF($D111,\"*温水*\"),\"*温水*\",IF(COUNTIF($D111,\"*冷水*\"),\"*冷水*\",IF(COUNTIF($D111,\"*蒸気（産業用以外）*\"),\"*蒸気（産業用以外）*\",$D111)))))","v":0},{"$f":"K111","v":0},{"$f":"IFERROR(VLOOKUP($CE98,電力等のGJ換算係数,2,FALSE),IF(VLOOKUP($CE98,排出係数と単価1,3,FALSE)=\"\",\"\",VLOOKUP($CE98,排出係数と単価1,3,FALSE)))","v":{"$error":"#N/A"}},{"$f":"IFERROR(CF98*CG98,\"---\")","v":"---"}]
[null,null,null,null,null,null,null,null,null,null,null,null,null,null,null,null,null,null,null,null,null,null,null,null,null,null,null,null,null,null,null,null,null,null,null,null,null,null,null,null,null,null,null,null,null,null,null,null,null,null,null,null,null,null,null,null,null,null,null,null,null,null,null,null,null,null,null,null,null,null,null,null,null,null,null,null,null,null,null,null,null,{"$f":"A113","v":""},{"$f":"IF(COUNTIF($D113,\"*系統電力*\"),\"*系統電力*\",IF(COUNTIF($D113,\"*産業用蒸気*\"),\"*産業用蒸気*\",IF(COUNTIF($D113,\"*温水*\"),\"*温水*\",IF(COUNTIF($D113,\"*冷水*\"),\"*冷水*\",IF(COUNTIF($D113,\"*蒸気（産業用以外）*\"),\"*蒸気（産業用以外）*\",$D113)))))","v":0},{"$f":"K113","v":0},{"$f":"IFERROR(VLOOKUP($CE99,電力等のGJ換算係数,2,FALSE),IF(VLOOKUP($CE99,排出係数と単価1,3,FALSE)=\"\",\"\",VLOOKUP($CE99,排出係数と単価1,3,FALSE)))","v":{"$error":"#N/A"}},{"$f":"IFERROR(CF99*CG99,\"---\")","v":"---"}]
[null,null,null,"脱炭素化指標（状況）",null,null,null,null,null,null,null,null,null,null,null,null,"その他の運転コスト\n（運転・管理費、用水費、薬品費等）",null,null,null,null,null,null,null,null,null,null,null,null,null,null,"その他運転コスト\n(千円/年)",null,null,null,null,null,null,null,null,null,null,"脱炭素化指標（状況）",null,null,null,null,null,null,null,null,null,null,null,null,"その他の運転コスト\n（運転・管理費、用水費、薬品費等）",null,null,null,null,null,null,null,null,null,null,null,null,null,null,"その他運転コスト\n(千円/年)",null,null,null,null,null,null,null,null,null,null,{"$f":"A115","v":""},{"$f":"IF(COUNTIF($D115,\"*系統電力*\"),\"*系統電力*\",IF(COUNTIF($D115,\"*産業用蒸気*\"),\"*産業用蒸気*\",IF(COUNTIF($D115,\"*温水*\"),\"*温水*\",IF(COUNTIF($D115,\"*冷水*\"),\"*冷水*\",IF(COUNTIF($D115,\"*蒸気（産業用以外）*\"),\"*蒸気（産業用以外）*\",$D115)))))","v":0},{"$f":"K115","v":0},{"$f":"IFERROR(VLOOKUP($CE100,電力等のGJ換算係数,2,FALSE),IF(VLOOKUP($CE100,排出係数と単価1,3,FALSE)=\"\",\"\",VLOOKUP($CE100,排出係数と単価1,3,FALSE)))","v":{"$error":"#N/A"}},"---"]
[null,null,null,null,null,null,null,null,null,null,null,null,null,null,null,null,null,null,null,null,null,null,null,null,null,null,null,null,null,null,null,null,null,null,null,null,null,null,null,null,null,null,null,null,null,null,null,null,null,null,null,null,null,null,null,null,null,null,null,null,null,null,null,null,null,null,null,null,null,null,null,null,null,null,null,null,null,null,null,null,null,{"$f":"A117","v":""},{"$f":"IF(COUNTIF($D117,\"*系統電力*\"),\"*系統電力*\",IF(COUNTIF($D117,\"*産業用蒸気*\"),\"*産業用蒸気*\",IF(COUNTIF($D117,\"*温水*\"),\"*温水*\",IF(COUNTIF($D117,\"*冷水*\"),\"*冷水*\",IF(COUNTIF($D117,\"*蒸気（産業用以外）*\"),\"*蒸気（産業用以外）*\",$D117)))))","v":0},{"$f":"K117","v":0},{"$f":"IFERROR(VLOOKUP($CE101,電力等のGJ換算係数,2,FALSE),IF(VLOOKUP($CE101,排出係数と単価1,3,FALSE)=\"\",\"\",VLOOKUP($CE101,排出係数と単価1,3,FALSE)))","v":{"$error":"#N/A"}},"---"]
[null,null,null,"CO2排出量(f1)",null,null,null,null,null,null,{"$f":"X98","v":0},null,null,"t-CO2/年",null,null,null,null,null,null,null,null,null,null,null,null,null,null,null,null,null,null,null,null,null,null,null,null,null,null,null,null,"CO2排出量(f1)",null,null,null,null,null,null,541.92600000000004,null,null,"t-CO2/年",null,null,"ボイラー定期点検費用",null,null,null,null,null,null,null,null,null,null,null,null,null,null,30,null,null,null,null,null,null,null,null,null,null,null,null,null,"合計",{"$f":"SUM(CH98:CH101)","v":0}]
[]
[null,null,null,"エネルギー消費量(g1)",null,null,null,null,null,null,{"$f":"CH95","v":0},null,null,"GJ換算値/年",null,null,null,null,null,null,null,null,null,null,null,null,null,null,null,null,null,null,null,null,null,null,null,null,null,null,null,null,"エネルギー消費量(g1)",null,null,null,null,null,null,7820,null,null,"GJ/年"]
[]
[null,null,null,"脱炭素化指標（状況）",null,null,null,null,null,null,{"$f":"IFERROR(K102/K104,\"---\")","v":"---"},null,null,"(f1)/(g1)",null,null,"運転コスト合計",null,null,null,null,null,null,null,null,null,null,null,null,null,null,{"$f":"AF98+AF102+AF104","v":0},null,null,null,null,null,null,null,null,null,null,"脱炭素化指標（状況）",null,null,null,null,null,null,6.93E-2,null,null,"(f1)/(g1)",null,null,"運転コスト合計",null,null,null,null,null,null,null,null,null,null,null,null,null,null,12030]
[null,null,null,null,null,null,null,null,null,null,null,null,null,null,null,null,null,null,null,null,null,null,null,null,null,null,null,null,null,null,null,null,null,null,null,null,null,null,null,null,null,null,null,null,null,null,null,null,null,null,null,null,null,null,null,null,null,null,null,null,null,null,null,null,null,null,null,null,null,null,null,null,null,null,null,null,null,"※活動種別「系統電力」に関する注記\n\n買電はすべて「系統電力」を選択してください。\n（「系統電力切替先」は低炭素系統電力への変更対策を記述する際にのみ使用してください。）"]
[]
[null,"計画",null,"活動種別",null,null,null,null,null,null,"年間活動量",null,null,null,null,null,"変換係数",null,null,null,null,null,null,"CO2排出量\n(t-CO2/年)",null,null,null,"単価(千円)",null,null,null,"運転コスト\n(千円/年)",null,null,null,null,null,null,null,null,"計画",null,"活動種別",null,null,null,null,null,null,"年間活動量",null,null,null,null,null,"変換係数",null,null,null,null,null,null,"CO2排出量\n(t-CO2/年)",null,null,null,"単価(千円)",null,null,null,"運転コスト\n(千円/年)"]
[]
[{"$f":"IF($D111=\"\",\"\",VLOOKUP($D111,排出係数と単価2,10,FALSE))","v":""},"対策実施【計画】",null,null,null,null,null,null,null,null,null,null,null,null,{"$f":"IF($D111=\"\",\"\",VLOOKUP($D111,排出係数と単価2,2,FALSE))","v":""},null,{"$f":"IF($D111=\"\",\"\",IF(A111=1,VLOOKUP($D111,排出係数と単価2,5,FALSE),VLOOKUP($D111,排出係数と単価2,3,FALSE)*VLOOKUP($D111,排出係数と単価2,5,FALSE)))","v":""},null,null,{"$f":"IF($D111=\"\",\"\",\"t-CO2/\"&$O111)","v":""},null,null,null,{"$f":"IF(OR(K111=\"\",Q111=\"\"),\"\",K111*Q111)","v":""},null,null,null,{"$f":"IF($D111=\"\",\"\",VLOOKUP($D111,排出係数と単価2,7,FALSE))","v":""},null,null,null,{"$f":"IF(OR(K111=\"\",AB111=\"\"),\"\",K111*AB111)","v":""},null,null,null,null,null,null,null,null,"対策実施【計画】",null,"都市ガス",null,null,null,null,null,null,150,null,null,null,"千Nm3",null,2.2770000000000001,null,null,"t-CO2/千Nm3",null,null,null,341.55,null,null,null,76,null,null,null,11400]
[]
[{"$f":"IF($D113=\"\",\"\",VLOOKUP($D113,排出係数と単価2,10,FALSE))","v":""},null,null,null,null,null,null,null,null,null,null,null,null,null,{"$f":"IF($D113=\"\",\"\",VLOOKUP($D113,排出係数と単価2,2,FALSE))","v":""},null,{"$f":"IF($D113=\"\",\"\",IF(A113=1,VLOOKUP($D113,排出係数と単価2,5,FALSE),VLOOKUP($D113,排出係数と単価2,3,FALSE)*VLOOKUP($D113,排出係数と単価2,5,FALSE)))","v":""},null,null,{"$f":"IF($D113=\"\",\"\",\"t-CO2/\"&$O113)","v":""},null,null,null,{"$f":"IF(OR(K113=\"\",Q113=\"\"),\"\",K113*Q113)","v":""},null,null,null,{"$f":"IF($D113=\"\",\"\",VLOOKUP($D113,排出係数と単価2,7,FALSE))","v":""},null,null,null,{"$f":"IF(OR(K113=\"\",AB113=\"\"),\"\",K113*AB113)","v":""},null,null,null,null,null,null,null,null,null,null,null,null,null,null,null,null,null,null,null,null,null,"",null,"",null,null,"",null,null,null,"",null,null,null,"",null,null,null,""]
[]
[{"$f":"IF($D115=\"\",\"\",VLOOKUP($D115,排出係数と単価2,10,FALSE))","v":""},null,null,null,null,null,null,null,null,null,null,null,null,null,{"$f":"IF($D115=\"\",\"\",VLOOKUP($D115,排出係数と単価2,2,FALSE))","v":""},null,{"$f":"IF($D115=\"\",\"\",IF(A115=1,VLOOKUP($D115,排出係数と単価2,5,FALSE),VLOOKUP($D115,排出係数と単価2,3,FALSE)*VLOOKUP($D115,排出係数と単価2,5,FALSE)))","v":""},null,null,{"$f":"IF($D115=\"\",\"\",\"t-CO2/\"&$O115)","v":""},null,null,null,{"$f":"IF(OR(K115=\"\",Q115=\"\"),\"\",K115*Q115)","v":""},null,null,null,{"$f":"IF($D115=\"\",\"\",VLOOKUP($D115,排出係数と単価2,7,FALSE))","v":""},null,null,null,{"$f":"IF(OR(K115=\"\",AB115=\"\"),\"\",K115*AB115)","v":""},null,null,null,null,null,null,null,null,null,null,null,null,null,null,null,null,null,null,null,null,null,"",null,"",null,null,"",null,null,null,"",null,null,null,"",null,null,null,""]
[]
[{"$f":"IF($D117=\"\",\"\",VLOOKUP($D117,排出係数と単価2,10,FALSE))","v":""},null,null,null,null,null,null,null,null,null,null,null,null,null,{"$f":"IF($D117=\"\",\"\",VLOOKUP($D117,排出係数と単価2,2,FALSE))","v":""},null,{"$f":"IF($D117=\"\",\"\",IF(A117=1,VLOOKUP($D117,排出係数と単価2,5,FALSE),VLOOKUP($D117,排出係数と単価2,3,FALSE)*VLOOKUP($D117,排出係数と単価2,5,FALSE)))","v":""},null,null,{"$f":"IF($D117=\"\",\"\",\"t-CO2/\"&$O117)","v":""},null,null,null,{"$f":"IF(OR(K117=\"\",Q117=\"\"),\"\",K117*Q117)","v":""},null,null,null,{"$f":"IF($D117=\"\",\"\",VLOOKUP($D117,排出係数と単価2,7,FALSE))","v":""},null,null,null,{"$f":"IF(OR(K117=\"\",AB117=\"\"),\"\",K117*AB117)","v":""},null,null,null,null,null,null,null,null,null,null,null,null,null,null,null,null,null,null,null,null,null,"",null,"",null,null,"",null,null,null,"",null,null,null,"",null,null,null,""]
[]
[null,null,null,null,null,null,null,null,null,null,null,null,null,null,null,null,"合計(f2)",null,null,null,null,null,null,{"$f":"SUM(X111:X118)","v":0},null,null,null,"合計",null,null,null,{"$f":"SUM(AF111:AF118)","v":0},null,null,null,null,null,null,null,null,null,null,null,null,null,null,null,null,null,null,null,null,null,null,null,"合計",null,null,null,null,null,null,341.55,null,null,null,"合計",null,null,null,11400]
[]
[null,null,null,"脱炭素化指標（状況）",null,null,null,null,null,null,null,null,null,null,null,null,"その他の運転コスト\n（運転・管理費、用水費、薬品費等）",null,null,null,null,null,null,null,null,null,null,null,null,null,null,"その他運転コスト\n(千円/年)",null,null,null,null,null,null,null,null,null,null,"脱炭素化指標（状況）",null,null,null,null,null,null,null,null,null,null,null,null,"その他の運転コスト\n（運転・管理費、用水費、薬品費等）",null,null,null,null,null,null,null,null,null,null,null,null,null,null,"その他運転コスト\n(千円/年)"]
[]
[null,null,null,"CO2排出量(f2)",null,null,null,null,null,null,{"$f":"X119","v":0},null,null,"t-CO2/年",null,null,null,null,null,null,null,null,null,null,null,null,null,null,null,null,null,null,null,null,null,null,null,null,null,null,null,null,"CO2排出量(f2)",null,null,null,null,null,null,341.55,null,null,"t-CO2/年",null,null,"ボイラー定期点検費用",null,null,null,null,null,null,null,null,null,null,null,null,null,null,30]
[]
[null,null,null,"エネルギー消費量(g2)",null,null,null,null,null,null,{"$f":"CH102","v":0},null,null,"GJ換算値/年",null,null,null,null,null,null,null,null,null,null,null,null,null,null,null,null,null,null,null,null,null,null,null,null,null,null,null,null,"エネルギー消費量(g2)",null,null,null,null,null,null,6750,null,null,"GJ/年"]
[]
[null,null,null,"脱炭素化指標（状況）",null,null,null,null,null,null,{"$f":"IFERROR(K123/K125,\"---\")","v":"---"},null,null,"(f2)/(g2)",null,null,"運転コスト合計",null,null,null,null,null,null,null,null,null,null,null,null,null,null,{"$f":"AF119+AF123+AF125","v":0},null,null,null,null,null,null,null,null,null,null,"脱炭素化指標（状況）",null,null,null,null,null,null,5.0599999999999999E-2,null,null,"(f2)/(g2)",null,null,"運転コスト合計",null,null,null,null,null,null,null,null,null,null,null,null,null,null,11430]
[]
[]
[]
[null,{"$f":"\"対策個票\"&$B$9","v":"対策個票2"},null,null,null,null,null,null,null,null,null,null,null,null,null,null,null,null,null,null,null,null,null,null,null,null,null,null,null,null,null,null,null,null,null,null,null,null,null,null,"対策個票1"]
[]
[null,"３．年間活動量の算出根拠",null,null,null,null,null,null,null,null,null,null,null,null,null,null,null,null,null,null,null,null,null,null,null,null,null,null,null,null,null,null,null,null,null,null,null,null,null,null,"３．年間活動量の算出根拠"]
[null,"対策実施【前】",null,null,null,null,null,null,null,null,null,null,null,null,null,null,null,null,null,null,null,null,null,null,null,null,null,null,null,null,null,null,null,null,null,null,null,null,null,null,"対策実施【前】"]
[null,"３－１．活動量（エネルギー使用量）把握方法・計算方法の説明",null,null,null,null,null,null,null,null,null,null,null,null,null,null,null,null,null,null,null,null,null,null,null,null,null,null,null,null,null,null,null,null,null,null,null,null,null,null,"３－１．活動量（エネルギー使用量）把握方法・計算方法の説明"]
[null,null,null,null,null,null,null,null,null,null,null,null,null,null,null,null,null,null,null,null,null,null,null,null,null,null,null,null,null,null,null,null,null,null,null,null,null,null,null,null,null,"■要点を第三者が読んで理解できるように記述してください。\n■DXシステムによる計測結果に基づく対策の場合は、DXシステムを利用したことを明示してください。"]
[]
[]
[null,"３－２．活動量（エネルギー使用量）の計算",null,null,null,null,null,null,null,null,null,null,null,null,null,null,null,null,null,null,null,null,null,null,null,null,null,null,null,null,null,null,null,null,null,null,null,null,null,null,"３－２．活動量（エネルギー使用量）の計算"]
[]
[null,null,null,null,null,null,null,null,null,null,null,null,null,null,null,null,null,null,null,null,null,null,null,null,null,null,null,null,null,null,null,null,null,null,null,null,null,null,null,null,null,"※【他の記入欄にも共通する注意事項】\n\n■第三者が読んで理解できるように記述してください。\n\n■スペースが足りない場合には、[別紙]として新規シートを追加し、当該対策個票の別紙であることがわかるようなシート名称\n　 にして使用してください。記入欄には、別紙がある旨を明記してください。\n　 その他、※別紙シートを利用する場合の注記を参照してください。\n\n■「SHIFT事業CO2削減対策の効果算定ガイドライン」を参照してください。",null,null,null,null,null,null,null,null,null,null,null,null,null,null,null,null,null,null,null,null,null,null,null,null,null,null,null,null,null,null,null,null,null,null,null,"※別紙シートを利用する場合の注記\n\n■別紙を追加・添付する場合は、\n　 本シートの記入欄に別紙の要点を記載\n　 してください。\n\n■別紙への参照を記述する際は、\n　 「別紙のとおり」ではなく、\n 　「別紙XXの何ページ、何行目～何行目の\n　 記載(YY)のとおり」 （XX、YYは通し番号）\n 　とする等、参照箇所を明示してください。\n　 なお、\n　 該当する別紙や記載には対応する通し\n 　番号(XX、YY)を打ち、\n 　本文と、該当する別紙や記載が\n 　１対１に対応するようにしてください。"]
[]
[]
[]
[]
[]
[]
[]
[]
[]
[null,"３－３．活動量（エネルギー使用量）の計算で使用した各数値の説明・根拠",null,null,null,null,null,null,null,null,null,null,null,null,null,null,null,null,null,null,null,null,null,null,null,null,null,null,null,null,null,null,null,null,null,null,null,null,null,null,"３－３．活動量（エネルギー使用量）の計算で使用した各数値の説明・根拠"]
[null,null,null,null,null,null,null,null,null,null,null,null,null,null,null,null,null,null,null,null,null,null,null,null,null,null,null,null,null,null,null,null,null,null,null,null,null,null,null,null,null,"■当該施設の特性、使用条件であることがわかるように記載してください。類似の設備、たとえば「40W型」だけでは活動量\n　 の確認ができませんので、当該設備のメーカー名、型番、仕様を根拠として記載してください。\n\n■計測値を記載する場合には、結果だけではなく計測対象・期間・装置・条件を明記してください。\n\n■同一の設備や類似の設備が別の個票にもある場合には、他の個票との関係が１対１でわかるようにしてください。たとえ\n　 ば、個票1に各個票の同一の設備や類似の設備の相互の関係がわかる表を添付することが考えられます。\n\n■数値の単位はSI単位で記述するよう努めてください。たとえば、機器銘板がkcal/h表示の場合には、そのままcal単位を\n　 使い続けずに、初めにkWへの換算を記載した上で、以降はkWで説明を行ってください。\n\n■DXシステムによる計測結果に基づく対策の場合は、DXシステムの計測結果を提示してください。"]
[]
[]
[]
[]
[]
[]
[]
[]
[]
[]
[]
[null,"対策実施【計画】",null,null,null,null,null,null,null,null,null,null,null,null,null,null,null,null,null,null,null,null,null,null,null,null,null,null,null,null,null,null,null,null,null,null,null,null,null,null,"対策実施【計画】"]
[null,"３－４．活動量（エネルギー使用量）把握方法・計算方法の説明",null,null,null,null,null,null,null,null,null,null,null,null,null,null,null,null,null,null,null,null,null,null,null,null,null,null,null,null,null,null,null,null,null,null,null,null,null,null,"３－４．活動量（エネルギー使用量）把握方法・計算方法の説明"]
[]
[null,null,null,null,null,null,null,null,null,null,null,null,null,null,null,null,null,null,null,null,null,null,null,null,null,null,null,null,null,null,null,null,null,null,null,null,null,null,null,null,null,"■要点を第三者が読んで理解できるように記述してください。"]
[]
[null,"３－５．活動量（エネルギー使用量）の計算",null,null,null,null,null,null,null,null,null,null,null,null,null,null,null,null,null,null,null,null,null,null,null,null,null,null,null,null,null,null,null,null,null,null,null,null,null,null,"３－５．活動量（エネルギー使用量）の計算"]
[]
[]
[]
[null,null,null,null,null,null,null,null,null,null,null,null,null,null,null,null,null,null,null,null,null,null,null,null,null,null,null,null,null,null,null,null,null,null,null,null,null,null,null,null,null,"■上記３－２の注記にある【他の記入欄にも共通する注意事項】を参照してください。\n\n■数値シミュレーションを使用する場合には、シミュレーションの計算式や考え方に加え、計算条件が該当事業所の状況\n　 に合致していることがわかるように記載してください。"]
[]
[]
[]
[]
[]
[]
[]
[null,"３－６．活動量（エネルギー使用量）の計算で使用した各数値の説明・根拠",null,null,null,null,null,null,null,null,null,null,null,null,null,null,null,null,null,null,null,null,null,null,null,null,null,null,null,null,null,null,null,null,null,null,null,null,null,null,"３－６．活動量（エネルギー使用量）の計算で使用した各数値の説明・根拠"]
[]
[null,null,null,null,null,null,null,null,null,null,null,null,null,null,null,null,null,null,null,null,null,null,null,null,null,null,null,null,null,null,null,null,null,null,null,null,null,null,null,null,null,"■当該施設の特性、使用条件であることがわかるように記載してください。類似の設備、たとえば「40W型」だけでは活動量\n　 の確認ができませんので、当該設備のメーカー名、型番、仕様を根拠として記載してください。\n\n■計測値を記載する場合には、結果だけではなく計測対象・期間・装置・条件を明記してください。\n\n■同一の設備や類似の設備が別の個票にもある場合には、他の個票との関係が１対１でわかるようにしてください。たとえ\n　 ば、個票1に各個票の同一の設備や類似の設備の相互の関係がわかる表を添付することが考えられます。\n\n■数値の単位はSI単位で記述するよう努めてください。たとえば、機器銘板がkcal/h表示の場合には、そのままcal単位を\n　 使い続けずに、初めにkWへの換算を記載した上で、以降はkWで説明を行ってください。"]
[]
[]
[]
[]
[]
[]
[]
[]
[]
[]
[null,{"$f":"\"対策個票\"&$B$9","v":"対策個票2"},null,null,null,null,null,null,null,null,null,null,null,null,null,null,null,null,null,null,null,null,null,null,null,null,null,null,null,null,null,null,null,null,null,null,null,null,null,null,"対策個票1"]
[]
[null,"４．実施方法",null,null,null,null,null,null,null,null,null,null,null,null,null,null,null,null,null,null,null,null,null,null,null,null,null,null,null,null,null,null,null,null,null,null,null,null,null,null,"４．実施方法"]
[null,"４－１．実施手順/実施に関する注意事項",null,null,null,null,null,null,null,null,null,null,null,null,null,null,null,null,null,null,null,null,null,null,null,null,null,null,null,null,null,null,null,null,null,null,null,null,null,null,"４－１．実施手順/実施に関する注意事項",null,null,null,null,null,null,null,null,null,null,null,null,null,null,null,null,null,null,null,null,null,null,null,null,null,null,null,null,null,null,null,null,null,null,null,null,"※別紙シートを利用する場合の注記\n\n■別紙を追加・添付する場合は、\n　 本シートの記入欄に別紙の要点を記載\n　 してください。\n\n■別紙への参照を記述する際は、\n　 「別紙のとおり」ではなく、\n 　「別紙XXの何ページ、何行目～何行目の\n　 記載(YY)のとおり」 （XX、YYは通し番号）\n 　とする等、参照箇所を明示してください。\n　 なお、\n　 該当する別紙や記載には対応する通し\n 　番号(XX、YY)を打ち、\n 　本文と、該当する別紙や記載が\n 　１対１に対応するようにしてください。"]
[]
[null,null,null,null,null,null,null,null,null,null,null,null,null,null,null,null,null,null,null,null,null,null,null,null,null,null,null,null,null,null,null,null,null,null,null,null,null,null,null,null,null,"■対策を具体的に進めるために必要な実施方法や手順を記載\n 　してください。\n 　例えば、\n　 ・運用改善対策の場合は、新たな運用規定の内容や、\n　　 周知の仕方など。\n　 ・設備導入対策の場合は、設備仕様や必要コスト、また国への\n 　　届出が必要な設備機器の場合には、その申請方法や申請の\n　　 タイミングなど。\n\n■スペースが足りない場合には、[別紙]として新規シートを追加し、\n　 当該対策個票の別紙であることがわかるようなシート名称にして\n 　使用してください。記入欄には、別紙がある旨を明記してください。\n　 その他、※別紙シートを利用する場合の注記を参照してください。"]
[]
[]
[]
[]
[]
[]
[]
[]
[]
[]
[]
[]
[]
[]
[]
[]
[]
[]
[]
[]
[]
[null,"４－２．［設備導入等］既存設備と導入設備の仕様（能力等）比較、及び導入設備の能力が適切であることの説明\n　　　　［運用改善等］対策実施前後の運用条件の比較、及び対策が問題なく実行できることの説明",null,null,null,null,null,null,null,null,null,null,null,null,null,null,null,null,null,null,null,null,null,null,null,null,null,null,null,null,null,null,null,null,null,null,null,null,null,null,"４－２．［設備導入等］既存設備と導入設備の仕様（能力等）比較、及び導入設備の能力が適切であることの説明\n　　　　［運用改善等］対策実施前後の運用条件の比較、及び対策が問題なく実行できることの説明"]
[]
[null,null,null,null,null,null,null,null,null,null,null,null,null,null,null,null,null,null,null,null,null,null,null,null,null,null,null,null,null,null,null,null,null,null,null,null,null,null,null,null,null,"■既存設備と導入設備の能力（出力）が定量的に比較できるように記載してください。たとえば、設備導入前と設備導入後\n　 で能力比較ができる表（下記記入例参照）を記載してください。\n\n■特に、既存設備よりも導入設備の能力（出力）の方が大きくなる場合には、「別紙のとおり」だけでは確認困難なため、\n　 本欄と別紙の該当箇所とで１対１の対応がつくようにした上で、本欄に説明を記載してください。\n　 ※別紙シートを利用する場合の注記を参照してください。"]
[]
[]
[]
[]
[]
[]
[]
[]
[null,null,null,null,null,null,null,null,null,null,null,null,null,null,null,null,null,null,null,null,null,null,null,null,null,null,null,null,null,null,null,null,null,null,null,null,null,null,null,null,null,null,null,null,null,null,"記入例:重油炊きボイラーからガス炊きボイラーへの設備更新前後の仕様比較"]
[null,null,null,null,null,null,null,null,null,null,null,null,null,null,null,null,null,null,null,null,null,null,null,null,null,null,null,null,null,null,null,null,null,null,null,null,null,null,null,null,null,null,null,null,null,null,"項目",null,null,null,null,null,null,null,"設備導入前",null,null,null,null,null,null,null,"設備導入後"]
[null,null,null,null,null,null,null,null,null,null,null,null,null,null,null,null,null,null,null,null,null,null,null,null,null,null,null,null,null,null,null,null,null,null,null,null,null,null,null,null,null,null,null,null,null,null,"設備名",null,null,null,null,null,null,null,"重油炊きボイラー",null,null,null,null,null,null,null,"ガス炊きボイラー"]
[null,null,null,null,null,null,null,null,null,null,null,null,null,null,null,null,null,null,null,null,null,null,null,null,null,null,null,null,null,null,null,null,null,null,null,null,null,null,null,null,null,null,null,null,null,null,"台数",null,null,null,null,null,null,null,1,null,null,null,null,null,null,null,1]
[null,null,null,null,null,null,null,null,null,null,null,null,null,null,null,null,null,null,null,null,null,null,null,null,null,null,null,null,null,null,null,null,null,null,null,null,null,null,null,null,null,null,null,null,null,null,"燃料",null,null,null,null,null,null,null,"A重油",null,null,null,null,null,null,null,"都市ガス"]
[null,null,null,null,null,null,null,null,null,null,null,null,null,null,null,null,null,null,null,null,null,null,null,null,null,null,null,null,null,null,null,null,null,null,null,null,null,null,null,null,null,null,null,null,null,null,"相当蒸発量（kg/ｈ）",null,null,null,null,null,null,null,1000,null,null,null,null,null,null,null,1000]
[null,null,null,null,null,null,null,null,null,null,null,null,null,null,null,null,null,null,null,null,null,null,null,null,null,null,null,null,null,null,null,null,null,null,null,null,null,null,null,null,null,null,null,null,null,null,"設計効率（％）",null,null,null,null,null,null,null,90,null,null,null,null,null,null,null,97]
[null,null,null,null,null,null,null,null,null,null,null,null,null,null,null,null,null,null,null,null,null,null,null,null,null,null,null,null,null,null,null,null,null,null,null,null,null,null,null,null,null,null,null,null,null,null,"定格燃焼量（L/h）",null,null,null,null,null,null,null,68.3,null,null,null,null,null,null,null,57.3]
[]
[]
[]
[]
[]
[null,"４－３．法定耐用年数",null,null,null,null,null,null,null,null,null,null,null,null,null,null,null,null,null,null,null,null,null,null,null,null,null,null,null,null,null,null,null,null,null,null,null,null,null,null,"４－３．法定耐用年数"]
[null,"導入設備",null,null,{"$f":"IF($AB$13=\"\",\"\",$AB$13)","v":""},null,null,null,null,null,null,null,null,null,"用途・\n目的",null,null,null,null,null,null,null,null,null,null,null,null,null,null,null,null,null,null,null,null,null,null,null,null,null,"導入設備",null,null,"ガス焚き蒸気ボイラー",null,null,null,null,null,null,null,null,null,"用途・\n目的",null,null,"原料加熱"]
[]
[null,"耐用年数省令別表の記載事項",null,null,null,null,null,null,null,null,null,null,null,null,null,null,null,null,null,null,null,null,null,null,null,null,null,null,null,null,null,null,null,null,null,null,null,null,null,null,"耐用年数省令別表の記載事項"]
[null,"別表の名称",null,null,null,null,null,null,null,null,null,null,null,null,null,null,null,null,null,null,null,null,null,null,null,null,null,null,null,null,null,null,null,null,null,null,null,null,null,null,"別表の名称",null,null,null,null,null,"別表第２ 機械及び装置の耐用年数表"]
[null,"[種類]または[番号]",null,null,null,null,null,null,null,null,null,null,null,null,null,null,null,null,null,null,null,null,null,null,null,null,null,null,null,null,null,null,null,null,null,null,null,null,null,null,"[種類]または[番号]",null,null,null,null,null,1]
[null,"[構造又は用途]、または[設備の種類]",null,null,null,null,null,null,null,null,null,null,null,null,null,null,null,null,null,null,null,null,null,null,null,null,null,null,null,null,null,null,null,null,null,null,null,null,null,null,"[構造又は用途]、または[設備の種類]",null,null,null,null,null,"食料品製造業用設備"]
[]
[null,"細目",null,null,null,null,null,null,null,null,null,null,null,null,null,null,null,null,null,null,null,null,null,null,null,null,null,null,null,null,null,null,null,null,null,null,null,null,null,null,"細目",null,null,null,null,null,"---"]
[]
[null,"法定耐用年数 (年)",null,null,null,null,null,null,null,null,null,null,null,null,null,null,null,null,null,null,null,null,null,null,null,null,null,null,null,null,null,null,null,null,null,null,null,null,null,null,"法定耐用年数 (年)",null,null,null,null,null,10]
[]
[null,{"$f":"\"対策個票\"&$B$9","v":"対策個票2"},null,null,null,null,null,null,null,null,null,null,null,null,null,null,null,null,null,null,null,null,null,null,null,null,null,null,null,null,null,null,null,null,null,null,null,null,null,null,"対策個票1"]
[null,null,null,null,null,null,null,null,null,null,null,null,null,null,null,null,null,null,null,null,null,null,null,null,null,null,null,null,null,null,null,null,null,null,null,null,null,null,null,null,"※実施計画書Cを選択している場合、5ページ目（5.実施計画…）の作成は不要です。"]
[null,"５．実施計画、CO2削減計画、投資回収計画",null,null,null,null,null,null,null,null,null,null,null,null,null,null,null,null,null,null,null,null,null,null,null,null,null,null,null,null,null,null,null,null,null,null,null,null,null,null,"５．実施計画、CO2削減計画、投資回収計画"]
[null,"対策の種類\n[対策個票番号]",null,null,null,null,"対策名称",null,null,null,null,null,null,null,null,null,null,null,null,null,null,null,null,null,"対象/\n既存設備",null,null,{"$f":"IF($AB$11=\"\",\"\",$AB$11)","v":""},null,null,null,null,null,null,null,null,null,null,null,null,"対策の種類\n[対策個票番号]",null,null,null,null,"対策名称",null,null,null,null,null,null,null,null,null,null,null,null,null,null,null,null,null,"対象/\n既存設備",null,null,"重油焚き蒸気ボイラー",null,null,null,null,null,null,null,null,null,null,null,null,null,null,"※「完了時期」に関する注記\n\n■「完了時期」として選択する年月は、\n　 対策の運用準備が整い、\n　 翌月1日には対策による効果が発生している月\n　 としてください。\n　 対策の運用開始は、「完了」年月内あるいは翌月1日\n　 からのいずれの可能性もあります。\n 　段階的に設備を導入し利用を開始する対策（例：LED\n 　の導入）の場合には、すべての対象エリア（効果算定\n　 をした範囲）を考慮して完了年月を選択してください。\n\n　 例えば、\n 　・運用改善対策の場合は、\n　　 新たな運用の準備が完了した年月\n　　（完了月内または翌月1日から新運用が開始され、\n　　　翌月1日からCO2削減効果が発生している）。\n 　・設備導入対策の場合は、\n 　　施工や引き渡しが完了した年月\n　　（完了月内または翌月1日から新たに導入した設備\n　　の運転が開始され、翌月1日からCO2削減効果が\n　　発生している）。"]
[]
[null,{"$f":"$B$9","v":"2"},{"$f":"IF($C$9=\"\",\"\",$C$9)","v":""},null,null,null,{"$f":"IF($G$9=\"\",\"\",$G$9)","v":""},null,null,null,null,null,null,null,null,null,null,null,null,null,null,null,null,null,"導入設備",null,null,{"$f":"IF($AB$13=\"\",\"\",$AB$13)","v":""},null,null,null,null,null,null,null,null,null,null,null,null,6,"燃料転換",null,null,null,"ボイラーの燃料転換",null,null,null,null,null,null,null,null,null,null,null,null,null,null,null,null,null,"導入設備",null,null,"ガス焚き蒸気ボイラー"]
[]
[]
[null,null,null,null,null,null,null,null,null,null,null,null,null,null,null,null,null,"計画年度",null,null,null,null,null,null,null,null,null,null,null,null,null,null,null,null,null,null,null,null,null,null,null,null,null,null,null,null,null,null,null,null,null,null,null,null,null,null,"計画年度",null,null,null,null,null,null,null,null,null,null,null,null,null,null,null,null,null,null,null,null,null,null,null,null,null,null,null,null,null,null,null,"計画年度1",null,"計画年度2",null,"計画年度3",null,"計画年度4",null,"計画年度5"]
[null,null,null,null,null,null,null,null,null,null,null,null,null,null,null,null,null,{"$f":"IF('511脱炭素化計画'!$AQ24=\"\",\"\",'511脱炭素化計画'!$AQ24)","v":""},null,null,null,{"$f":"IF('511脱炭素化計画'!$AT24=\"\",\"\",'511脱炭素化計画'!$AT24)","v":"目標年度"},null,null,null,{"$f":"IF('511脱炭素化計画'!$AW24=\"\",\"\",'511脱炭素化計画'!$AW24)","v":""},null,null,null,{"$f":"IF('511脱炭素化計画'!$AZ24=\"\",\"\",'511脱炭素化計画'!$AZ24)","v":""},null,null,null,{"$f":"IF('511脱炭素化計画'!$BC24=\"\",\"\",'511脱炭素化計画'!$BC24)","v":""},null,null,null,null,null,null,null,null,null,null,null,null,null,null,null,null,null,null,null,null,null,null,"",null,null,null,"目標年度",null,null,null,null,null,null,null,"",null,null,null,null,null,null,null,null,null,null,null,null,null,null,null,null,null,null,null,{"$f":"$R$272","v":0},{"$f":"$T$272","v":0},{"$f":"$V$272","v":0},{"$f":"$X$272","v":0},{"$f":"$Z$272","v":0},{"$f":"$AB$272","v":0},{"$f":"$AD$272","v":0},{"$f":"$AF$272","v":0},{"$f":"$AH$272","v":0},{"$f":"$AJ$272","v":0}]
[null,null,null,null,null,null,null,null,null,null,null,null,null,null,null,null,null,{"$f":"IF('511脱炭素化計画'!$AQ25=\"\",\"\",'511脱炭素化計画'!$AQ25)","v":"令和6年度"},null,null,null,{"$f":"IF('511脱炭素化計画'!$AT25=\"\",\"\",'511脱炭素化計画'!$AT25)","v":"令和7年度"},null,null,null,{"$f":"IF('511脱炭素化計画'!$AW25=\"\",\"\",'511脱炭素化計画'!$AW25)","v":"令和8年度"},null,null,null,{"$f":"IF('511脱炭素化計画'!$AZ25=\"\",\"\",'511脱炭素化計画'!$AZ25)","v":"令和9年度"},null,null,null,{"$f":"IF('511脱炭素化計画'!$BC25=\"\",\"\",'511脱炭素化計画'!$BC25)","v":"令和10年度"},null,null,null,null,null,null,null,null,null,null,null,null,null,null,null,null,null,null,null,null,null,null,"令和6年度",null,null,null,"令和7年度",null,null,null,"令和8年度",null,null,null,"令和9年度",null,null,null,"令和10年度",null,null,null,null,null,null,null,null,null,null,null,null,null,null,null,{"$f":"$R$267","v":"令和6年度"},{"$f":"$R$267","v":"令和6年度"},{"$f":"$V$267","v":"令和7年度"},{"$f":"$V$267","v":"令和7年度"},{"$f":"$Z$267","v":"令和8年度"},{"$f":"$Z$267","v":"令和8年度"},{"$f":"$AD$267","v":"令和9年度"},{"$f":"$AD$267","v":"令和9年度"},{"$f":"$AH$267","v":"令和10年度"},{"$f":"$AH$267","v":"令和10年度"},{"$f":"\"令和\"&MID(CS267,3,2)+1&\"年度\"","v":"令和11年度"},{"$f":"\"令和\"&MID(CT267,3,2)+1&\"年度\"","v":"令和11年度"}]
[null,"５－１．実施計画",null,null,null,null,null,null,null,null,null,null,null,null,null,null,null,null,null,null,null,null,null,null,null,null,null,null,null,null,null,null,null,null,null,null,null,null,null,null,"５－１．実施計画"]
[null,null,null,null,null,"着手時期",null,null,null,null,null,"完了時期",null,null,null,null,null,"着手～完了期間",null,null,null,null,null,null,null,null,null,null,null,null,null,null,null,null,null,null,null,null,null,null,null,null,null,null,"着手時期",null,null,null,null,null,"完了時期",null,null,null,null,null,"着手～完了期間"]
[null,null,null,"年度",null,{"$f":"IFERROR(HLOOKUP(\"着手\",$CK$266:$CT$271,2,FALSE),\"\")","v":""},null,null,null,null,null,{"$f":"IFERROR(HLOOKUP(\"完了\",$CK$266:$CT$271,2,FALSE),\"\")","v":""},null,null,null,null,null,null,null,null,null,null,null,null,null,null,null,null,null,null,null,null,null,null,null,null,null,null,null,null,null,null,"年度",null,"令和6年度",null,null,null,null,null,"令和6年度",null,null,null,null,null,null,null,null,null,null,null,null,null,null,null,null,null,null,null,null,null,null,null,null,null,null,null,null,null,null,null,null,null,null,null,null,null,{"$f":"IF(CK271=0,\"---\",IF(OR(CK271=\"1月\",CK271=\"2月\",CK271=\"3月\"),LEFT(CM267,LEN(CM267)-1),LEFT(CK267,LEN(CK267)-1)))","v":"---"},"---","---","---","---","---","---","---","---","---"]
[null,null,null,"年","月",{"$f":"IFERROR(HLOOKUP(\"着手\",$CK$266:$CT$271,5,FALSE),\"\")","v":""},null,null,{"$f":"IFERROR(HLOOKUP(\"着手\",$CK$266:$CT$271,6,FALSE),\"\")","v":""},null,null,{"$f":"IFERROR(HLOOKUP(\"完了\",$CK$266:$CT$271,5,FALSE),\"\")","v":""},null,null,{"$f":"IFERROR(HLOOKUP(\"完了\",$CK$266:$CT$271,6,FALSE),\"\")","v":""},null,null,null,null,null,null,null,null,null,null,null,null,null,null,null,null,null,null,null,null,null,null,null,null,null,null,null,"年","月","令和6年",null,null,"9月",null,null,"令和7年",null,null,"1月",null,null,"9月",null,"1月",null,null,null,null,null,null,null,null,null,null,null,null,null,null,null,null,null,null,null,null,null,null,null,null,null,null,null,null,null,{"$f":"$R$271","v":0},{"$f":"$T$271","v":0},{"$f":"$V$271","v":0},{"$f":"$X$271","v":0},{"$f":"$Z$271","v":0},{"$f":"$AB$271","v":0},{"$f":"$AD$271","v":0},{"$f":"$AF$271","v":0},{"$f":"$AH$271","v":0},{"$f":"$AJ$271","v":0}]
[null,null,null,null,null,null,null,null,null,null,null,null,null,null,null,null,null,null,null,null,null,null,null,null,null,null,null,null,null,null,null,null,null,null,null,null,null,null,null,null,null,null,null,null,null,null,null,null,null,null,null,null,null,null,null,null,"着手",null,"完了"]
[null,null,null,null,null,null,null,null,null,null,null,null,null,null,null,null,null,null,null,null,null,null,null,null,null,null,null,null,null,null,null,null,null,null,null,null,null,null,null,null,null,null,null,null,null,null,null,null,null,null,null,null,null,null,null,null,"契約・設計：令和6年9月～、施工：令和6年12月～、完了：令和7年1月、運用開始：令和7年2月～"]
[]
[null,"５－２．CO2削減計画",null,null,null,null,null,null,null,null,null,null,null,null,null,null,null,null,null,null,null,null,null,null,null,null,null,null,null,null,null,null,null,null,null,null,"（単位：t-CO2/年）",null,null,null,"５－２．CO2削減計画",null,null,null,null,null,null,null,null,null,null,null,null,null,null,null,null,null,null,null,null,null,null,null,null,null,null,null,null,null,null,null,null,null,null,"（単位：t-CO2/年）"]
[null,null,null,null,null,null,null,null,null,null,null,"年間CO2削減量",null,null,null,null,null,"CO2削減量（年度単位）",null,null,null,null,null,null,null,null,null,null,null,null,null,null,null,null,null,null,null,null,null,null,null,null,null,null,null,null,null,null,null,null,"年間CO2削減量",null,null,null,null,null,"CO2削減量（年度単位）"]
[]
[null,null,null,null,null,null,null,null,null,null,null,{"$f":"IF(J75=\"\",\"\",J75)","v":0},null,null,null,null,null,null,null,null,null,{"$f":"IF(COUNTIF($R$272:$U$272,\"完了\"),$L$278,\"\")","v":""},null,null,null,{"$f":"IF($V278<>\"\",$L$278,IF(COUNTIF($V$272:$Y$272,\"完了\"),$L$278,\"\"))","v":""},null,null,null,{"$f":"IF($Z278<>\"\",$L$278,IF(COUNTIF($Z$272:$AC$272,\"完了\"),$L$278,\"\"))","v":""},null,null,null,{"$f":"IF($AD278<>\"\",$L$278,IF(COUNTIF($AD$272:$AG$272,\"完了\"),$L$278,\"\"))","v":""},null,null,null,null,null,null,null,null,null,null,null,null,null,null,null,null,200,null,null,null,null,null,null,null,null,null,200,null,null,null,200,null,null,null,200,null,null,null,200]
[]
[null,"５－３．投資回収計画（補助金利用なし）",null,null,null,null,null,null,null,null,null,null,null,null,null,null,null,null,null,null,null,null,null,null,null,null,null,null,null,null,null,null,null,null,null,null,"（単位：千円）",null,null,null,"５－３．投資回収計画（補助金利用なし）",null,null,null,null,null,null,null,null,null,null,null,null,null,null,null,null,null,null,null,null,null,null,null,null,null,null,null,null,null,null,null,null,null,null,"（単位：千円）"]
[null,null,null,null,null,null,null,null,"導入コスト(a)",null,null,null,null,null,"単純投資回収年数\n(a/b)",null,null,"投資額（上段）及び削減額（下段）",null,null,null,null,null,null,null,null,null,null,null,null,null,null,null,null,null,null,null,null,null,null,null,null,null,null,null,null,null,"導入コスト(a)",null,null,null,null,null,"単純投資回収年数\n(a/b)",null,null,"投資額（上段）及び削減額（下段）"]
[]
[null,null,null,null,null,null,null,null,"年間運転コスト削減額 (b)",null,null,null,null,null,null,null,null,null,null,null,null,null,null,null,null,null,null,null,null,null,null,null,null,null,null,null,null,null,null,null,null,null,null,null,null,null,null,"年間運転コスト削減額 (b)"]
[]
[null,null,null,null,null,null,null,null,{"$f":"IF(AD75=\"\",\"\",AD75)","v":0},null,null,null,null,null,{"$f":"IFERROR(IF(I285/I287<0,\"---\",I285/I287),\"---\")","v":"---"},null,null,null,null,null,null,null,null,null,null,null,null,null,null,null,null,null,null,null,null,null,null,null,null,null,null,null,null,null,null,null,null,3000,null,null,null,null,null,5,null,null,1500,null,null,null,1500]
[]
[null,null,null,null,null,null,null,null,{"$f":"IF(J79=\"\",\"\",J79)","v":0},null,null,null,null,null,null,null,null,null,null,null,null,{"$f":"IF(COUNTIF($R$272:$U$272,\"完了\"),$I$287,\"\")","v":""},null,null,null,{"$f":"IF($V287<>\"\",$I$287,IF(COUNTIF($V$272:$Y$272,\"完了\"),$I$287,\"\"))","v":""},null,null,null,{"$f":"IF($Z287<>\"\",$I$287,IF(COUNTIF($Z$272:$AC$272,\"完了\"),$I$287,\"\"))","v":""},null,null,null,{"$f":"IF($AD287<>\"\",$I$287,IF(COUNTIF($AD$272:$AG$272,\"完了\"),$I$287,\"\"))","v":""},null,null,null,null,null,null,null,null,null,null,null,null,null,600,null,null,null,null,null,null,null,null,null,null,null,null,600,null,null,null,600,null,null,null,600,null,null,null,600]
[]
[null,"５－４．投資回収計画（補助金利用あり）",null,null,null,null,null,null,null,null,null,null,null,null,null,null,null,null,null,null,null,null,null,null,null,null,null,null,null,null,null,null,null,null,null,null,"（単位：千円）",null,null,null,"５－４．投資回収計画（補助金利用あり）",null,null,null,null,null,null,null,null,null,null,null,null,null,null,null,null,null,null,null,null,null,null,null,null,null,null,null,null,null,null,null,null,null,null,"（単位：千円）"]
[null,"申請予定補助金",null,null,"その他資金\n(自己負担）",null,null,null,"導入コスト自己負担額 (c)",null,null,null,null,null,"単純投資回収年数\n(c)/(b)",null,null,"投資額（上段）及び削減額（下段）",null,null,null,null,null,null,null,null,null,null,null,null,null,null,null,null,null,null,null,null,null,null,"申請予定補助金",null,null,"その他資金\n(自己負担）",null,null,null,"導入コスト自己負担額 (c)",null,null,null,null,null,"単純投資回収年数\n(c/b)",null,null,"投資額（上段）及び削減額（下段）"]
[]
[null,null,null,null,null,null,null,null,"年間運転コスト削減額 (b)",null,null,null,null,null,null,null,null,null,null,null,null,null,null,null,null,null,null,null,null,null,null,null,null,null,null,null,null,null,null,null,null,null,null,null,null,null,null,"年間運転コスト削減額 (b)"]
[null,null,null,null,null,null,null,null,null,null,null,null,null,null,null,null,null,null,null,null,null,null,null,null,null,null,null,null,null,null,null,null,null,null,null,null,null,null,null,null,null,null,null,null,null,null,null,null,null,null,null,null,null,null,null,null,null,null,null,null,null,null,null,null,null,null,null,null,null,null,null,null,null,null,null,null,null,null,null,null,null,null,null,null,null,null,null,null,"補助金申請予定"]
[null,null,null,null,null,null,null,null,{"$f":"IF(I285=\"\",\"\",IF(OR($B294=\"\",$B294=\"予定なし\"),I285,\"\"))","v":0},null,null,null,null,null,{"$f":"IFERROR(IF(I294/I296<0,\"---\",I294/I296),\"---\")","v":"---"},null,null,{"$f":"IF(R285=\"\",\"\",IF(OR($B294=\"\",$B294=\"予定なし\"),R285,\"\"))","v":""},null,null,null,{"$f":"IF(V285=\"\",\"\",IF(OR($B294=\"\",$B294=\"予定なし\"),V285,\"\"))","v":""},null,null,null,{"$f":"IF(Z285=\"\",\"\",IF(OR($B294=\"\",$B294=\"予定なし\"),Z285,\"\"))","v":""},null,null,null,{"$f":"IF(AD285=\"\",\"\",IF(OR($B294=\"\",$B294=\"予定なし\"),AD285,\"\"))","v":""},null,null,null,{"$f":"IF(AH285=\"\",\"\",IF(OR($B294=\"\",$B294=\"予定なし\"),AH285,\"\"))","v":""},null,null,null,null,null,null,"国(SHIFT)",null,null,"金融機関からの借入金＆\n自己資金",null,null,null,2000,null,null,null,null,null,3.3,null,null,1000,null,null,null,1000,null,null,null,null,null,null,null,null,null,null,null,null,null,null,null,null,null,null,null,null,null,null,null,null,null,null,null,{"$f":"IF(OR(B294=\"\",COUNTIF(B294,\"*なし*\")),FALSE,TRUE)","v":false}]
[]
[null,null,null,null,null,null,null,null,{"$f":"IF(J79=\"\",\"\",J79)","v":0},null,null,null,null,null,null,null,null,null,null,null,null,{"$f":"IF(V287=\"\",\"\",V287)","v":""},null,null,null,{"$f":"IF(Z287=\"\",\"\",Z287)","v":""},null,null,null,{"$f":"IF(AD287=\"\",\"\",AD287)","v":""},null,null,null,{"$f":"IF(AH287=\"\",\"\",AH287)","v":""},null,null,null,null,null,null,null,null,null,null,null,null,null,600,null,null,null,null,null,null,null,null,null,null,null,null,{"$f":"IF(BI287=\"\",\"\",BI287)","v":600},null,null,null,{"$f":"IF(BM287=\"\",\"\",BM287)","v":600},null,null,null,{"$f":"IF(BQ287=\"\",\"\",BQ287)","v":600},null,null,null,{"$f":"IF(BU287=\"\",\"\",BU287)","v":600}]
[]
[null,"※","導入コスト自己負担額(c)＝導入コスト(a)から補助受給額を差し引いた金額",null,null,null,null,null,null,null,null,null,null,null,null,null,null,null,null,null,null,null,null,null,null,null,null,null,null,null,null,null,null,null,null,null,null,null,null,null,"※","導入コスト自己負担額＝導入コストから補助受給額を差し引いた金額"]
[null,"※","補助金申請の予定がない場合、「導入コスト自己負担額(c)」には「導入コスト(a)」と同じ金額が入ります。",null,null,null,null,null,null,null,null,null,null,null,null,null,null,null,null,null,null,null,null,null,null,null,null,null,null,null,null,null,null,null,null,null,null,null,null,null,"※","申請予定の補助金がない場合、「導入コスト自己負担額(c)」には「導入コスト(a)」と同じ金額が入ります。"]
[null,null,"また、「投資額及び削減額」も補助金を利用しない場合の投資回収計画と同じ金額が入ります。",null,null,null,null,null,null,null,null,null,null,null,null,null,null,null,null,null,null,null,null,null,null,null,null,null,null,null,null,null,null,null,null,null,null,null,null,null,null,"また、「投資額及び削減額」も補助金を利用しない場合の投資回収計画と同じ金額が入ります。"]
[]
[]
[null,"５－５．実施責任者・実施担当者",null,null,null,null,null,null,null,null,null,null,null,null,null,null,null,null,null,null,null,null,null,null,null,null,null,null,null,null,null,null,null,null,null,null,null,null,null,null,"５－５．実施責任者・実施担当者"]
[null,"実施責任者",null,null,null,"氏名",null,null,null,null,null,null,null,null,"所属・役職",null,null,null,null,null,null,null,null,null,null,null,null,null,null,null,null,null,null,null,null,null,null,null,null,null,"実施責任者",null,null,null,"氏名",null,null,null,null,null,null,null,null,"所属・役職"]
[]
[]
[null,"実施担当者",null,null,null,"氏名",null,null,null,null,null,null,null,null,"所属・役職",null,null,null,null,null,null,null,null,null,null,null,null,null,null,null,null,null,null,null,null,null,null,null,null,null,"実施担当者",null,null,null,"氏名",null,null,null,null,null,null,null,null,"所属・役職"]
[]
[]
[]
[]
[]
[]
[]
[]
[]
[]
[]
[]
[]
[]
[null,{"$f":"\"対策個票\"&$B$9","v":"対策個票2"},null,null,null,null,null,null,null,null,null,null,null,null,null,null,null,null,null,null,null,null,null,null,null,null,null,null,null,null,null,null,null,null,null,null,null,null,null,null,"対策個票1"]
[]
[null,"６．更新設備仕様・見積書",null,null,null,null,null,null,null,null,null,null,null,null,null,null,null,null,null,null,null,null,null,null,null,null,null,null,null,null,null,null,null,null,null,null,null,null,null,null,"６．更新設備仕様・見積書"]
[null,null,null,null,null,null,null,null,null,null,null,null,null,null,null,null,null,null,null,null,null,null,null,null,null,null,null,null,null,null,null,null,null,null,null,null,null,null,null,null,null,null,null,null,null,null,null,null,null,null,null,null,null,null,null,null,null,null,null,null,null,null,null,null,null,null,null,null,null,null,null,null,null,null,null,null,null,"※別紙シートを利用する場合の注記\n\n■別紙を追加・添付する場合は、\n　 本シートの記入欄に別紙の要点を記載\n　 してください。\n\n■別紙への参照を記述する際は、\n　 「別紙のとおり」ではなく、\n 　「別紙XXの何ページ、何行目～何行目の\n　 記載(YY)のとおり」 （XX、YYは通し番号）\n 　とする等、参照箇所を明示してください。\n　 なお、\n　 該当する別紙や記載には対応する通し\n 　番号(XX、YY)を打ち、\n 　本文と、該当する別紙や記載が\n 　１対１に対応するようにしてください。"]
[]
[null,null,null,null,null,null,null,null,null,null,null,null,null,null,null,null,null,null,null,null,null,null,null,null,null,null,null,null,null,null,null,null,null,null,null,null,null,null,null,null,null,"■当該設備のメーカー名、型番、仕様がわかるように記載してください。\n\n■報告時の活動量の把握に計測器を使用する場合は、そのメーカー名、型番、仕様もわかるように記載してください。\n\n■スペースが足りない場合には、[別紙]として新規シートを追加し、当該対策個票の別紙であることがわかるようなシート名称\n　 にして使用してください。その際、更新設備仕様・見積書の記入欄には、別紙がある旨を明記してください。\n   その他、※別紙シートを利用する場合の注記を参照してください。"]
[]
[]
[]
[]
[]
[]
[]
[]
[]
[]
[]
[]
[]
[]
[]
[]
[]
[]
[]
[]
[]
[]
[]
[]
[]
[]
[]
[]
[]
[]
[]
[]
[]
[]
[]
[]
[]
[]
[]
[]
[]
[]
[]
[]
[]
[]
[]
[]
[]
[]
[]
[]
[]
[]
[]
[]
[]
[null,{"$f":"\"対策個票\"&$B$9","v":"対策個票2"},null,null,null,null,null,null,null,null,null,null,null,null,null,null,null,null,null,null,null,null,null,null,null,null,null,null,null,null,null,null,null,null,null,null,null,null,null,null,"対策個票1"]
[null,null,null,null,null,null,null,null,null,null,null,null,null,null,null,null,null,null,null,null,null,null,null,null,null,null,null,null,null,null,null,null,null,null,null,null,null,null,null,null,"※実施計画書A/Bを選択している場合、7ページ目（7.報告時の…、8.導入した…）の作成は不要です。"]
[null,"７．報告時のCO2排出量算定のための活動量把握方法",null,null,null,null,null,null,null,null,null,null,null,null,null,null,null,null,null,null,null,null,null,null,null,null,null,null,null,null,null,null,null,null,null,null,null,null,null,null,"７．報告時のCO2排出量算定のための活動量把握方法"]
[null,"対策実施【後】",null,null,null,null,null,null,null,null,null,null,null,null,null,null,null,null,null,null,null,null,null,null,null,null,null,null,null,null,null,null,null,null,null,null,null,null,null,null,"対策実施【後】",null,null,null,null,null,null,null,null,null,null,null,null,null,null,null,null,null,null,null,null,null,null,null,null,null,null,null,null,null,null,null,null,null,null,null,null,"※別紙シートを利用する場合の注記\n\n■別紙を追加・添付する場合は、\n　 本シートの記入欄に別紙の要点を記載\n　 してください。\n\n■別紙への参照を記述する際は、\n　 「別紙のとおり」ではなく、\n 　「別紙XXの何ページ、何行目～何行目の\n　 記載(YY)のとおり」 （XX、YYは通し番号）\n 　とする等、参照箇所を明示してください。\n　 なお、\n　 該当する別紙や記載には対応する通し\n 　番号(XX、YY)を打ち、\n 　本文と、該当する別紙や記載が\n 　１対１に対応するようにしてください。"]
[null,"７－１．活動量（エネルギー使用量）把握方法・計算方法の説明",null,null,null,null,null,null,null,null,null,null,null,null,null,null,null,null,null,null,null,null,null,null,null,null,null,null,null,null,null,null,null,null,null,null,null,null,null,null,"７－１．活動量（エネルギー使用量）把握方法・計算方法の説明"]
[null,null,null,null,null,null,null,null,null,null,null,null,null,null,null,null,null,null,null,null,null,null,null,null,null,null,null,null,null,null,null,null,null,null,null,null,null,null,null,null,null,"■事業完了後に事業者が提出する「事業報告書」は、活動量を記入することでCO2排出量・削減量が自動計算されます。\n\n■事業報告時の活動量を事業者が算定できるように、わかりやすく記入してください。\n\n■スペースが足りない場合には、[別紙]として新規シートを追加し、当該対策個票の別紙であることがわかるようなシート名称\n　 にして使用してください。その際、更新設備仕様・見積書の記入欄には、別紙がある旨を明記してください。\n   その他、※別紙シートを利用する場合の注記を参照してください。\n\n■DXシステムによる計測結果を利用する場合は、DXシステムを利用することを明示してください。"]
[]
[]
[]
[]
[]
[]
[]
[]
[]
[null,"７－２．活動量（エネルギー使用量）の計算",null,null,null,null,null,null,null,null,null,null,null,null,null,null,null,null,null,null,null,null,null,null,null,null,null,null,null,null,null,null,null,null,null,null,null,null,null,null,"７－２．活動量（エネルギー使用量）の計算"]
[]
[null,null,null,null,null,null,null,null,null,null,null,null,null,null,null,null,null,null,null,null,null,null,null,null,null,null,null,null,null,null,null,null,null,null,null,null,null,null,null,null,null,"■活動量の計算式を記載する際には、7-3に示している数値も記載して、事業者が容易に計算できるように記載してくださ\n　 い。\n\n■[別紙]として新規シートを追加する場合は、7-1の注意を参照してください。"]
[]
[]
[]
[]
[]
[]
[]
[]
[]
[null,"７－３．活動量（エネルギー使用量）の計算で使用した各数値の説明・根拠",null,null,null,null,null,null,null,null,null,null,null,null,null,null,null,null,null,null,null,null,null,null,null,null,null,null,null,null,null,null,null,null,null,null,null,null,null,null,"７－３．活動量（エネルギー使用量）の計算で使用した各数値の説明・根拠"]
[]
[null,null,null,null,null,null,null,null,null,null,null,null,null,null,null,null,null,null,null,null,null,null,null,null,null,null,null,null,null,null,null,null,null,null,null,null,null,null,null,null,null,"■7-2に使用する数値すべて記載してください。\n　設備・機器固有の特性は、当該設備の具体的な数値の根拠とともにすべて本欄に示してください。\n\n■[別紙]として新規シートを追加する場合は、7-1の注意を参照してください。\n\n■DXシステムによる計測結果を利用する場合は、DXシステムを利用することを明示してください。"]
[]
[]
[]
[]
[]
[]
[]
[]
[]
[null,"７－４．活動量（エネルギー使用量）の計算で使用した各数値のうち、実績値を使用する数値の記録方法",null,null,null,null,null,null,null,null,null,null,null,null,null,null,null,null,null,null,null,null,null,null,null,null,null,null,null,null,null,null,null,null,null,null,null,null,null,null,"７－４．活動量（エネルギー使用量）の計算で使用した各数値のうち、実績値を使用する数値の記録方法"]
[]
[null,null,null,null,null,null,null,null,null,null,null,null,null,null,null,null,null,null,null,null,null,null,null,null,null,null,null,null,null,null,null,null,null,null,null,null,null,null,null,null,null,"■実績値を何から把握するのか、使用するデータの情報源（証憑となる書類）と数値の抽出・記録方法を\n　事業者が自ら対応できるように、平易かつ具体的に記載してください。（DXシステムによる計測結果を\n　利用する場合は、DXシステムからのデータ入手方法を明示してください。）\n\n■[別紙]として新規シートを追加する場合は、7-1の注意を参照してください。"]
[]
[]
[]
[]
[]
[]
[]
[]
[]
[]
[null,"８．導入した設備の効率的な運用方法",null,null,null,null,null,null,null,null,null,null,null,null,null,null,null,null,null,null,null,null,null,null,null,null,null,null,null,null,null,null,null,null,null,null,null,null,null,null,"８．導入した設備の効率的な運用方法"]
[]
[null,null,null,null,null,null,null,null,null,null,null,null,null,null,null,null,null,null,null,null,null,null,null,null,null,null,null,null,null,null,null,null,null,null,null,null,null,null,null,null,null,"■目標未達時には、事業者による効果的な運用改善が求められます。\n　そのため、設備導入後に考えられる効率的な運用方法を具体的に記載してください。\n\n■[別紙]として新規シートを追加する場合は、7-1の注意を参照してください。"]
[]
[]
[]
[]
[]
[]
[]
[]
[]
[null,{"$f":"\"対策個票\"&$B$9","v":"対策個票2"},null,null,null,null,null,null,null,null,null,null,null,null,null,null,null,null,null,null,null,null,null,null,null,null,null,null,null,null,null,null,null,null,null,null,null,null,null,null,"対策個票1"]
[null,null,null,null,null,null,null,null,null,null,null,null,null,null,null,null,null,null,null,null,null,null,null,null,null,null,null,null,null,null,null,null,null,null,null,null,null,null,null,null,"※実施計画書A/Bを選択している場合、8ページ目（9.既存診断…）の作成は不要です。"]
[null,"９．既存診断利用の場合の参照事項",null,null,null,null,null,null,null,null,null,null,null,null,null,null,null,null,null,null,null,null,null,null,null,null,null,null,null,null,null,null,null,null,null,null,null,null,null,null,"９．既存診断利用の場合の参照事項"]
[null,"９－１．既存診断報告書の該当対策",null,null,null,null,null,null,null,null,null,null,null,null,null,null,null,null,null,null,null,null,null,null,null,null,null,null,null,null,null,null,null,null,null,null,null,null,null,null,"９－１．既存診断報告書の該当対策"]
[]
[null,null,null,null,null,null,null,null,null,null,null,null,null,null,null,null,null,null,null,null,null,null,null,null,null,null,null,null,null,null,null,null,null,null,null,null,null,null,null,null,null,"■本対策の算定の元となった既存の診断報告書の対策がある場合には、該当する内容を記載してください。\n　 無い場合には、記載不要です。"]
[]
[]
[]
[]
[]
[]
[]
[]
[]
[null,"９－２．既存診断報告書からの修正事項",null,null,null,null,null,null,null,null,null,null,null,null,null,null,null,null,null,null,null,null,null,null,null,null,null,null,null,null,null,null,null,null,null,null,null,null,null,null,"９－２．既存診断報告書からの修正事項"]
[]
[null,null,null,null,null,null,null,null,null,null,null,null,null,null,null,null,null,null,null,null,null,null,null,null,null,null,null,null,null,null,null,null,null,null,null,null,null,null,null,null,null,"■9-1に記載の対策で、変更点があればその内容を記載してください。\n　 無い場合には、記載不要です。　"]
[]
[]
[]
[]
[]
[]
[]
[]
[]
[null,"９－３．修正理由",null,null,null,null,null,null,null,null,null,null,null,null,null,null,null,null,null,null,null,null,null,null,null,null,null,null,null,null,null,null,null,null,null,null,null,null,null,null,"９－３．修正理由"]
[]
[null,null,null,null,null,null,null,null,null,null,null,null,null,null,null,null,null,null,null,null,null,null,null,null,null,null,null,null,null,null,null,null,null,null,null,null,null,null,null,null,null,"■9-2に変更点の記載があればその理由を記載してください。\n　 無い場合には、記載不要です。"]
[]
[]
[]
[]
[]
[]
[]
[]
[]
[null,"９－４．修正方法",null,null,null,null,null,null,null,null,null,null,null,null,null,null,null,null,null,null,null,null,null,null,null,null,null,null,null,null,null,null,null,null,null,null,null,null,null,null,"９－４．修正方法"]
[]
[null,null,null,null,null,null,null,null,null,null,null,null,null,null,null,null,null,null,null,null,null,null,null,null,null,null,null,null,null,null,null,null,null,null,null,null,null,null,null,null,null,"■9-2に変更点の記載がある場合には、その修正方法を記載してください。\n　 無い場合には、記載不要です。"]

{"sheet":"対策個票3","index":32,"n_rows":490,"n_cols":100,"rows_kept":490,"cut":false,"hidden":false,"merged":[[476,1,486,36],[477,41,479,74],[488,1,498,36],[489,41,491,74],[448,1,448,21],[448,40,448,60],[452,1,462,36],[453,41,455,74],[464,1,474,36],[465,41,467,74],[412,1,422,36],[413,41,419,74],[424,1,434,36],[425,41,429,74],[437,1,446,36],[438,41,442,74],[384,1,384,21],[384,40,384,60],[387,77,402,79],[389,1,398,36],[389,41,398,74],[400,1,410,36],[401,41,405,74],[306,57,308,75],[321,1,321,21],[321,40,321,60],[324,1,382,36],[324,77,339,79],[326,41,333,74],[303,57,305,75],[306,1,308,4],[306,5,308,7],[306,8,308,13],[306,14,308,17],[306,18,308,36],[306,40,308,43],[306,44,308,46],[306,47,308,52],[306,53,308,56],[295,72,296,75],[303,1,305,4],[303,5,305,7],[303,8,305,13],[303,14,305,17],[303,18,305,36],[303,40,305,43],[303,44,305,46],[303,47,305,52],[303,53,305,56],[295,8,296,13],[295,17,296,20],[295,21,296,24],[295,25,296,28],[295,29,296,32],[295,33,296,36],[293,53,296,55],[293,56,294,59],[293,60,294,63],[293,64,294,67],[293,68,294,71],[293,72,294,75],[295,56,296,59],[295,60,296,63],[293,1,296,3],[293,4,296,7],[293,8,294,13],[293,14,296,16],[293,17,294,20],[293,21,294,24],[295,64,296,67],[295,68,296,71],[293,25,294,28],[293,29,294,32],[293,33,294,36],[293,40,296,42],[293,43,296,46],[293,47,294,52],[295,47,296,52],[286,68,287,71],[286,72,287,75],[289,1,292,3],[289,4,292,7],[289,8,290,13],[289,14,292,16],[289,17,292,36],[289,40,292,42],[289,43,292,46],[289,47,290,52],[289,53,292,55],[289,56,292,75],[291,8,292,13],[291,47,292,52],[284,68,285,71],[284,72,285,75],[286,8,287,13],[286,17,287,20],[286,21,287,24],[286,25,287,28],[286,29,287,32],[286,33,287,36],[286,47,287,52],[286,56,287,59],[284,33,285,36],[284,47,285,52],[284,53,287,55],[284,56,285,59],[284,60,285,63],[284,64,285,67],[286,60,287,63],[286,64,287,67],[284,8,285,13],[284,14,287,16],[284,17,285,20],[284,21,285,24],[284,25,285,28],[284,29,285,32],[280,8,281,13],[280,14,283,16],[280,17,283,36],[280,47,281,52],[280,53,283,55],[280,56,283,75],[282,8,283,13],[282,47,283,52],[277,50,278,55],[277,56,278,59],[277,60,278,63],[277,64,278,67],[277,68,278,71],[277,72,278,75],[277,11,278,16],[277,17,278,20],[277,21,278,24],[277,25,278,28],[277,29,278,32],[277,33,278,36],[271,72,271,73],[271,74,271,75],[272,17,273,36],[272,56,273,75],[275,11,276,16],[275,17,276,36],[275,50,276,55],[275,56,276,75],[271,60,271,61],[271,62,271,63],[271,64,271,65],[271,66,271,67],[271,68,271,69],[271,70,271,71],[271,29,271,30],[271,31,271,32],[271,33,271,34],[271,35,271,36],[271,56,271,57],[271,58,271,59],[270,68,270,69],[270,70,270,71],[270,72,270,73],[270,74,270,75],[271,17,271,18],[271,19,271,20],[271,21,271,22],[271,23,271,24],[271,25,271,26],[271,27,271,28],[270,56,270,57],[270,58,270,59],[270,60,270,61],[270,62,270,63],[270,64,270,65],[270,66,270,67],[270,33,270,34],[270,35,270,36],[270,44,270,46],[270,47,270,49],[270,50,270,52],[270,53,270,55],[270,21,270,22],[270,23,270,24],[270,25,270,26],[270,27,270,28],[270,29,270,30],[270,31,270,32],[270,5,270,7],[270,8,270,10],[270,11,270,13],[270,14,270,16],[270,17,270,18],[270,19,270,20],[266,21,266,24],[266,25,266,28],[266,29,266,32],[266,33,266,36],[268,56,269,75],[269,3,269,4],[269,5,269,10],[269,11,269,16],[269,42,269,43],[269,44,269,49],[269,50,269,55],[266,56,266,59],[266,60,266,63],[266,64,266,67],[266,68,266,71],[266,72,266,75],[268,5,268,10],[268,11,268,16],[268,17,269,36],[268,44,268,49],[268,50,268,55],[259,81,278,84],[261,1,262,1],[261,2,262,5],[261,6,262,23],[261,24,262,26],[261,27,262,36],[261,40,262,40],[261,41,262,44],[261,45,262,62],[261,63,262,65],[261,66,262,75],[264,17,264,36],[264,56,264,75],[265,17,265,20],[265,21,265,24],[265,25,265,28],[265,29,265,32],[265,33,265,36],[265,56,265,59],[265,60,265,63],[265,64,265,67],[265,68,265,71],[265,72,265,75],[266,17,266,20],[249,7,249,36],[249,46,249,75],[250,1,251,6],[250,7,251,36],[250,40,251,45],[250,46,251,75],[256,1,256,21],[256,40,256,60],[259,1,260,5],[259,6,260,23],[259,24,260,26],[259,27,260,36],[259,40,260,44],[259,45,260,62],[252,1,253,6],[252,7,253,36],[252,40,253,45],[252,46,253,75],[254,7,254,36],[254,46,254,75],[259,63,260,65],[259,66,260,75],[245,1,246,3],[245,4,246,13],[245,14,246,16],[245,17,246,36],[245,40,246,42],[245,43,246,52],[245,53,246,55],[245,56,246,75],[248,7,248,36],[248,46,248,75],[196,77,211,79],[237,46,237,53],[237,54,237,61],[237,62,237,69],[238,46,238,53],[238,54,238,61],[238,62,238,69],[235,46,235,53],[235,54,235,61],[235,62,235,69],[236,46,236,53],[236,54,236,61],[236,62,236,69],[197,1,218,36],[198,41,211,59],[220,1,220,36],[220,40,220,75],[221,1,242,36],[222,41,228,74],[229,41,229,47],[231,46,231,69],[232,46,232,53],[232,54,232,61],[232,62,232,69],[233,46,233,53],[233,54,233,61],[233,62,233,69],[234,46,234,53],[234,54,234,61],[234,62,234,69],[239,52,239,59],[240,52,240,59],[241,52,241,59],[169,1,179,36],[172,41,175,74],[181,1,191,36],[182,41,190,74],[193,1,193,21],[193,40,193,60],[139,1,149,36],[140,41,148,74],[140,77,155,79],[151,1,161,36],[151,41,161,74],[165,1,167,36],[166,41,166,74],[126,55,127,69],[126,70,127,75],[130,1,130,21],[130,40,130,60],[135,1,137,36],[135,41,137,74],[124,55,125,69],[124,70,125,75],[126,3,127,9],[126,10,127,12],[126,13,127,15],[126,16,127,30],[126,31,127,36],[126,42,127,48],[126,49,127,51],[126,52,127,54],[122,55,123,69],[122,70,123,75],[124,3,125,9],[124,10,125,12],[124,13,125,15],[124,16,125,30],[124,31,125,36],[124,42,125,48],[124,49,125,51],[124,52,125,54],[122,3,123,9],[122,10,123,12],[122,13,123,15],[122,16,123,30],[122,31,123,36],[122,42,123,48],[114,62,115,65],[114,66,115,69],[118,62,119,65],[118,66,119,69],[118,70,119,75],[120,3,121,15],[120,16,121,30],[120,31,121,36],[120,42,121,54],[120,55,121,69],[120,70,121,75],[118,16,119,22],[118,23,119,26],[118,27,119,30],[118,31,119,36],[118,55,119,61],[114,16,115,18],[114,19,115,22],[116,23,117,26],[116,27,117,30],[116,31,117,36],[116,42,117,48],[116,49,117,52],[116,53,117,54],[114,58,115,61],[112,31,113,36],[112,42,113,48],[112,49,113,52],[112,53,113,54],[114,55,115,57],[110,62,111,65],[110,66,111,69],[114,70,115,75],[116,3,117,9],[116,10,117,13],[116,14,117,15],[116,16,117,18],[116,19,117,22],[114,23,115,26],[114,27,115,30],[114,31,115,36],[114,42,115,48],[114,49,115,52],[114,53,115,54],[116,55,117,57],[116,58,117,61],[116,62,117,65],[116,66,117,69],[116,70,117,75],[110,70,111,75],[112,3,113,9],[112,10,113,13],[112,14,113,15],[112,16,113,18],[112,19,113,22],[110,27,111,30],[110,31,111,36],[110,40,127,41],[110,42,111,48],[110,49,111,52],[110,53,111,54],[122,49,123,51],[122,52,123,54],[112,55,113,57],[112,58,113,61],[112,62,113,65],[112,66,113,69],[112,70,113,75],[114,3,115,9],[114,10,115,13],[114,14,115,15],[112,23,113,26],[112,27,113,30],[106,77,112,79],[108,1,109,2],[108,3,109,9],[108,10,109,15],[108,16,109,22],[108,23,109,26],[108,62,109,65],[108,66,109,69],[108,70,109,75],[110,1,127,2],[110,3,111,9],[110,10,111,13],[110,14,111,15],[110,16,111,18],[110,19,111,22],[110,23,111,26],[108,27,109,30],[108,31,109,36],[108,40,109,41],[108,42,109,48],[108,49,109,54],[108,55,109,61],[110,55,111,57],[110,58,111,61],[103,55,104,69],[103,70,104,75],[105,3,106,9],[105,10,106,12],[105,13,106,15],[105,16,106,30],[105,31,106,36],[105,42,106,48],[105,49,106,51],[105,52,106,54],[105,55,106,69],[105,70,106,75],[103,3,104,9],[103,10,104,12],[103,13,104,15],[103,16,104,30],[103,31,104,36],[103,42,104,48],[101,3,102,9],[101,10,102,12],[101,13,102,15],[101,16,102,30],[101,31,102,36],[101,42,102,48],[99,3,100,15],[99,16,100,30],[99,31,100,36],[99,42,100,54],[99,55,100,69],[99,70,100,75],[95,70,96,75],[97,16,98,22],[97,23,98,26],[97,27,98,30],[97,31,98,36],[97,55,98,61],[97,62,98,65],[97,66,98,69],[97,70,98,75],[95,49,96,52],[95,53,96,54],[95,55,96,57],[95,58,96,61],[95,62,96,65],[95,66,96,69],[95,10,96,13],[95,14,96,15],[95,16,96,18],[95,19,96,22],[95,23,96,26],[95,27,96,30],[95,31,96,36],[95,42,96,48],[93,49,94,52],[92,77,104,79],[93,3,94,9],[93,10,94,13],[93,14,94,15],[93,16,94,18],[93,19,94,22],[93,23,94,26],[93,27,94,30],[93,31,94,36],[93,42,94,48],[91,53,92,54],[91,55,92,57],[91,58,92,61],[91,62,92,65],[91,66,92,69],[91,70,92,75],[91,3,92,9],[91,10,92,13],[91,14,92,15],[91,16,92,18],[91,19,92,22],[91,23,92,26],[93,70,94,75],[95,3,96,9],[89,62,90,65],[89,66,90,69],[89,70,90,75],[89,23,90,26],[89,27,90,30],[89,31,90,36],[89,40,106,41],[89,42,90,48],[89,49,90,52],[91,27,92,30],[91,31,92,36],[91,42,92,48],[91,49,92,52],[93,53,94,54],[93,55,94,57],[93,58,94,61],[93,62,94,65],[93,66,94,69],[101,49,102,51],[101,52,102,54],[101,55,102,69],[101,70,102,75],[103,49,104,51],[103,52,104,54],[87,23,88,26],[87,27,88,30],[87,31,88,36],[87,40,88,41],[87,42,88,48],[87,49,88,54],[89,53,90,54],[89,55,90,57],[89,58,90,61],[85,1,86,36],[85,40,86,75],[85,77,90,79],[86,81,86,85],[87,1,88,2],[87,3,88,9],[87,10,88,15],[87,16,88,22],[82,40,83,44],[82,45,83,47],[82,48,83,53],[82,54,83,59],[82,60,83,64],[82,65,83,67],[87,55,88,61],[87,62,88,65],[87,66,88,69],[87,70,88,75],[89,1,106,2],[89,3,90,9],[89,10,90,13],[89,14,90,15],[89,16,90,18],[89,19,90,22],[80,68,81,72],[80,73,81,75],[82,1,83,5],[82,6,83,8],[82,9,83,14],[82,15,83,20],[82,21,83,25],[82,26,83,28],[82,29,83,33],[82,34,83,36],[80,34,81,36],[80,40,81,44],[80,45,81,47],[80,48,81,53],[80,54,81,59],[80,60,81,67],[80,1,81,5],[80,6,81,8],[80,9,81,14],[80,15,81,20],[80,21,81,28],[80,29,81,33],[82,68,83,72],[82,73,83,75],[78,45,79,47],[78,48,79,53],[78,54,79,59],[78,60,79,67],[78,68,79,72],[78,73,79,75],[76,68,77,72],[76,73,77,75],[78,1,79,5],[78,6,79,8],[78,9,79,14],[78,15,79,20],[78,21,79,28],[78,29,79,33],[78,34,79,36],[78,40,79,44],[76,34,77,36],[76,45,77,47],[76,48,77,53],[76,54,77,54],[76,55,77,59],[76,60,77,67],[76,6,77,8],[76,9,77,14],[74,73,75,75],[72,63,73,65],[72,66,73,75],[74,1,77,5],[74,6,75,8],[74,9,75,14],[74,15,75,20],[74,21,75,28],[74,29,75,33],[74,34,75,36],[74,40,77,44],[76,15,77,15],[76,16,77,20],[76,21,77,28],[76,29,77,33],[74,45,75,47],[74,48,75,53],[74,54,75,59],[74,60,75,67],[74,68,75,72],[70,63,71,65],[70,66,71,75],[72,1,73,1],[72,2,73,5],[72,6,73,23],[72,24,73,26],[72,27,73,36],[72,40,73,40],[72,41,73,44],[72,45,73,62],[70,1,71,5],[70,6,71,23],[70,24,71,26],[70,27,71,36],[70,40,71,44],[70,45,71,62],[67,1,67,21],[67,40,67,60],[60,6,61,12],[60,13,61,14],[60,15,61,36],[60,45,61,51],[60,52,61,53],[60,54,61,75],[43,1,61,5],[43,6,43,14],[43,15,43,36],[46,45,47,51],[46,52,47,53],[46,54,47,75],[44,6,45,12],[44,13,45,14],[44,15,45,36],[44,45,45,51],[44,52,45,53],[44,54,45,75],[56,6,57,12],[56,13,57,14],[56,15,57,36],[56,45,57,51],[56,52,57,53],[56,54,57,75],[62,1,65,5],[62,6,65,36],[62,40,65,44],[62,45,65,75],[54,6,55,12],[54,13,55,14],[54,15,55,36],[54,45,55,51],[54,52,55,53],[54,54,55,75],[52,6,53,12],[52,13,53,14],[52,15,53,36],[52,45,53,51],[52,52,53,53],[52,54,53,75],[43,40,61,44],[43,45,43,53],[43,54,43,75],[46,6,47,12],[46,13,47,14],[46,15,47,36],[58,6,59,12],[58,13,59,14],[58,15,59,36],[58,45,59,51],[58,52,59,53],[58,54,59,75],[50,6,51,12],[50,13,51,14],[50,15,51,36],[50,45,51,51],[50,52,51,53],[50,54,51,75],[37,46,38,48],[37,49,38,75],[39,6,42,6],[39,7,40,9],[39,10,40,36],[39,45,42,45],[39,46,40,48],[39,49,40,75],[41,7,42,9],[41,10,42,36],[41,46,42,48],[41,49,42,75],[48,6,49,12],[48,13,49,14],[48,15,49,36],[48,45,49,51],[48,52,49,53],[48,54,49,75],[33,1,34,5],[33,6,34,9],[33,10,34,16],[33,17,34,20],[33,21,34,24],[33,25,34,31],[33,64,34,70],[33,71,34,75],[35,1,42,5],[35,6,38,6],[35,7,36,9],[35,10,36,36],[35,40,42,44],[35,45,38,45],[35,46,36,48],[35,49,36,75],[33,32,34,36],[33,40,34,44],[33,45,34,48],[33,49,34,55],[33,56,34,59],[33,60,34,63],[37,7,38,9],[37,10,38,36],[28,45,29,48],[28,49,29,55],[28,56,29,59],[28,60,29,63],[28,64,29,70],[28,71,29,75],[26,64,27,65],[26,66,27,75],[28,1,32,5],[28,6,29,9],[28,10,29,16],[28,17,29,20],[28,21,29,24],[28,25,29,31],[28,32,29,36],[28,40,32,44],[24,1,27,5],[30,6,32,9],[30,10,32,36],[30,45,32,48],[30,49,32,75],[24,60,25,61],[24,62,25,75],[26,6,27,7],[26,8,27,20],[26,21,27,24],[26,25,27,26],[26,27,27,36],[26,45,27,46],[26,47,27,59],[26,60,27,63],[24,8,25,20],[24,21,25,22],[24,23,25,36],[24,40,27,44],[24,47,25,59],[20,1,23,5],[20,6,23,36],[20,40,23,44],[20,45,23,75],[10,66,11,75],[12,1,13,5],[12,6,13,23],[12,24,13,26],[12,27,13,36],[12,40,13,44],[12,45,13,62],[12,63,13,65],[12,66,13,75],[8,66,9,75],[10,1,11,5],[10,6,11,23],[10,24,11,26],[10,27,11,36],[10,40,11,44],[10,45,11,62],[10,63,11,65],[16,1,19,5],[16,6,19,36],[16,40,19,44],[16,45,19,75],[8,1,9,1],[8,2,9,5],[8,6,9,23],[8,24,9,26],[8,27,9,36],[8,40,9,40],[8,41,9,44],[8,45,9,62],[8,63,9,65],[3,1,3,9],[3,10,3,21],[4,1,4,21],[6,1,7,5],[6,6,7,23],[6,24,7,36],[6,40,7,44],[6,45,7,62],[6,63,7,75]]}
[]
[]
[]
[null,{"$f":"IF(COUNTIF(表紙!J21,\"*診断*\"),\"4．診断報告書\",\"5．実施計画書\")","v":"4．診断報告書"},null,null,null,null,null,null,null,null,"---",null,null,null,null,null,null,null,null,null,null,null,null,null,null,null,null,null,null,null,null,null,null,null,null,null,null,null,null,null,"記入例及び注記",null,null,null,null,null,null,null,"セル色凡例",null,null,null,null,null,"直接入力",null,null,null,null,"選択",null,null,null,"自動計算",null,null,null,null,null,null,null,null,null,null,null,null,null,null,null,null,null,null,null,null,null,null,null,null,"セル色の表示／非表示"]
[null,"対策個票",null,null,null,null,null,null,null,null,null,null,null,null,null,null,null,null,null,null,null,null,null,null,null,null,null,null,null,null,null,null,null,null,null,null,null,null,null,null,"（セルのメモやテキストボックスによる注記は移動できます）",null,null,null,null,null,null,null,null,null,null,null,null,null,null,null,null,null,null,null,null,null,null,null,null,null,null,null,null,null,null,null,null,null,null,null,null,null,null,null,null,null,null,null,null,null,null,null,false]
[]
[null,"対策の種類\n[対策個票番号]",null,null,null,null,"対策名称",null,null,null,null,null,null,null,null,null,null,null,null,null,null,null,null,null,"対策メニュー番号・メニュー名",null,null,null,null,null,null,null,null,null,null,null,null,null,null,null,"対策の種類\n[対策個票番号]",null,null,null,null,"対策名称",null,null,null,null,null,null,null,null,null,null,null,null,null,null,null,null,null,"対策メニュー番号・メニュー名"]
[]
[null,{"$f":"RIGHT(CELL(\"filename\",B7),(LEN(CELL(\"filename\",B7))-FIND(\"票\",CELL(\"filename\",B7))))","v":"3"},{"$f":"IF(Y9=\"\",\"\",VLOOKUP(Y9,対策メニューリスト,3,FALSE))","v":""},null,null,null,null,null,null,null,null,null,null,null,null,null,null,null,null,null,null,null,null,null,null,null,null,{"$f":"IF(Y9=\"\",\"\",VLOOKUP(Y9,対策メニューリスト,2,FALSE))","v":""},null,null,null,null,null,null,null,null,null,null,null,null,6,"燃料転換",null,null,null,"ボイラーの燃料転換",null,null,null,null,null,null,null,null,null,null,null,null,null,null,null,null,null,12142,null,null,"重油焚きからガス焚きボイラへの燃料転換",null,null,null,null,null,null,null,null,null,null,null,null,null,null,null,null,null,null,null,null,null,null,null,"課題番号"]
[null,null,null,null,null,null,null,null,null,null,null,null,null,null,null,null,null,null,null,null,null,null,null,null,null,null,null,null,null,null,null,null,null,null,null,null,null,null,null,null,null,null,null,null,null,null,null,null,null,null,null,null,null,null,null,null,null,null,null,null,null,null,null,null,null,null,null,null,null,null,null,null,null,null,null,null,null,null,null,null,null,null,null,null,null,null,null,null,"(課題1)",null,{"$f":"MID(B19,2,3)","v":""}]
[null,"工程名",null,null,null,null,null,null,null,null,null,null,null,null,null,null,null,null,null,null,null,null,null,null,"対象/\n既存設備",null,null,null,null,null,null,null,null,null,null,null,null,null,null,null,"工程名",null,null,null,null,"原料加熱",null,null,null,null,null,null,null,null,null,null,null,null,null,null,null,null,null,"対象/\n既存設備",null,null,"重油焚き蒸気ボイラー",null,null,null,null,null,null,null,null,null,null,null,null,null,null,null,null,null,null,null,null,null,"(課題2)"]
[null,null,null,null,null,null,null,null,null,null,null,null,null,null,null,null,null,null,null,null,null,null,null,null,null,null,null,null,null,null,null,null,null,null,null,null,null,null,null,null,null,null,null,null,null,null,null,null,null,null,null,null,null,null,null,null,null,null,null,null,null,null,null,null,null,null,null,null,null,null,null,null,null,null,null,null,null,null,null,null,null,null,null,null,null,null,null,null,"(課題3)"]
[null,"システム／\n設備区分名",null,null,null,null,{"$f":"IF(Y9=\"\",\"\",VLOOKUP(Y9,対策メニューリスト,4,FALSE))","v":""},null,null,null,null,null,null,null,null,null,null,null,null,null,null,null,null,null,"導入設備",null,null,null,null,null,null,null,null,null,null,null,null,null,null,null,"システム／\n設備区分名",null,null,null,null,"蒸気システム",null,null,null,null,null,null,null,null,null,null,null,null,null,null,null,null,null,"導入設備",null,null,"ガス焚き蒸気ボイラー",null,null,null,null,null,null,null,null,null,null,null,null,null,null,null,null,null,null,null,null,null,"(課題4)"]
[null,null,null,null,null,null,null,null,null,null,null,null,null,null,null,null,null,null,null,null,null,null,null,null,null,null,null,null,null,null,null,null,null,null,null,null,null,null,null,null,null,null,null,null,null,null,null,null,null,null,null,null,null,null,null,null,null,null,null,null,null,null,null,null,null,null,null,null,null,null,null,null,null,null,null,null,null,null,null,null,null,null,null,null,null,null,null,null,"(課題5)"]
[null,null,null,null,null,null,null,null,null,null,null,null,null,null,null,null,null,null,null,null,null,null,null,null,null,null,null,null,null,null,null,null,null,null,null,null,null,null,null,null,null,null,null,null,null,null,null,null,null,null,null,null,null,null,null,null,null,null,null,null,null,null,null,null,null,null,null,null,null,null,null,null,null,null,null,null,null,null,null,null,null,null,null,null,null,null,null,null,"(課題6)"]
[null,"１．対策概要",null,null,null,null,null,null,null,null,null,null,null,null,null,null,null,null,null,null,null,null,null,null,null,null,null,null,null,null,null,null,null,null,null,null,null,null,null,null,"１．対策概要",null,null,null,null,null,null,null,null,null,null,null,null,null,null,null,null,null,null,null,null,null,null,null,null,null,null,null,null,null,null,null,null,null,null,null,null,null,null,null,null,null,null,null,null,null,null,null,"(課題7)"]
[null,"現状と課題",null,null,null,null,null,null,null,null,null,null,null,null,null,null,null,null,null,null,null,null,null,null,null,null,null,null,null,null,null,null,null,null,null,null,null,null,null,null,"現状と課題",null,null,null,null,"現用のボイラーが更新時期を超えている。またA重油を使用した蒸気ボイラーが使用されており、CO2排出量が過多となっている",null,null,null,null,null,null,null,null,null,null,null,null,null,null,null,null,null,null,null,null,null,null,null,null,null,null,null,null,null,null,null,null,null,null,null,null,null,null,null,null,null,null,"(課題8)"]
[null,null,null,null,null,null,null,null,null,null,null,null,null,null,null,null,null,null,null,null,null,null,null,null,null,null,null,null,null,null,null,null,null,null,null,null,null,null,null,null,null,null,null,null,null,null,null,null,null,null,null,null,null,null,null,null,null,null,null,null,null,null,null,null,null,null,null,null,null,null,null,null,null,null,null,null,null,null,null,null,null,null,null,null,null,null,null,null,"(課題9)"]
[null,null,null,null,null,null,null,null,null,null,null,null,null,null,null,null,null,null,null,null,null,null,null,null,null,null,null,null,null,null,null,null,null,null,null,null,null,null,null,null,null,null,null,null,null,null,null,null,null,null,null,null,null,null,null,null,null,null,null,null,null,null,null,null,null,null,null,null,null,null,null,null,null,null,null,null,null,null,null,null,null,null,null,null,null,null,null,null,"(課題10)"]
[null,null,null,null,null,null,null,null,null,null,null,null,null,null,null,null,null,null,null,null,null,null,null,null,null,null,null,null,null,null,null,null,null,null,null,null,null,null,null,null,null,null,null,null,null,null,null,null,null,null,null,null,null,null,null,null,null,null,null,null,null,null,null,null,null,null,null,null,null,null,null,null,null,null,null,null,null,null,null,null,null,null,null,null,null,null,null,null,"(課題11)"]
[null,"対策の概要",null,null,null,null,null,null,null,null,null,null,null,null,null,null,null,null,null,null,null,null,null,null,null,null,null,null,null,null,null,null,null,null,null,null,null,null,null,null,"対策の概要",null,null,null,null,"A重油焚きボイラーから気体燃料ボイラーに更新することで、熱効率向上による燃料使用量の削減、CO2排出量の削減を目指す",null,null,null,null,null,null,null,null,null,null,null,null,null,null,null,null,null,null,null,null,null,null,null,null,null,null,null,null,null,null,null,null,null,null,null,null,null,null,null,null,null,null,"(課題12)"]
[null,null,null,null,null,null,null,null,null,null,null,null,null,null,null,null,null,null,null,null,null,null,null,null,null,null,null,null,null,null,null,null,null,null,null,null,null,null,null,null,null,null,null,null,null,null,null,null,null,null,null,null,null,null,null,null,null,null,null,null,null,null,null,null,null,null,null,null,null,null,null,null,null,null,null,null,null,null,null,null,null,null,null,null,null,null,null,null,"(課題13)"]
[null,null,null,null,null,null,null,null,null,null,null,null,null,null,null,null,null,null,null,null,null,null,null,null,null,null,null,null,null,null,null,null,null,null,null,null,null,null,null,null,null,null,null,null,null,null,null,null,null,null,null,null,null,null,null,null,null,null,null,null,null,null,null,null,null,null,null,null,null,null,null,null,null,null,null,null,null,null,null,null,null,null,null,null,null,null,null,null,"(課題14)"]
[null,null,null,null,null,null,null,null,null,null,null,null,null,null,null,null,null,null,null,null,null,null,null,null,null,null,null,null,null,null,null,null,null,null,null,null,null,null,null,null,null,null,null,null,null,null,null,null,null,null,null,null,null,null,null,null,null,null,null,null,null,null,null,null,null,null,null,null,null,null,null,null,null,null,null,null,null,null,null,null,null,null,null,null,null,null,null,null,"(課題15)"]
[null,"対策の種別",null,null,null,null,null,null,"受診事業者からの診断要請あり",null,null,null,null,null,null,null,null,null,null,null,null,null,null,"設備寿命による交換提案",null,null,null,null,null,null,null,null,null,null,null,null,null,null,null,null,"対策の種別",null,null,null,null,null,null,"受診事業者からの診断要請あり",null,null,null,null,null,null,null,null,null,null,null,null,null,null,"設備寿命による交換提案",null,null,null,null,null,null,null,null,null,null,null,null,null,null,null,null,null,null,null,null,null,null,null,null,null,"(課題16)",null,false,{"$f":"IF(CM25=TRUE,\"○\",\"―\")","v":"―"},"診断要請"]
[null,null,null,null,null,null,null,null,null,null,null,null,null,null,null,null,null,null,null,null,null,null,null,null,null,null,null,null,null,null,null,null,null,null,null,null,null,null,null,null,null,null,null,null,null,null,null,null,null,null,null,null,null,null,null,null,null,null,null,null,null,null,null,null,null,null,null,null,null,null,null,null,null,null,null,null,null,null,null,null,null,null,null,null,null,null,null,null,"(課題17)",null,false,{"$f":"IF(CM26=TRUE,\"○\",\"―\")","v":"―"},"設備寿命"]
[null,null,null,null,null,null,null,null,"推奨対策",null,null,null,null,null,null,null,null,null,null,null,null,"DXシステム",null,null,null,null,null,"DXシステム計測結果に基づく対策",null,null,null,null,null,null,null,null,null,null,null,null,null,null,null,null,null,null,null,"推奨対策",null,null,null,null,null,null,null,null,null,null,null,null,"DXシステム",null,null,null,null,null,"DXシステム計測結果に基づく対策",null,null,null,null,null,null,null,null,null,null,null,null,null,null,null,null,null,null,null,null,null,"(課題18)",null,false,{"$f":"IF(CM27=TRUE,\"○\",\"―\")","v":"―"},"推奨対策"]
[null,null,null,null,null,null,null,null,null,null,null,null,null,null,null,null,null,null,null,null,null,null,null,null,null,null,null,null,null,null,null,null,null,null,null,null,null,null,null,null,null,null,null,null,null,null,null,null,null,null,null,null,null,null,null,null,null,null,null,null,null,null,null,null,null,null,null,null,null,null,null,null,null,null,null,null,null,null,null,null,null,null,null,null,null,null,null,null,"(課題19)",null,false,{"$f":"IF(CM28=TRUE,\"○\",\"―\")","v":"―"},"DX計測対策"]
[null,"対策の\n効果・効用",null,null,null,null,"CO2削減\n効果",null,null,null,{"$f":"IF(J75=\"\",\"\",J75)","v":0},null,null,null,null,null,null,"t-CO2/年",null,null,null,"運転コスト\n削減効果",null,null,null,{"$f":"IF(J79=\"\",\"\",J79)","v":0},null,null,null,null,null,null,"千円/年 (b)",null,null,null,null,null,null,null,"対策の\n効果・効用",null,null,null,null,"CO2削減\n効果",null,null,null,200.37600000000003,null,null,null,null,null,null,"t-CO2/年",null,null,null,"運転コスト\n削減効果",null,null,null,600,null,null,null,null,null,null,"千円/年 (b)",null,null,null,null,null,null,null,null,null,null,null,null,null,null,null,null,"(課題20)"]
[]
[null,null,null,null,null,null,"その他の\n効果・効用",null,null,null,null,null,null,null,null,null,null,null,null,null,null,null,null,null,null,null,null,null,null,null,null,null,null,null,null,null,null,null,null,null,null,null,null,null,null,"その他の\n効果・効用",null,null,null,"気体燃料に変更することにより燃焼時に発生するすすが低減されます。そのため、ボイラーの伝熱面が汚れにくくなり効率低下の防止につながります。また、定期的なスートブロー（すす吹き）等の作業回数を減らすことができます。"]
[]
[]
[null,"導入コストと投資回収年数",null,null,null,null,"導入コスト",null,null,null,{"$f":"IF(AD75=\"\",\"\",AD75)","v":0},null,null,null,null,null,null,"千円 (a)",null,null,null,"単純投資\n回収年数",null,null,null,{"$f":"IF(AD83=\"\",\"\",AD83)","v":"---"},null,null,null,null,null,null,"年 (a/b)",null,null,null,null,null,null,null,"導入コストと投資回収年数",null,null,null,null,"導入コスト",null,null,null,3000,null,null,null,null,null,null,"千円 (a)",null,null,null,"単純投資\n回収年数",null,null,null,5,null,null,null,null,null,null,"年 (a/b)"]
[]
[null,"活用可能な\n補助制度",null,null,null,null,1,"名称",null,null,null,null,null,null,null,null,null,null,null,null,null,null,null,null,null,null,null,null,null,null,null,null,null,null,null,null,null,null,null,null,"活用可能な\n補助制度",null,null,null,null,1,"名称",null,null,"環境省SHIFT事業 設備更新補助金",null,null,null,null,null,null,null,null,null,null,null,null,null,null,null,null,null,null,null,null,null,null,null,null,null,null,null,null,null,null,null,null,null,null,null,null,null,null,null,{"$f":"IF(OR(K36=\"\",COUNTIF(K36,\"*なし*\"),COUNTIF(K36,\"*無し*\")),0,1)","v":0}]
[]
[null,null,null,null,null,null,null,"概要",null,null,null,null,null,null,null,null,null,null,null,null,null,null,null,null,null,null,null,null,null,null,null,null,null,null,null,null,null,null,null,null,null,null,null,null,null,null,"概要"]
[]
[null,null,null,null,null,null,2,"名称",null,null,null,null,null,null,null,null,null,null,null,null,null,null,null,null,null,null,null,null,null,null,null,null,null,null,null,null,null,null,null,null,null,null,null,null,null,2,"名称",null,null,null,null,null,null,null,null,null,null,null,null,null,null,null,null,null,null,null,null,null,null,null,null,null,null,null,null,null,null,null,null,null,null,null,null,null,null,null,null,null,null,{"$f":"IF(OR(K40=\"\",COUNTIF(K40,\"*なし*\"),COUNTIF(K40,\"*無し*\")),0,1)","v":0}]
[null,null,null,null,null,null,null,null,null,null,null,null,null,null,null,null,null,null,null,null,null,null,null,null,null,null,null,null,null,null,null,null,null,null,null,null,null,null,null,null,null,null,null,null,null,null,null,null,null,null,null,null,null,null,null,null,null,null,null,null,null,null,null,null,null,null,null,null,null,null,null,null,null,null,null,null,null,null,null,null,null,null,null,null,null,null,null,null,"合計",{"$f":"SUM(CL36:CL40)","v":0}]
[null,null,null,null,null,null,null,"概要",null,null,null,null,null,null,null,null,null,null,null,null,null,null,null,null,null,null,null,null,null,null,null,null,null,null,null,null,null,null,null,null,null,null,null,null,null,null,"概要",null,null,null,null,null,null,null,null,null,null,null,null,null,null,null,null,null,null,null,null,null,null,null,null,null,null,null,null,null,null,null,null,null,null,null,null,null,null,null,null,null,"あり/なし",{"$f":"IF(CL41>=1,\"あり\",\"―\")","v":"―"}]
[]
[null,"制約条件\n（有り＝○）",null,null,null,null,"対策実施における制約条件",null,null,null,null,null,null,null,null,"備考（対応策等）",null,null,null,null,null,null,null,null,null,null,null,null,null,null,null,null,null,null,null,null,null,null,null,null,"制約条件\n（有り＝○）",null,null,null,null,"対策実施における制約条件",null,null,null,null,null,null,null,null,"備考（対応策等）"]
[null,null,null,null,null,null,"初期コスト",null,null,null,null,null,null,null,null,null,null,null,null,null,null,null,null,null,null,null,null,null,null,null,null,null,null,null,null,null,null,null,null,null,null,null,null,null,null,"初期コスト",null,null,null,null,null,null,"○",null,"既存設備の撤去費やガス引き込み費が必要です。補助金を利用することで初期費用の圧縮が可能です。",null,null,null,null,null,null,null,null,null,null,null,null,null,null,null,null,null,null,null,null,null,null,null,null,null,null,null,null,null,null,null,null,null,null,"制約条件の個数"]
[null,null,null,null,null,null,null,null,null,null,null,null,null,null,null,null,null,null,null,null,null,null,null,null,null,null,null,null,null,null,null,null,null,null,null,null,null,null,null,null,null,null,null,null,null,null,null,null,null,null,null,null,null,null,null,null,null,null,null,null,null,null,null,null,null,null,null,null,null,null,null,null,null,null,null,null,null,null,null,null,null,null,null,null,null,null,null,null,null,{"$f":"COUNTIF($N$45:$N$62,\"○\")","v":0}]
[null,null,null,null,null,null,"投資回収年数",null,null,null,null,null,null,null,null,null,null,null,null,null,null,null,null,null,null,null,null,null,null,null,null,null,null,null,null,null,null,null,null,null,null,null,null,null,null,"投資回収年数",null,null,null,null,null,null,"○",null,"ボイラー運転時間、都市ガス単価で変動します。",null,null,null,null,null,null,null,null,null,null,null,null,null,null,null,null,null,null,null,null,null,null,null,null,null,null,null,null,null,null,null,null,null,"○／―",{"$f":"IF(CL46>=1,\"あり\",\"―\")","v":"―"}]
[]
[null,null,null,null,null,null,"削減効果の不確実性",null,null,null,null,null,null,null,null,null,null,null,null,null,null,null,null,null,null,null,null,null,null,null,null,null,null,null,null,null,null,null,null,null,null,null,null,null,null,"削減効果の不確実性"]
[]
[null,null,null,null,null,null,"設置スペース",null,null,null,null,null,null,null,null,null,null,null,null,null,null,null,null,null,null,null,null,null,null,null,null,null,null,null,null,null,null,null,null,null,null,null,null,null,null,"設置スペース"]
[]
[null,null,null,null,null,null,"既存の設備・生産ラインへの適合",null,null,null,null,null,null,null,null,null,null,null,null,null,null,null,null,null,null,null,null,null,null,null,null,null,null,null,null,null,null,null,null,null,null,null,null,null,null,"既存の設備・生産ラインへの適合"]
[]
[null,null,null,null,null,null,"対策実施による操業への影響",null,null,null,null,null,null,null,null,null,null,null,null,null,null,null,null,null,null,null,null,null,null,null,null,null,null,null,null,null,null,null,null,null,null,null,null,null,null,"対策実施による操業への影響"]
[]
[null,null,null,null,null,null,"故障・不具合のリスク",null,null,null,null,null,null,null,null,null,null,null,null,null,null,null,null,null,null,null,null,null,null,null,null,null,null,null,null,null,null,null,null,null,null,null,null,null,null,"故障・不具合のリスク"]
[]
[null,null,null,null,null,null,"他の提案対策との相反性",null,null,null,null,null,null,null,null,null,null,null,null,null,null,null,null,null,null,null,null,null,null,null,null,null,null,null,null,null,null,null,null,null,null,null,null,null,null,"他の提案対策との相反性",null,null,null,null,null,null,"―"]
[]
[null,null,null,null,null,null,"その他",null,null,null,null,null,null,null,null,null,null,null,null,null,null,null,null,null,null,null,null,null,null,null,null,null,null,null,null,null,null,null,null,null,null,null,null,null,null,"その他"]
[]
[null,"補足・備考",null,null,null,null,null,null,null,null,null,null,null,null,null,null,null,null,null,null,null,null,null,null,null,null,null,null,null,null,null,null,null,null,null,null,null,null,null,null,"補足・備考"]
[]
[]
[]
[]
[null,{"$f":"\"対策個票\"&$B$9","v":"対策個票3"},null,null,null,null,null,null,null,null,null,null,null,null,null,null,null,null,null,null,null,null,null,null,null,null,null,null,null,null,null,null,null,null,null,null,null,null,null,null,"対策個票1"]
[]
[null,"２．削減効果根拠",null,null,null,null,null,null,null,null,null,null,null,null,null,null,null,null,null,null,null,null,null,null,null,null,null,null,null,null,null,null,null,null,null,null,null,null,null,null,"２．削減効果根拠"]
[null,"対策の種類\n[対策個票番号]",null,null,null,null,"対策名称",null,null,null,null,null,null,null,null,null,null,null,null,null,null,null,null,null,"対象/\n既存設備",null,null,{"$f":"IF($AB$11=\"\",\"\",$AB$11)","v":""},null,null,null,null,null,null,null,null,null,null,null,null,"対策の種類\n[対策個票番号]",null,null,null,null,"対策名称",null,null,null,null,null,null,null,null,null,null,null,null,null,null,null,null,null,"対象/\n既存設備",null,null,"重油焚き蒸気ボイラー"]
[]
[null,{"$f":"$B$9","v":"3"},{"$f":"IF($C$9=\"\",\"\",$C$9)","v":""},null,null,null,{"$f":"IF($G$9=\"\",\"\",$G$9)","v":""},null,null,null,null,null,null,null,null,null,null,null,null,null,null,null,null,null,"導入設備",null,null,{"$f":"IF($AB$13=\"\",\"\",$AB$13)","v":""},null,null,null,null,null,null,null,null,null,null,null,null,6,"燃料転換",null,null,null,"ボイラーの燃料転換",null,null,null,null,null,null,null,null,null,null,null,null,null,null,null,null,null,"導入設備",null,null,"ガス焚き蒸気ボイラー"]
[]
[null,"CO2削減効果",null,null,null,null,"削減量",null,null,{"$f":"X98-X119","v":0},null,null,null,null,null,"t-CO2/年(d)",null,null,null,null,null,"設備等導入コスト合計\n（工事費等込み）",null,null,null,null,null,null,null,{"$f":"SUM(AD77:AH82)","v":0},null,null,null,null,"千円(a)",null,null,null,null,null,"CO2削減効果",null,null,null,null,"削減量",null,null,200.37600000000003,null,null,null,null,null,"t-CO2/年(d)",null,null,null,null,null,"設備等導入コスト合計\n（工事費等込み）",null,null,null,null,null,null,null,3000,null,null,null,null,"千円(a)"]
[]
[null,null,null,null,null,null,"削減率",null,null,{"$f":"IFERROR(J75/'511脱炭素化計画'!$Q$11*100,\"---\")","v":0},null,null,null,null,null,"％","（工場・事業場基準年度排出量との比）",null,null,null,null,"（設備等名称・台数）",null,null,null,null,null,null,null,null,null,null,null,null,"千円",null,null,null,null,null,null,null,null,null,null,"削減率",null,null,16.698,null,null,null,null,null,"％","（工場・事業場基準年度排出量との比）",null,null,null,null,"ガス炊貫流ボイラー・\n1台",null,null,null,null,null,null,null,3000,null,null,null,null,"千円"]
[]
[null,"運転コスト\n削減効果",null,null,null,null,"削減額",null,null,{"$f":"AF106-AF127","v":0},null,null,null,null,null,"千円/年(b)",null,null,null,null,null,"（設備等名称・台数）",null,null,null,null,null,null,null,null,null,null,null,null,"千円",null,null,null,null,null,"運転コスト\n削減効果",null,null,null,null,"削減額",null,null,600,null,null,null,null,null,"千円/年(b)",null,null,null,null,null,"（設備等名称・台数）",null,null,null,null,null,null,null,null,null,null,null,null,"千円"]
[]
[null,"エネルギー\n削減効果",null,null,null,null,"削減量",null,null,{"$f":"CH95-CH102","v":0},null,null,null,null,null,"GJ換算値/年(e)",null,null,null,null,null,"（設備等名称・台数）",null,null,null,null,null,null,null,null,null,null,null,null,"千円",null,null,null,null,null,"エネルギー\n削減効果",null,null,null,null,"削減量",null,null,1070,null,null,null,null,null,"GJ換算値(e)",null,null,null,null,null,"（設備等名称・台数）",null,null,null,null,null,null,null,null,null,null,null,null,"千円"]
[]
[null,"脱炭素化指標（削減効果）",null,null,null,null,"(d)/(e)",null,null,{"$f":"IFERROR(J75/J81,\"---\")","v":"---"},null,null,null,null,null,"（GJ削減効果あたりのCO2削減効果）",null,null,null,null,null,"投資回収年数",null,null,null,null,"(a)/(b)",null,null,{"$f":"IFERROR(IF(AD75/J79<0,\"---\",AD75/J79),\"---\")","v":"---"},null,null,null,null,"年",null,null,null,null,null,"脱炭素化指標（削減効果）",null,null,null,null,"(d)/GJ",null,null,0.1872672897196262,null,null,null,null,null,"（GJ削減効果あたりのCO2削減効果）",null,null,null,null,null,"投資回収年数",null,null,null,null,"(a)/(b)",null,null,5,null,null,null,null,"年"]
[]
[]
[null,"削減効果の算出",null,null,null,null,null,null,null,null,null,null,null,null,null,null,null,null,null,null,null,null,null,null,null,null,null,null,null,null,null,null,null,null,null,null,null,null,null,null,"削減効果の算出",null,null,null,null,null,null,null,null,null,null,null,null,null,null,null,null,null,null,null,null,null,null,null,null,null,null,null,null,null,null,null,null,null,null,null,null,"※実施【前】と実施【計画】に分けることが難しい場合の注記\n\n「対策実施【前】」にエネルギー消費削減量を記載し、「対策実施【後】」は空欄としてください。"]
[null,null,null,null,null,null,null,null,null,null,null,null,null,null,null,null,null,null,null,null,null,null,null,null,null,null,null,null,null,null,null,null,null,null,null,null,null,null,null,null,null,null,null,null,null,null,null,null,null,null,null,null,null,null,null,null,null,null,null,null,null,null,null,null,null,null,null,null,null,null,null,null,null,null,null,null,null,null,null,null,null,"脱炭素化指標のための活動量のGJ換算値"]
[null,"前",null,"活動種別",null,null,null,null,null,null,"年間活動量",null,null,null,null,null,"変換係数",null,null,null,null,null,null,"CO2排出量\n(t-CO2/年)",null,null,null,"単価(千円)",null,null,null,"運転コスト\n(千円/年)",null,null,null,null,null,null,null,null,"前",null,"活動種別",null,null,null,null,null,null,"年間活動量",null,null,null,null,null,"変換係数",null,null,null,null,null,null,"CO2排出量\n(t-CO2/年)",null,null,null,"単価(千円)",null,null,null,"運転コスト\n(千円/年)"]
[null,null,null,null,null,null,null,null,null,null,null,null,null,null,null,null,null,null,null,null,null,null,null,null,null,null,null,null,null,null,null,null,null,null,null,null,null,null,null,null,null,null,null,null,null,null,null,null,null,null,null,null,null,null,null,null,null,null,null,null,null,null,null,null,null,null,null,null,null,null,null,null,null,null,null,null,null,null,null,null,null,"前"]
[{"$f":"IF($D90=\"\",\"\",VLOOKUP($D90,排出係数と単価2,10,FALSE))","v":""},"対策実施【前】",null,null,null,null,null,null,null,null,null,null,null,null,{"$f":"IF($D90=\"\",\"\",VLOOKUP($D90,排出係数と単価2,2,FALSE))","v":""},null,{"$f":"IF($D90=\"\",\"\",IF(A90=1,VLOOKUP($D90,排出係数と単価2,5,FALSE),VLOOKUP($D90,排出係数と単価2,3,FALSE)*VLOOKUP($D90,排出係数と単価2,5,FALSE)))","v":""},null,null,{"$f":"IF($D90=\"\",\"\",\"t-CO2/\"&$O90)","v":""},null,null,null,{"$f":"IF(OR(K90=\"\",Q90=\"\"),\"\",K90*Q90)","v":""},null,null,null,{"$f":"IF($D90=\"\",\"\",VLOOKUP($D90,排出係数と単価2,7,FALSE))","v":""},null,null,null,{"$f":"IF(OR(K90=\"\",AB90=\"\"),\"\",K90*AB90)","v":""},null,null,null,null,null,null,null,null,"対策実施【前】",null,"A重油",null,null,null,null,null,null,200,null,null,null,"kl",null,2.7096300000000002,null,null,"tCO2/kl",null,null,null,541.92600000000004,null,null,null,60,null,null,null,12000,null,null,null,null,null,null,null,null,null,null,"計算種別","活動種別","活動量","単位発熱量","GJ換算量"]
[null,null,null,null,null,null,null,null,null,null,null,null,null,null,null,null,null,null,null,null,null,null,null,null,null,null,null,null,null,null,null,null,null,null,null,null,null,null,null,null,null,null,null,null,null,null,null,null,null,null,null,null,null,null,null,null,null,null,null,null,null,null,null,null,null,null,null,null,null,null,null,null,null,null,null,null,null,null,null,null,null,{"$f":"A90","v":""},{"$f":"IF(COUNTIF($D90,\"*系統電力*\"),\"*系統電力*\",IF(COUNTIF($D90,\"*産業用蒸気*\"),\"*産業用蒸気*\",IF(COUNTIF($D90,\"*温水*\"),\"*温水*\",IF(COUNTIF($D90,\"*冷水*\"),\"*冷水*\",IF(COUNTIF($D90,\"*蒸気（産業用以外）*\"),\"*蒸気（産業用以外）*\",$D90)))))","v":0},{"$f":"K90","v":0},{"$f":"IFERROR(VLOOKUP($CE91,電力等のGJ換算係数,2,FALSE),IF(VLOOKUP($CE91,排出係数と単価1,3,FALSE)=\"\",\"\",VLOOKUP($CE91,排出係数と単価1,3,FALSE)))","v":{"$error":"#N/A"}},{"$f":"IFERROR(CF91*CG91,\"---\")","v":"---"}]
[{"$f":"IF($D92=\"\",\"\",VLOOKUP($D92,排出係数と単価2,10,FALSE))","v":""},null,null,null,null,null,null,null,null,null,null,null,null,null,{"$f":"IF($D92=\"\",\"\",VLOOKUP($D92,排出係数と単価2,2,FALSE))","v":""},null,{"$f":"IF($D92=\"\",\"\",IF(A92=1,VLOOKUP($D92,排出係数と単価2,5,FALSE),VLOOKUP($D92,排出係数と単価2,3,FALSE)*VLOOKUP($D92,排出係数と単価2,5,FALSE)))","v":""},null,null,{"$f":"IF($D92=\"\",\"\",\"t-CO2/\"&$O92)","v":""},null,null,null,{"$f":"IF(OR(K92=\"\",Q92=\"\"),\"\",K92*Q92)","v":""},null,null,null,{"$f":"IF($D92=\"\",\"\",VLOOKUP($D92,排出係数と単価2,7,FALSE))","v":""},null,null,null,{"$f":"IF(OR(K92=\"\",AB92=\"\"),\"\",K92*AB92)","v":""},null,null,null,null,null,null,null,null,null,null,null,null,null,null,null,null,null,null,null,null,null,null,null,"",null,null,"",null,null,null,"",null,null,null,"",null,null,null,"",null,null,null,null,null,null,null,null,null,null,{"$f":"A92","v":""},{"$f":"IF(COUNTIF($D92,\"*系統電力*\"),\"*系統電力*\",IF(COUNTIF($D92,\"*産業用蒸気*\"),\"*産業用蒸気*\",IF(COUNTIF($D92,\"*温水*\"),\"*温水*\",IF(COUNTIF($D92,\"*冷水*\"),\"*冷水*\",IF(COUNTIF($D92,\"*蒸気（産業用以外）*\"),\"*蒸気（産業用以外）*\",$D92)))))","v":0},{"$f":"K92","v":0},{"$f":"IFERROR(VLOOKUP($CE92,電力等のGJ換算係数,2,FALSE),IF(VLOOKUP($CE92,排出係数と単価1,3,FALSE)=\"\",\"\",VLOOKUP($CE92,排出係数と単価1,3,FALSE)))","v":{"$error":"#N/A"}},{"$f":"IFERROR(CF92*CG92,\"---\")","v":"---"}]
[null,null,null,null,null,null,null,null,null,null,null,null,null,null,null,null,null,null,null,null,null,null,null,null,null,null,null,null,null,null,null,null,null,null,null,null,null,null,null,null,null,null,null,null,null,null,null,null,null,null,null,null,null,null,null,null,null,null,null,null,null,null,null,null,null,null,null,null,null,null,null,null,null,null,null,null,null,"※「低炭素系統電力への変更」対策の場合の注記\n\n■実施【前】の活動の種別は、「系統電力」\n 　を選択してください。\n 　実施【計画】の活動の種別は、「系統電力\n 　切替先」を選択してください。\n\n■系統電力切替先は、排出係数が\n 　0.00025t-CO2/kWh未満（固定） の\n　 メニューのみが対象です。\n 　排出係数及び単価等の情報は、\n　  ［排出係数・単価表］にて入力して\n 　ください。\n\n",null,null,null,{"$f":"A94","v":""},{"$f":"IF(COUNTIF($D94,\"*系統電力*\"),\"*系統電力*\",IF(COUNTIF($D94,\"*産業用蒸気*\"),\"*産業用蒸気*\",IF(COUNTIF($D94,\"*温水*\"),\"*温水*\",IF(COUNTIF($D94,\"*冷水*\"),\"*冷水*\",IF(COUNTIF($D94,\"*蒸気（産業用以外）*\"),\"*蒸気（産業用以外）*\",$D94)))))","v":0},{"$f":"K94","v":0},{"$f":"IFERROR(VLOOKUP($CE93,電力等のGJ換算係数,2,FALSE),IF(VLOOKUP($CE93,排出係数と単価1,3,FALSE)=\"\",\"\",VLOOKUP($CE93,排出係数と単価1,3,FALSE)))","v":{"$error":"#N/A"}},"---"]
[{"$f":"IF($D94=\"\",\"\",VLOOKUP($D94,排出係数と単価2,10,FALSE))","v":""},null,null,null,null,null,null,null,null,null,null,null,null,null,{"$f":"IF($D94=\"\",\"\",VLOOKUP($D94,排出係数と単価2,2,FALSE))","v":""},null,{"$f":"IF($D94=\"\",\"\",IF(A94=1,VLOOKUP($D94,排出係数と単価2,5,FALSE),VLOOKUP($D94,排出係数と単価2,3,FALSE)*VLOOKUP($D94,排出係数と単価2,5,FALSE)))","v":""},null,null,{"$f":"IF($D94=\"\",\"\",\"t-CO2/\"&$O94)","v":""},null,null,null,{"$f":"IF(OR(K94=\"\",Q94=\"\"),\"\",K94*Q94)","v":""},null,null,null,{"$f":"IF($D94=\"\",\"\",VLOOKUP($D94,排出係数と単価2,7,FALSE))","v":""},null,null,null,{"$f":"IF(OR(K94=\"\",AB94=\"\"),\"\",K94*AB94)","v":""},null,null,null,null,null,null,null,null,null,null,null,null,null,null,null,null,null,null,null,null,null,null,null,"",null,null,"",null,null,null,"",null,null,null,"",null,null,null,"",null,null,null,null,null,null,null,null,null,null,{"$f":"A96","v":""},{"$f":"IF(COUNTIF($D96,\"*系統電力*\"),\"*系統電力*\",IF(COUNTIF($D96,\"*産業用蒸気*\"),\"*産業用蒸気*\",IF(COUNTIF($D96,\"*温水*\"),\"*温水*\",IF(COUNTIF($D96,\"*冷水*\"),\"*冷水*\",IF(COUNTIF($D96,\"*蒸気（産業用以外）*\"),\"*蒸気（産業用以外）*\",$D96)))))","v":0},{"$f":"K96","v":0},{"$f":"IFERROR(VLOOKUP($CE94,電力等のGJ換算係数,2,FALSE),IF(VLOOKUP($CE94,排出係数と単価1,3,FALSE)=\"\",\"\",VLOOKUP($CE94,排出係数と単価1,3,FALSE)))","v":{"$error":"#N/A"}},"---"]
[null,null,null,null,null,null,null,null,null,null,null,null,null,null,null,null,null,null,null,null,null,null,null,null,null,null,null,null,null,null,null,null,null,null,null,null,null,null,null,null,null,null,null,null,null,null,null,null,null,null,null,null,null,null,null,null,null,null,null,null,null,null,null,null,null,null,null,null,null,null,null,null,null,null,null,null,null,null,null,null,null,null,null,null,"合計",{"$f":"SUM(CH91:CH94)","v":0}]
[{"$f":"IF($D96=\"\",\"\",VLOOKUP($D96,排出係数と単価2,10,FALSE))","v":""},null,null,null,null,null,null,null,null,null,null,null,null,null,{"$f":"IF($D96=\"\",\"\",VLOOKUP($D96,排出係数と単価2,2,FALSE))","v":""},null,{"$f":"IF($D96=\"\",\"\",IF(A96=1,VLOOKUP($D96,排出係数と単価2,5,FALSE),VLOOKUP($D96,排出係数と単価2,3,FALSE)*VLOOKUP($D96,排出係数と単価2,5,FALSE)))","v":""},null,null,{"$f":"IF($D96=\"\",\"\",\"t-CO2/\"&$O96)","v":""},null,null,null,{"$f":"IF(OR(K96=\"\",Q96=\"\"),\"\",K96*Q96)","v":""},null,null,null,{"$f":"IF($D96=\"\",\"\",VLOOKUP($D96,排出係数と単価2,7,FALSE))","v":""},null,null,null,{"$f":"IF(OR(K96=\"\",AB96=\"\"),\"\",K96*AB96)","v":""},null,null,null,null,null,null,null,null,null,null,null,null,null,null,null,null,null,null,null,null,null,null,null,"",null,null,"",null,null,null,"",null,null,null,"",null,null,null,"",null,null,null,null,null,null,null,null,null,null,"計画"]
[null,null,null,null,null,null,null,null,null,null,null,null,null,null,null,null,null,null,null,null,null,null,null,null,null,null,null,null,null,null,null,null,null,null,null,null,null,null,null,null,null,null,null,null,null,null,null,null,null,null,null,null,null,null,null,null,null,null,null,null,null,null,null,null,null,null,null,null,null,null,null,null,null,null,null,null,null,null,null,null,null,"計算種別","活動種別","活動量","単位発熱量","GJ換算量"]
[null,null,null,null,null,null,null,null,null,null,null,null,null,null,null,null,"合計(f1)",null,null,null,null,null,null,{"$f":"SUM(X90:X97)","v":0},null,null,null,"合計",null,null,null,{"$f":"SUM(AF90:AF97)","v":0},null,null,null,null,null,null,null,null,null,null,null,null,null,null,null,null,null,null,null,null,null,null,null,"合計",null,null,null,null,null,null,541.92600000000004,null,null,null,"合計",null,null,null,12000,null,null,null,null,null,null,null,null,null,null,{"$f":"A111","v":""},{"$f":"IF(COUNTIF($D111,\"*系統電力*\"),\"*系統電力*\",IF(COUNTIF($D111,\"*産業用蒸気*\"),\"*産業用蒸気*\",IF(COUNTIF($D111,\"*温水*\"),\"*温水*\",IF(COUNTIF($D111,\"*冷水*\"),\"*冷水*\",IF(COUNTIF($D111,\"*蒸気（産業用以外）*\"),\"*蒸気（産業用以外）*\",$D111)))))","v":0},{"$f":"K111","v":0},{"$f":"IFERROR(VLOOKUP($CE98,電力等のGJ換算係数,2,FALSE),IF(VLOOKUP($CE98,排出係数と単価1,3,FALSE)=\"\",\"\",VLOOKUP($CE98,排出係数と単価1,3,FALSE)))","v":{"$error":"#N/A"}},{"$f":"IFERROR(CF98*CG98,\"---\")","v":"---"}]
[null,null,null,null,null,null,null,null,null,null,null,null,null,null,null,null,null,null,null,null,null,null,null,null,null,null,null,null,null,null,null,null,null,null,null,null,null,null,null,null,null,null,null,null,null,null,null,null,null,null,null,null,null,null,null,null,null,null,null,null,null,null,null,null,null,null,null,null,null,null,null,null,null,null,null,null,null,null,null,null,null,{"$f":"A113","v":""},{"$f":"IF(COUNTIF($D113,\"*系統電力*\"),\"*系統電力*\",IF(COUNTIF($D113,\"*産業用蒸気*\"),\"*産業用蒸気*\",IF(COUNTIF($D113,\"*温水*\"),\"*温水*\",IF(COUNTIF($D113,\"*冷水*\"),\"*冷水*\",IF(COUNTIF($D113,\"*蒸気（産業用以外）*\"),\"*蒸気（産業用以外）*\",$D113)))))","v":0},{"$f":"K113","v":0},{"$f":"IFERROR(VLOOKUP($CE99,電力等のGJ換算係数,2,FALSE),IF(VLOOKUP($CE99,排出係数と単価1,3,FALSE)=\"\",\"\",VLOOKUP($CE99,排出係数と単価1,3,FALSE)))","v":{"$error":"#N/A"}},{"$f":"IFERROR(CF99*CG99,\"---\")","v":"---"}]
[null,null,null,"脱炭素化指標（状況）",null,null,null,null,null,null,null,null,null,null,null,null,"その他の運転コスト\n（運転・管理費、用水費、薬品費等）",null,null,null,null,null,null,null,null,null,null,null,null,null,null,"その他運転コスト\n(千円/年)",null,null,null,null,null,null,null,null,null,null,"脱炭素化指標（状況）",null,null,null,null,null,null,null,null,null,null,null,null,"その他の運転コスト\n（運転・管理費、用水費、薬品費等）",null,null,null,null,null,null,null,null,null,null,null,null,null,null,"その他運転コスト\n(千円/年)",null,null,null,null,null,null,null,null,null,null,{"$f":"A115","v":""},{"$f":"IF(COUNTIF($D115,\"*系統電力*\"),\"*系統電力*\",IF(COUNTIF($D115,\"*産業用蒸気*\"),\"*産業用蒸気*\",IF(COUNTIF($D115,\"*温水*\"),\"*温水*\",IF(COUNTIF($D115,\"*冷水*\"),\"*冷水*\",IF(COUNTIF($D115,\"*蒸気（産業用以外）*\"),\"*蒸気（産業用以外）*\",$D115)))))","v":0},{"$f":"K115","v":0},{"$f":"IFERROR(VLOOKUP($CE100,電力等のGJ換算係数,2,FALSE),IF(VLOOKUP($CE100,排出係数と単価1,3,FALSE)=\"\",\"\",VLOOKUP($CE100,排出係数と単価1,3,FALSE)))","v":{"$error":"#N/A"}},"---"]
[null,null,null,null,null,null,null,null,null,null,null,null,null,null,null,null,null,null,null,null,null,null,null,null,null,null,null,null,null,null,null,null,null,null,null,null,null,null,null,null,null,null,null,null,null,null,null,null,null,null,null,null,null,null,null,null,null,null,null,null,null,null,null,null,null,null,null,null,null,null,null,null,null,null,null,null,null,null,null,null,null,{"$f":"A117","v":""},{"$f":"IF(COUNTIF($D117,\"*系統電力*\"),\"*系統電力*\",IF(COUNTIF($D117,\"*産業用蒸気*\"),\"*産業用蒸気*\",IF(COUNTIF($D117,\"*温水*\"),\"*温水*\",IF(COUNTIF($D117,\"*冷水*\"),\"*冷水*\",IF(COUNTIF($D117,\"*蒸気（産業用以外）*\"),\"*蒸気（産業用以外）*\",$D117)))))","v":0},{"$f":"K117","v":0},{"$f":"IFERROR(VLOOKUP($CE101,電力等のGJ換算係数,2,FALSE),IF(VLOOKUP($CE101,排出係数と単価1,3,FALSE)=\"\",\"\",VLOOKUP($CE101,排出係数と単価1,3,FALSE)))","v":{"$error":"#N/A"}},"---"]
[null,null,null,"CO2排出量(f1)",null,null,null,null,null,null,{"$f":"X98","v":0},null,null,"t-CO2/年",null,null,null,null,null,null,null,null,null,null,null,null,null,null,null,null,null,null,null,null,null,null,null,null,null,null,null,null,"CO2排出量(f1)",null,null,null,null,null,null,541.92600000000004,null,null,"t-CO2/年",null,null,"ボイラー定期点検費用",null,null,null,null,null,null,null,null,null,null,null,null,null,null,30,null,null,null,null,null,null,null,null,null,null,null,null,null,"合計",{"$f":"SUM(CH98:CH101)","v":0}]
[]
[null,null,null,"エネルギー消費量(g1)",null,null,null,null,null,null,{"$f":"CH95","v":0},null,null,"GJ換算値/年",null,null,null,null,null,null,null,null,null,null,null,null,null,null,null,null,null,null,null,null,null,null,null,null,null,null,null,null,"エネルギー消費量(g1)",null,null,null,null,null,null,7820,null,null,"GJ/年"]
[]
[null,null,null,"脱炭素化指標（状況）",null,null,null,null,null,null,{"$f":"IFERROR(K102/K104,\"---\")","v":"---"},null,null,"(f1)/(g1)",null,null,"運転コスト合計",null,null,null,null,null,null,null,null,null,null,null,null,null,null,{"$f":"AF98+AF102+AF104","v":0},null,null,null,null,null,null,null,null,null,null,"脱炭素化指標（状況）",null,null,null,null,null,null,6.93E-2,null,null,"(f1)/(g1)",null,null,"運転コスト合計",null,null,null,null,null,null,null,null,null,null,null,null,null,null,12030]
[null,null,null,null,null,null,null,null,null,null,null,null,null,null,null,null,null,null,null,null,null,null,null,null,null,null,null,null,null,null,null,null,null,null,null,null,null,null,null,null,null,null,null,null,null,null,null,null,null,null,null,null,null,null,null,null,null,null,null,null,null,null,null,null,null,null,null,null,null,null,null,null,null,null,null,null,null,"※活動種別「系統電力」に関する注記\n\n買電はすべて「系統電力」を選択してください。\n（「系統電力切替先」は低炭素系統電力への変更対策を記述する際にのみ使用してください。）"]
[]
[null,"計画",null,"活動種別",null,null,null,null,null,null,"年間活動量",null,null,null,null,null,"変換係数",null,null,null,null,null,null,"CO2排出量\n(t-CO2/年)",null,null,null,"単価(千円)",null,null,null,"運転コスト\n(千円/年)",null,null,null,null,null,null,null,null,"計画",null,"活動種別",null,null,null,null,null,null,"年間活動量",null,null,null,null,null,"変換係数",null,null,null,null,null,null,"CO2排出量\n(t-CO2/年)",null,null,null,"単価(千円)",null,null,null,"運転コスト\n(千円/年)"]
[]
[{"$f":"IF($D111=\"\",\"\",VLOOKUP($D111,排出係数と単価2,10,FALSE))","v":""},"対策実施【計画】",null,null,null,null,null,null,null,null,null,null,null,null,{"$f":"IF($D111=\"\",\"\",VLOOKUP($D111,排出係数と単価2,2,FALSE))","v":""},null,{"$f":"IF($D111=\"\",\"\",IF(A111=1,VLOOKUP($D111,排出係数と単価2,5,FALSE),VLOOKUP($D111,排出係数と単価2,3,FALSE)*VLOOKUP($D111,排出係数と単価2,5,FALSE)))","v":""},null,null,{"$f":"IF($D111=\"\",\"\",\"t-CO2/\"&$O111)","v":""},null,null,null,{"$f":"IF(OR(K111=\"\",Q111=\"\"),\"\",K111*Q111)","v":""},null,null,null,{"$f":"IF($D111=\"\",\"\",VLOOKUP($D111,排出係数と単価2,7,FALSE))","v":""},null,null,null,{"$f":"IF(OR(K111=\"\",AB111=\"\"),\"\",K111*AB111)","v":""},null,null,null,null,null,null,null,null,"対策実施【計画】",null,"都市ガス",null,null,null,null,null,null,150,null,null,null,"千Nm3",null,2.2770000000000001,null,null,"t-CO2/千Nm3",null,null,null,341.55,null,null,null,76,null,null,null,11400]
[]
[{"$f":"IF($D113=\"\",\"\",VLOOKUP($D113,排出係数と単価2,10,FALSE))","v":""},null,null,null,null,null,null,null,null,null,null,null,null,null,{"$f":"IF($D113=\"\",\"\",VLOOKUP($D113,排出係数と単価2,2,FALSE))","v":""},null,{"$f":"IF($D113=\"\",\"\",IF(A113=1,VLOOKUP($D113,排出係数と単価2,5,FALSE),VLOOKUP($D113,排出係数と単価2,3,FALSE)*VLOOKUP($D113,排出係数と単価2,5,FALSE)))","v":""},null,null,{"$f":"IF($D113=\"\",\"\",\"t-CO2/\"&$O113)","v":""},null,null,null,{"$f":"IF(OR(K113=\"\",Q113=\"\"),\"\",K113*Q113)","v":""},null,null,null,{"$f":"IF($D113=\"\",\"\",VLOOKUP($D113,排出係数と単価2,7,FALSE))","v":""},null,null,null,{"$f":"IF(OR(K113=\"\",AB113=\"\"),\"\",K113*AB113)","v":""},null,null,null,null,null,null,null,null,null,null,null,null,null,null,null,null,null,null,null,null,null,"",null,"",null,null,"",null,null,null,"",null,null,null,"",null,null,null,""]
[]
[{"$f":"IF($D115=\"\",\"\",VLOOKUP($D115,排出係数と単価2,10,FALSE))","v":""},null,null,null,null,null,null,null,null,null,null,null,null,null,{"$f":"IF($D115=\"\",\"\",VLOOKUP($D115,排出係数と単価2,2,FALSE))","v":""},null,{"$f":"IF($D115=\"\",\"\",IF(A115=1,VLOOKUP($D115,排出係数と単価2,5,FALSE),VLOOKUP($D115,排出係数と単価2,3,FALSE)*VLOOKUP($D115,排出係数と単価2,5,FALSE)))","v":""},null,null,{"$f":"IF($D115=\"\",\"\",\"t-CO2/\"&$O115)","v":""},null,null,null,{"$f":"IF(OR(K115=\"\",Q115=\"\"),\"\",K115*Q115)","v":""},null,null,null,{"$f":"IF($D115=\"\",\"\",VLOOKUP($D115,排出係数と単価2,7,FALSE))","v":""},null,null,null,{"$f":"IF(OR(K115=\"\",AB115=\"\"),\"\",K115*AB115)","v":""},null,null,null,null,null,null,null,null,null,null,null,null,null,null,null,null,null,null,null,null,null,"",null,"",null,null,"",null,null,null,"",null,null,null,"",null,null,null,""]
[]
[{"$f":"IF($D117=\"\",\"\",VLOOKUP($D117,排出係数と単価2,10,FALSE))","v":""},null,null,null,null,null,null,null,null,null,null,null,null,null,{"$f":"IF($D117=\"\",\"\",VLOOKUP($D117,排出係数と単価2,2,FALSE))","v":""},null,{"$f":"IF($D117=\"\",\"\",IF(A117=1,VLOOKUP($D117,排出係数と単価2,5,FALSE),VLOOKUP($D117,排出係数と単価2,3,FALSE)*VLOOKUP($D117,排出係数と単価2,5,FALSE)))","v":""},null,null,{"$f":"IF($D117=\"\",\"\",\"t-CO2/\"&$O117)","v":""},null,null,null,{"$f":"IF(OR(K117=\"\",Q117=\"\"),\"\",K117*Q117)","v":""},null,null,null,{"$f":"IF($D117=\"\",\"\",VLOOKUP($D117,排出係数と単価2,7,FALSE))","v":""},null,null,null,{"$f":"IF(OR(K117=\"\",AB117=\"\"),\"\",K117*AB117)","v":""},null,null,null,null,null,null,null,null,null,null,null,null,null,null,null,null,null,null,null,null,null,"",null,"",null,null,"",null,null,null,"",null,null,null,"",null,null,null,""]
[]
[null,null,null,null,null,null,null,null,null,null,null,null,null,null,null,null,"合計(f2)",null,null,null,null,null,null,{"$f":"SUM(X111:X118)","v":0},null,null,null,"合計",null,null,null,{"$f":"SUM(AF111:AF118)","v":0},null,null,null,null,null,null,null,null,null,null,null,null,null,null,null,null,null,null,null,null,null,null,null,"合計",null,null,null,null,null,null,341.55,null,null,null,"合計",null,null,null,11400]
[]
[null,null,null,"脱炭素化指標（状況）",null,null,null,null,null,null,null,null,null,null,null,null,"その他の運転コスト\n（運転・管理費、用水費、薬品費等）",null,null,null,null,null,null,null,null,null,null,null,null,null,null,"その他運転コスト\n(千円/年)",null,null,null,null,null,null,null,null,null,null,"脱炭素化指標（状況）",null,null,null,null,null,null,null,null,null,null,null,null,"その他の運転コスト\n（運転・管理費、用水費、薬品費等）",null,null,null,null,null,null,null,null,null,null,null,null,null,null,"その他運転コスト\n(千円/年)"]
[]
[null,null,null,"CO2排出量(f2)",null,null,null,null,null,null,{"$f":"X119","v":0},null,null,"t-CO2/年",null,null,null,null,null,null,null,null,null,null,null,null,null,null,null,null,null,null,null,null,null,null,null,null,null,null,null,null,"CO2排出量(f2)",null,null,null,null,null,null,341.55,null,null,"t-CO2/年",null,null,"ボイラー定期点検費用",null,null,null,null,null,null,null,null,null,null,null,null,null,null,30]
[]
[null,null,null,"エネルギー消費量(g2)",null,null,null,null,null,null,{"$f":"CH102","v":0},null,null,"GJ換算値/年",null,null,null,null,null,null,null,null,null,null,null,null,null,null,null,null,null,null,null,null,null,null,null,null,null,null,null,null,"エネルギー消費量(g2)",null,null,null,null,null,null,6750,null,null,"GJ/年"]
[]
[null,null,null,"脱炭素化指標（状況）",null,null,null,null,null,null,{"$f":"IFERROR(K123/K125,\"---\")","v":"---"},null,null,"(f2)/(g2)",null,null,"運転コスト合計",null,null,null,null,null,null,null,null,null,null,null,null,null,null,{"$f":"AF119+AF123+AF125","v":0},null,null,null,null,null,null,null,null,null,null,"脱炭素化指標（状況）",null,null,null,null,null,null,5.0599999999999999E-2,null,null,"(f2)/(g2)",null,null,"運転コスト合計",null,null,null,null,null,null,null,null,null,null,null,null,null,null,11430]
[]
[]
[]
[null,{"$f":"\"対策個票\"&$B$9","v":"対策個票3"},null,null,null,null,null,null,null,null,null,null,null,null,null,null,null,null,null,null,null,null,null,null,null,null,null,null,null,null,null,null,null,null,null,null,null,null,null,null,"対策個票1"]
[]
[null,"３．年間活動量の算出根拠",null,null,null,null,null,null,null,null,null,null,null,null,null,null,null,null,null,null,null,null,null,null,null,null,null,null,null,null,null,null,null,null,null,null,null,null,null,null,"３．年間活動量の算出根拠"]
[null,"対策実施【前】",null,null,null,null,null,null,null,null,null,null,null,null,null,null,null,null,null,null,null,null,null,null,null,null,null,null,null,null,null,null,null,null,null,null,null,null,null,null,"対策実施【前】"]
[null,"３－１．活動量（エネルギー使用量）把握方法・計算方法の説明",null,null,null,null,null,null,null,null,null,null,null,null,null,null,null,null,null,null,null,null,null,null,null,null,null,null,null,null,null,null,null,null,null,null,null,null,null,null,"３－１．活動量（エネルギー使用量）把握方法・計算方法の説明"]
[null,null,null,null,null,null,null,null,null,null,null,null,null,null,null,null,null,null,null,null,null,null,null,null,null,null,null,null,null,null,null,null,null,null,null,null,null,null,null,null,null,"■要点を第三者が読んで理解できるように記述してください。\n■DXシステムによる計測結果に基づく対策の場合は、DXシステムを利用したことを明示してください。"]
[]
[]
[null,"３－２．活動量（エネルギー使用量）の計算",null,null,null,null,null,null,null,null,null,null,null,null,null,null,null,null,null,null,null,null,null,null,null,null,null,null,null,null,null,null,null,null,null,null,null,null,null,null,"３－２．活動量（エネルギー使用量）の計算"]
[]
[null,null,null,null,null,null,null,null,null,null,null,null,null,null,null,null,null,null,null,null,null,null,null,null,null,null,null,null,null,null,null,null,null,null,null,null,null,null,null,null,null,"※【他の記入欄にも共通する注意事項】\n\n■第三者が読んで理解できるように記述してください。\n\n■スペースが足りない場合には、[別紙]として新規シートを追加し、当該対策個票の別紙であることがわかるようなシート名称\n　 にして使用してください。記入欄には、別紙がある旨を明記してください。\n　 その他、※別紙シートを利用する場合の注記を参照してください。\n\n■「SHIFT事業CO2削減対策の効果算定ガイドライン」を参照してください。",null,null,null,null,null,null,null,null,null,null,null,null,null,null,null,null,null,null,null,null,null,null,null,null,null,null,null,null,null,null,null,null,null,null,null,"※別紙シートを利用する場合の注記\n\n■別紙を追加・添付する場合は、\n　 本シートの記入欄に別紙の要点を記載\n　 してください。\n\n■別紙への参照を記述する際は、\n　 「別紙のとおり」ではなく、\n 　「別紙XXの何ページ、何行目～何行目の\n　 記載(YY)のとおり」 （XX、YYは通し番号）\n 　とする等、参照箇所を明示してください。\n　 なお、\n　 該当する別紙や記載には対応する通し\n 　番号(XX、YY)を打ち、\n 　本文と、該当する別紙や記載が\n 　１対１に対応するようにしてください。"]
[]
[]
[]
[]
[]
[]
[]
[]
[]
[null,"３－３．活動量（エネルギー使用量）の計算で使用した各数値の説明・根拠",null,null,null,null,null,null,null,null,null,null,null,null,null,null,null,null,null,null,null,null,null,null,null,null,null,null,null,null,null,null,null,null,null,null,null,null,null,null,"３－３．活動量（エネルギー使用量）の計算で使用した各数値の説明・根拠"]
[null,null,null,null,null,null,null,null,null,null,null,null,null,null,null,null,null,null,null,null,null,null,null,null,null,null,null,null,null,null,null,null,null,null,null,null,null,null,null,null,null,"■当該施設の特性、使用条件であることがわかるように記載してください。類似の設備、たとえば「40W型」だけでは活動量\n　 の確認ができませんので、当該設備のメーカー名、型番、仕様を根拠として記載してください。\n\n■計測値を記載する場合には、結果だけではなく計測対象・期間・装置・条件を明記してください。\n\n■同一の設備や類似の設備が別の個票にもある場合には、他の個票との関係が１対１でわかるようにしてください。たとえ\n　 ば、個票1に各個票の同一の設備や類似の設備の相互の関係がわかる表を添付することが考えられます。\n\n■数値の単位はSI単位で記述するよう努めてください。たとえば、機器銘板がkcal/h表示の場合には、そのままcal単位を\n　 使い続けずに、初めにkWへの換算を記載した上で、以降はkWで説明を行ってください。\n\n■DXシステムによる計測結果に基づく対策の場合は、DXシステムの計測結果を提示してください。"]
[]
[]
[]
[]
[]
[]
[]
[]
[]
[]
[]
[null,"対策実施【計画】",null,null,null,null,null,null,null,null,null,null,null,null,null,null,null,null,null,null,null,null,null,null,null,null,null,null,null,null,null,null,null,null,null,null,null,null,null,null,"対策実施【計画】"]
[null,"３－４．活動量（エネルギー使用量）把握方法・計算方法の説明",null,null,null,null,null,null,null,null,null,null,null,null,null,null,null,null,null,null,null,null,null,null,null,null,null,null,null,null,null,null,null,null,null,null,null,null,null,null,"３－４．活動量（エネルギー使用量）把握方法・計算方法の説明"]
[]
[null,null,null,null,null,null,null,null,null,null,null,null,null,null,null,null,null,null,null,null,null,null,null,null,null,null,null,null,null,null,null,null,null,null,null,null,null,null,null,null,null,"■要点を第三者が読んで理解できるように記述してください。"]
[]
[null,"３－５．活動量（エネルギー使用量）の計算",null,null,null,null,null,null,null,null,null,null,null,null,null,null,null,null,null,null,null,null,null,null,null,null,null,null,null,null,null,null,null,null,null,null,null,null,null,null,"３－５．活動量（エネルギー使用量）の計算"]
[]
[]
[]
[null,null,null,null,null,null,null,null,null,null,null,null,null,null,null,null,null,null,null,null,null,null,null,null,null,null,null,null,null,null,null,null,null,null,null,null,null,null,null,null,null,"■上記３－２の注記にある【他の記入欄にも共通する注意事項】を参照してください。\n\n■数値シミュレーションを使用する場合には、シミュレーションの計算式や考え方に加え、計算条件が該当事業所の状況\n　 に合致していることがわかるように記載してください。"]
[]
[]
[]
[]
[]
[]
[]
[null,"３－６．活動量（エネルギー使用量）の計算で使用した各数値の説明・根拠",null,null,null,null,null,null,null,null,null,null,null,null,null,null,null,null,null,null,null,null,null,null,null,null,null,null,null,null,null,null,null,null,null,null,null,null,null,null,"３－６．活動量（エネルギー使用量）の計算で使用した各数値の説明・根拠"]
[]
[null,null,null,null,null,null,null,null,null,null,null,null,null,null,null,null,null,null,null,null,null,null,null,null,null,null,null,null,null,null,null,null,null,null,null,null,null,null,null,null,null,"■当該施設の特性、使用条件であることがわかるように記載してください。類似の設備、たとえば「40W型」だけでは活動量\n　 の確認ができませんので、当該設備のメーカー名、型番、仕様を根拠として記載してください。\n\n■計測値を記載する場合には、結果だけではなく計測対象・期間・装置・条件を明記してください。\n\n■同一の設備や類似の設備が別の個票にもある場合には、他の個票との関係が１対１でわかるようにしてください。たとえ\n　 ば、個票1に各個票の同一の設備や類似の設備の相互の関係がわかる表を添付することが考えられます。\n\n■数値の単位はSI単位で記述するよう努めてください。たとえば、機器銘板がkcal/h表示の場合には、そのままcal単位を\n　 使い続けずに、初めにkWへの換算を記載した上で、以降はkWで説明を行ってください。"]
[]
[]
[]
[]
[]
[]
[]
[]
[]
[]
[null,{"$f":"\"対策個票\"&$B$9","v":"対策個票3"},null,null,null,null,null,null,null,null,null,null,null,null,null,null,null,null,null,null,null,null,null,null,null,null,null,null,null,null,null,null,null,null,null,null,null,null,null,null,"対策個票1"]
[]
[null,"４．実施方法",null,null,null,null,null,null,null,null,null,null,null,null,null,null,null,null,null,null,null,null,null,null,null,null,null,null,null,null,null,null,null,null,null,null,null,null,null,null,"４．実施方法"]
[null,"４－１．実施手順/実施に関する注意事項",null,null,null,null,null,null,null,null,null,null,null,null,null,null,null,null,null,null,null,null,null,null,null,null,null,null,null,null,null,null,null,null,null,null,null,null,null,null,"４－１．実施手順/実施に関する注意事項",null,null,null,null,null,null,null,null,null,null,null,null,null,null,null,null,null,null,null,null,null,null,null,null,null,null,null,null,null,null,null,null,null,null,null,null,"※別紙シートを利用する場合の注記\n\n■別紙を追加・添付する場合は、\n　 本シートの記入欄に別紙の要点を記載\n　 してください。\n\n■別紙への参照を記述する際は、\n　 「別紙のとおり」ではなく、\n 　「別紙XXの何ページ、何行目～何行目の\n　 記載(YY)のとおり」 （XX、YYは通し番号）\n 　とする等、参照箇所を明示してください。\n　 なお、\n　 該当する別紙や記載には対応する通し\n 　番号(XX、YY)を打ち、\n 　本文と、該当する別紙や記載が\n 　１対１に対応するようにしてください。"]
[]
[null,null,null,null,null,null,null,null,null,null,null,null,null,null,null,null,null,null,null,null,null,null,null,null,null,null,null,null,null,null,null,null,null,null,null,null,null,null,null,null,null,"■対策を具体的に進めるために必要な実施方法や手順を記載\n 　してください。\n 　例えば、\n　 ・運用改善対策の場合は、新たな運用規定の内容や、\n　　 周知の仕方など。\n　 ・設備導入対策の場合は、設備仕様や必要コスト、また国への\n 　　届出が必要な設備機器の場合には、その申請方法や申請の\n　　 タイミングなど。\n\n■スペースが足りない場合には、[別紙]として新規シートを追加し、\n　 当該対策個票の別紙であることがわかるようなシート名称にして\n 　使用してください。記入欄には、別紙がある旨を明記してください。\n　 その他、※別紙シートを利用する場合の注記を参照してください。"]
[]
[]
[]
[]
[]
[]
[]
[]
[]
[]
[]
[]
[]
[]
[]
[]
[]
[]
[]
[]
[]
[null,"４－２．［設備導入等］既存設備と導入設備の仕様（能力等）比較、及び導入設備の能力が適切であることの説明\n　　　　［運用改善等］対策実施前後の運用条件の比較、及び対策が問題なく実行できることの説明",null,null,null,null,null,null,null,null,null,null,null,null,null,null,null,null,null,null,null,null,null,null,null,null,null,null,null,null,null,null,null,null,null,null,null,null,null,null,"４－２．［設備導入等］既存設備と導入設備の仕様（能力等）比較、及び導入設備の能力が適切であることの説明\n　　　　［運用改善等］対策実施前後の運用条件の比較、及び対策が問題なく実行できることの説明"]
[]
[null,null,null,null,null,null,null,null,null,null,null,null,null,null,null,null,null,null,null,null,null,null,null,null,null,null,null,null,null,null,null,null,null,null,null,null,null,null,null,null,null,"■既存設備と導入設備の能力（出力）が定量的に比較できるように記載してください。たとえば、設備導入前と設備導入後\n　 で能力比較ができる表（下記記入例参照）を記載してください。\n\n■特に、既存設備よりも導入設備の能力（出力）の方が大きくなる場合には、「別紙のとおり」だけでは確認困難なため、\n　 本欄と別紙の該当箇所とで１対１の対応がつくようにした上で、本欄に説明を記載してください。\n　 ※別紙シートを利用する場合の注記を参照してください。"]
[]
[]
[]
[]
[]
[]
[]
[]
[null,null,null,null,null,null,null,null,null,null,null,null,null,null,null,null,null,null,null,null,null,null,null,null,null,null,null,null,null,null,null,null,null,null,null,null,null,null,null,null,null,null,null,null,null,null,"記入例:重油炊きボイラーからガス炊きボイラーへの設備更新前後の仕様比較"]
[null,null,null,null,null,null,null,null,null,null,null,null,null,null,null,null,null,null,null,null,null,null,null,null,null,null,null,null,null,null,null,null,null,null,null,null,null,null,null,null,null,null,null,null,null,null,"項目",null,null,null,null,null,null,null,"設備導入前",null,null,null,null,null,null,null,"設備導入後"]
[null,null,null,null,null,null,null,null,null,null,null,null,null,null,null,null,null,null,null,null,null,null,null,null,null,null,null,null,null,null,null,null,null,null,null,null,null,null,null,null,null,null,null,null,null,null,"設備名",null,null,null,null,null,null,null,"重油炊きボイラー",null,null,null,null,null,null,null,"ガス炊きボイラー"]
[null,null,null,null,null,null,null,null,null,null,null,null,null,null,null,null,null,null,null,null,null,null,null,null,null,null,null,null,null,null,null,null,null,null,null,null,null,null,null,null,null,null,null,null,null,null,"台数",null,null,null,null,null,null,null,1,null,null,null,null,null,null,null,1]
[null,null,null,null,null,null,null,null,null,null,null,null,null,null,null,null,null,null,null,null,null,null,null,null,null,null,null,null,null,null,null,null,null,null,null,null,null,null,null,null,null,null,null,null,null,null,"燃料",null,null,null,null,null,null,null,"A重油",null,null,null,null,null,null,null,"都市ガス"]
[null,null,null,null,null,null,null,null,null,null,null,null,null,null,null,null,null,null,null,null,null,null,null,null,null,null,null,null,null,null,null,null,null,null,null,null,null,null,null,null,null,null,null,null,null,null,"相当蒸発量（kg/ｈ）",null,null,null,null,null,null,null,1000,null,null,null,null,null,null,null,1000]
[null,null,null,null,null,null,null,null,null,null,null,null,null,null,null,null,null,null,null,null,null,null,null,null,null,null,null,null,null,null,null,null,null,null,null,null,null,null,null,null,null,null,null,null,null,null,"設計効率（％）",null,null,null,null,null,null,null,90,null,null,null,null,null,null,null,97]
[null,null,null,null,null,null,null,null,null,null,null,null,null,null,null,null,null,null,null,null,null,null,null,null,null,null,null,null,null,null,null,null,null,null,null,null,null,null,null,null,null,null,null,null,null,null,"定格燃焼量（L/h）",null,null,null,null,null,null,null,68.3,null,null,null,null,null,null,null,57.3]
[]
[]
[]
[]
[]
[null,"４－３．法定耐用年数",null,null,null,null,null,null,null,null,null,null,null,null,null,null,null,null,null,null,null,null,null,null,null,null,null,null,null,null,null,null,null,null,null,null,null,null,null,null,"４－３．法定耐用年数"]
[null,"導入設備",null,null,{"$f":"IF($AB$13=\"\",\"\",$AB$13)","v":""},null,null,null,null,null,null,null,null,null,"用途・\n目的",null,null,null,null,null,null,null,null,null,null,null,null,null,null,null,null,null,null,null,null,null,null,null,null,null,"導入設備",null,null,"ガス焚き蒸気ボイラー",null,null,null,null,null,null,null,null,null,"用途・\n目的",null,null,"原料加熱"]
[]
[null,"耐用年数省令別表の記載事項",null,null,null,null,null,null,null,null,null,null,null,null,null,null,null,null,null,null,null,null,null,null,null,null,null,null,null,null,null,null,null,null,null,null,null,null,null,null,"耐用年数省令別表の記載事項"]
[null,"別表の名称",null,null,null,null,null,null,null,null,null,null,null,null,null,null,null,null,null,null,null,null,null,null,null,null,null,null,null,null,null,null,null,null,null,null,null,null,null,null,"別表の名称",null,null,null,null,null,"別表第２ 機械及び装置の耐用年数表"]
[null,"[種類]または[番号]",null,null,null,null,null,null,null,null,null,null,null,null,null,null,null,null,null,null,null,null,null,null,null,null,null,null,null,null,null,null,null,null,null,null,null,null,null,null,"[種類]または[番号]",null,null,null,null,null,1]
[null,"[構造又は用途]、または[設備の種類]",null,null,null,null,null,null,null,null,null,null,null,null,null,null,null,null,null,null,null,null,null,null,null,null,null,null,null,null,null,null,null,null,null,null,null,null,null,null,"[構造又は用途]、または[設備の種類]",null,null,null,null,null,"食料品製造業用設備"]
[]
[null,"細目",null,null,null,null,null,null,null,null,null,null,null,null,null,null,null,null,null,null,null,null,null,null,null,null,null,null,null,null,null,null,null,null,null,null,null,null,null,null,"細目",null,null,null,null,null,"---"]
[]
[null,"法定耐用年数 (年)",null,null,null,null,null,null,null,null,null,null,null,null,null,null,null,null,null,null,null,null,null,null,null,null,null,null,null,null,null,null,null,null,null,null,null,null,null,null,"法定耐用年数 (年)",null,null,null,null,null,10]
[]
[null,{"$f":"\"対策個票\"&$B$9","v":"対策個票3"},null,null,null,null,null,null,null,null,null,null,null,null,null,null,null,null,null,null,null,null,null,null,null,null,null,null,null,null,null,null,null,null,null,null,null,null,null,null,"対策個票1"]
[null,null,null,null,null,null,null,null,null,null,null,null,null,null,null,null,null,null,null,null,null,null,null,null,null,null,null,null,null,null,null,null,null,null,null,null,null,null,null,null,"※実施計画書Cを選択している場合、5ページ目（5.実施計画…）の作成は不要です。"]
[null,"５．実施計画、CO2削減計画、投資回収計画",null,null,null,null,null,null,null,null,null,null,null,null,null,null,null,null,null,null,null,null,null,null,null,null,null,null,null,null,null,null,null,null,null,null,null,null,null,null,"５．実施計画、CO2削減計画、投資回収計画"]
[null,"対策の種類\n[対策個票番号]",null,null,null,null,"対策名称",null,null,null,null,null,null,null,null,null,null,null,null,null,null,null,null,null,"対象/\n既存設備",null,null,{"$f":"IF($AB$11=\"\",\"\",$AB$11)","v":""},null,null,null,null,null,null,null,null,null,null,null,null,"対策の種類\n[対策個票番号]",null,null,null,null,"対策名称",null,null,null,null,null,null,null,null,null,null,null,null,null,null,null,null,null,"対象/\n既存設備",null,null,"重油焚き蒸気ボイラー",null,null,null,null,null,null,null,null,null,null,null,null,null,null,"※「完了時期」に関する注記\n\n■「完了時期」として選択する年月は、\n　 対策の運用準備が整い、\n　 翌月1日には対策による効果が発生している月\n　 としてください。\n　 対策の運用開始は、「完了」年月内あるいは翌月1日\n　 からのいずれの可能性もあります。\n 　段階的に設備を導入し利用を開始する対策（例：LED\n 　の導入）の場合には、すべての対象エリア（効果算定\n　 をした範囲）を考慮して完了年月を選択してください。\n\n　 例えば、\n 　・運用改善対策の場合は、\n　　 新たな運用の準備が完了した年月\n　　（完了月内または翌月1日から新運用が開始され、\n　　　翌月1日からCO2削減効果が発生している）。\n 　・設備導入対策の場合は、\n 　　施工や引き渡しが完了した年月\n　　（完了月内または翌月1日から新たに導入した設備\n　　の運転が開始され、翌月1日からCO2削減効果が\n　　発生している）。"]
[]
[null,{"$f":"$B$9","v":"3"},{"$f":"IF($C$9=\"\",\"\",$C$9)","v":""},null,null,null,{"$f":"IF($G$9=\"\",\"\",$G$9)","v":""},null,null,null,null,null,null,null,null,null,null,null,null,null,null,null,null,null,"導入設備",null,null,{"$f":"IF($AB$13=\"\",\"\",$AB$13)","v":""},null,null,null,null,null,null,null,null,null,null,null,null,6,"燃料転換",null,null,null,"ボイラーの燃料転換",null,null,null,null,null,null,null,null,null,null,null,null,null,null,null,null,null,"導入設備",null,null,"ガス焚き蒸気ボイラー"]
[]
[]
[null,null,null,null,null,null,null,null,null,null,null,null,null,null,null,null,null,"計画年度",null,null,null,null,null,null,null,null,null,null,null,null,null,null,null,null,null,null,null,null,null,null,null,null,null,null,null,null,null,null,null,null,null,null,null,null,null,null,"計画年度",null,null,null,null,null,null,null,null,null,null,null,null,null,null,null,null,null,null,null,null,null,null,null,null,null,null,null,null,null,null,null,"計画年度1",null,"計画年度2",null,"計画年度3",null,"計画年度4",null,"計画年度5"]
[null,null,null,null,null,null,null,null,null,null,null,null,null,null,null,null,null,{"$f":"IF('511脱炭素化計画'!$AQ24=\"\",\"\",'511脱炭素化計画'!$AQ24)","v":""},null,null,null,{"$f":"IF('511脱炭素化計画'!$AT24=\"\",\"\",'511脱炭素化計画'!$AT24)","v":"目標年度"},null,null,null,{"$f":"IF('511脱炭素化計画'!$AW24=\"\",\"\",'511脱炭素化計画'!$AW24)","v":""},null,null,null,{"$f":"IF('511脱炭素化計画'!$AZ24=\"\",\"\",'511脱炭素化計画'!$AZ24)","v":""},null,null,null,{"$f":"IF('511脱炭素化計画'!$BC24=\"\",\"\",'511脱炭素化計画'!$BC24)","v":""},null,null,null,null,null,null,null,null,null,null,null,null,null,null,null,null,null,null,null,null,null,null,"",null,null,null,"目標年度",null,null,null,null,null,null,null,"",null,null,null,null,null,null,null,null,null,null,null,null,null,null,null,null,null,null,null,{"$f":"$R$272","v":0},{"$f":"$T$272","v":0},{"$f":"$V$272","v":0},{"$f":"$X$272","v":0},{"$f":"$Z$272","v":0},{"$f":"$AB$272","v":0},{"$f":"$AD$272","v":0},{"$f":"$AF$272","v":0},{"$f":"$AH$272","v":0},{"$f":"$AJ$272","v":0}]
[null,null,null,null,null,null,null,null,null,null,null,null,null,null,null,null,null,{"$f":"IF('511脱炭素化計画'!$AQ25=\"\",\"\",'511脱炭素化計画'!$AQ25)","v":"令和6年度"},null,null,null,{"$f":"IF('511脱炭素化計画'!$AT25=\"\",\"\",'511脱炭素化計画'!$AT25)","v":"令和7年度"},null,null,null,{"$f":"IF('511脱炭素化計画'!$AW25=\"\",\"\",'511脱炭素化計画'!$AW25)","v":"令和8年度"},null,null,null,{"$f":"IF('511脱炭素化計画'!$AZ25=\"\",\"\",'511脱炭素化計画'!$AZ25)","v":"令和9年度"},null,null,null,{"$f":"IF('511脱炭素化計画'!$BC25=\"\",\"\",'511脱炭素化計画'!$BC25)","v":"令和10年度"},null,null,null,null,null,null,null,null,null,null,null,null,null,null,null,null,null,null,null,null,null,null,"令和6年度",null,null,null,"令和7年度",null,null,null,"令和8年度",null,null,null,"令和9年度",null,null,null,"令和10年度",null,null,null,null,null,null,null,null,null,null,null,null,null,null,null,{"$f":"$R$267","v":"令和6年度"},{"$f":"$R$267","v":"令和6年度"},{"$f":"$V$267","v":"令和7年度"},{"$f":"$V$267","v":"令和7年度"},{"$f":"$Z$267","v":"令和8年度"},{"$f":"$Z$267","v":"令和8年度"},{"$f":"$AD$267","v":"令和9年度"},{"$f":"$AD$267","v":"令和9年度"},{"$f":"$AH$267","v":"令和10年度"},{"$f":"$AH$267","v":"令和10年度"},{"$f":"\"令和\"&MID(CS267,3,2)+1&\"年度\"","v":"令和11年度"},{"$f":"\"令和\"&MID(CT267,3,2)+1&\"年度\"","v":"令和11年度"}]
[null,"５－１．実施計画",null,null,null,null,null,null,null,null,null,null,null,null,null,null,null,null,null,null,null,null,null,null,null,null,null,null,null,null,null,null,null,null,null,null,null,null,null,null,"５－１．実施計画"]
[null,null,null,null,null,"着手時期",null,null,null,null,null,"完了時期",null,null,null,null,null,"着手～完了期間",null,null,null,null,null,null,null,null,null,null,null,null,null,null,null,null,null,null,null,null,null,null,null,null,null,null,"着手時期",null,null,null,null,null,"完了時期",null,null,null,null,null,"着手～完了期間"]
[null,null,null,"年度",null,{"$f":"IFERROR(HLOOKUP(\"着手\",$CK$266:$CT$271,2,FALSE),\"\")","v":""},null,null,null,null,null,{"$f":"IFERROR(HLOOKUP(\"完了\",$CK$266:$CT$271,2,FALSE),\"\")","v":""},null,null,null,null,null,null,null,null,null,null,null,null,null,null,null,null,null,null,null,null,null,null,null,null,null,null,null,null,null,null,"年度",null,"令和6年度",null,null,null,null,null,"令和6年度",null,null,null,null,null,null,null,null,null,null,null,null,null,null,null,null,null,null,null,null,null,null,null,null,null,null,null,null,null,null,null,null,null,null,null,null,null,{"$f":"IF(CK271=0,\"---\",IF(OR(CK271=\"1月\",CK271=\"2月\",CK271=\"3月\"),LEFT(CM267,LEN(CM267)-1),LEFT(CK267,LEN(CK267)-1)))","v":"---"},"---","---","---","---","---","---","---","---","---"]
[null,null,null,"年","月",{"$f":"IFERROR(HLOOKUP(\"着手\",$CK$266:$CT$271,5,FALSE),\"\")","v":""},null,null,{"$f":"IFERROR(HLOOKUP(\"着手\",$CK$266:$CT$271,6,FALSE),\"\")","v":""},null,null,{"$f":"IFERROR(HLOOKUP(\"完了\",$CK$266:$CT$271,5,FALSE),\"\")","v":""},null,null,{"$f":"IFERROR(HLOOKUP(\"完了\",$CK$266:$CT$271,6,FALSE),\"\")","v":""},null,null,null,null,null,null,null,null,null,null,null,null,null,null,null,null,null,null,null,null,null,null,null,null,null,null,null,"年","月","令和6年",null,null,"9月",null,null,"令和7年",null,null,"1月",null,null,"9月",null,"1月",null,null,null,null,null,null,null,null,null,null,null,null,null,null,null,null,null,null,null,null,null,null,null,null,null,null,null,null,null,{"$f":"$R$271","v":0},{"$f":"$T$271","v":0},{"$f":"$V$271","v":0},{"$f":"$X$271","v":0},{"$f":"$Z$271","v":0},{"$f":"$AB$271","v":0},{"$f":"$AD$271","v":0},{"$f":"$AF$271","v":0},{"$f":"$AH$271","v":0},{"$f":"$AJ$271","v":0}]
[null,null,null,null,null,null,null,null,null,null,null,null,null,null,null,null,null,null,null,null,null,null,null,null,null,null,null,null,null,null,null,null,null,null,null,null,null,null,null,null,null,null,null,null,null,null,null,null,null,null,null,null,null,null,null,null,"着手",null,"完了"]
[null,null,null,null,null,null,null,null,null,null,null,null,null,null,null,null,null,null,null,null,null,null,null,null,null,null,null,null,null,null,null,null,null,null,null,null,null,null,null,null,null,null,null,null,null,null,null,null,null,null,null,null,null,null,null,null,"契約・設計：令和6年9月～、施工：令和6年12月～、完了：令和7年1月、運用開始：令和7年2月～"]
[]
[null,"５－２．CO2削減計画",null,null,null,null,null,null,null,null,null,null,null,null,null,null,null,null,null,null,null,null,null,null,null,null,null,null,null,null,null,null,null,null,null,null,"（単位：t-CO2/年）",null,null,null,"５－２．CO2削減計画",null,null,null,null,null,null,null,null,null,null,null,null,null,null,null,null,null,null,null,null,null,null,null,null,null,null,null,null,null,null,null,null,null,null,"（単位：t-CO2/年）"]
[null,null,null,null,null,null,null,null,null,null,null,"年間CO2削減量",null,null,null,null,null,"CO2削減量（年度単位）",null,null,null,null,null,null,null,null,null,null,null,null,null,null,null,null,null,null,null,null,null,null,null,null,null,null,null,null,null,null,null,null,"年間CO2削減量",null,null,null,null,null,"CO2削減量（年度単位）"]
[]
[null,null,null,null,null,null,null,null,null,null,null,{"$f":"IF(J75=\"\",\"\",J75)","v":0},null,null,null,null,null,null,null,null,null,{"$f":"IF(COUNTIF($R$272:$U$272,\"完了\"),$L$278,\"\")","v":""},null,null,null,{"$f":"IF($V278<>\"\",$L$278,IF(COUNTIF($V$272:$Y$272,\"完了\"),$L$278,\"\"))","v":""},null,null,null,{"$f":"IF($Z278<>\"\",$L$278,IF(COUNTIF($Z$272:$AC$272,\"完了\"),$L$278,\"\"))","v":""},null,null,null,{"$f":"IF($AD278<>\"\",$L$278,IF(COUNTIF($AD$272:$AG$272,\"完了\"),$L$278,\"\"))","v":""},null,null,null,null,null,null,null,null,null,null,null,null,null,null,null,null,200,null,null,null,null,null,null,null,null,null,200,null,null,null,200,null,null,null,200,null,null,null,200]
[]
[null,"５－３．投資回収計画（補助金利用なし）",null,null,null,null,null,null,null,null,null,null,null,null,null,null,null,null,null,null,null,null,null,null,null,null,null,null,null,null,null,null,null,null,null,null,"（単位：千円）",null,null,null,"５－３．投資回収計画（補助金利用なし）",null,null,null,null,null,null,null,null,null,null,null,null,null,null,null,null,null,null,null,null,null,null,null,null,null,null,null,null,null,null,null,null,null,null,"（単位：千円）"]
[null,null,null,null,null,null,null,null,"導入コスト(a)",null,null,null,null,null,"単純投資回収年数\n(a/b)",null,null,"投資額（上段）及び削減額（下段）",null,null,null,null,null,null,null,null,null,null,null,null,null,null,null,null,null,null,null,null,null,null,null,null,null,null,null,null,null,"導入コスト(a)",null,null,null,null,null,"単純投資回収年数\n(a/b)",null,null,"投資額（上段）及び削減額（下段）"]
[]
[null,null,null,null,null,null,null,null,"年間運転コスト削減額 (b)",null,null,null,null,null,null,null,null,null,null,null,null,null,null,null,null,null,null,null,null,null,null,null,null,null,null,null,null,null,null,null,null,null,null,null,null,null,null,"年間運転コスト削減額 (b)"]
[]
[null,null,null,null,null,null,null,null,{"$f":"IF(AD75=\"\",\"\",AD75)","v":0},null,null,null,null,null,{"$f":"IFERROR(IF(I285/I287<0,\"---\",I285/I287),\"---\")","v":"---"},null,null,null,null,null,null,null,null,null,null,null,null,null,null,null,null,null,null,null,null,null,null,null,null,null,null,null,null,null,null,null,null,3000,null,null,null,null,null,5,null,null,1500,null,null,null,1500]
[]
[null,null,null,null,null,null,null,null,{"$f":"IF(J79=\"\",\"\",J79)","v":0},null,null,null,null,null,null,null,null,null,null,null,null,{"$f":"IF(COUNTIF($R$272:$U$272,\"完了\"),$I$287,\"\")","v":""},null,null,null,{"$f":"IF($V287<>\"\",$I$287,IF(COUNTIF($V$272:$Y$272,\"完了\"),$I$287,\"\"))","v":""},null,null,null,{"$f":"IF($Z287<>\"\",$I$287,IF(COUNTIF($Z$272:$AC$272,\"完了\"),$I$287,\"\"))","v":""},null,null,null,{"$f":"IF($AD287<>\"\",$I$287,IF(COUNTIF($AD$272:$AG$272,\"完了\"),$I$287,\"\"))","v":""},null,null,null,null,null,null,null,null,null,null,null,null,null,600,null,null,null,null,null,null,null,null,null,null,null,null,600,null,null,null,600,null,null,null,600,null,null,null,600]
[]
[null,"５－４．投資回収計画（補助金利用あり）",null,null,null,null,null,null,null,null,null,null,null,null,null,null,null,null,null,null,null,null,null,null,null,null,null,null,null,null,null,null,null,null,null,null,"（単位：千円）",null,null,null,"５－４．投資回収計画（補助金利用あり）",null,null,null,null,null,null,null,null,null,null,null,null,null,null,null,null,null,null,null,null,null,null,null,null,null,null,null,null,null,null,null,null,null,null,"（単位：千円）"]
[null,"申請予定補助金",null,null,"その他資金\n(自己負担）",null,null,null,"導入コスト自己負担額 (c)",null,null,null,null,null,"単純投資回収年数\n(c)/(b)",null,null,"投資額（上段）及び削減額（下段）",null,null,null,null,null,null,null,null,null,null,null,null,null,null,null,null,null,null,null,null,null,null,"申請予定補助金",null,null,"その他資金\n(自己負担）",null,null,null,"導入コスト自己負担額 (c)",null,null,null,null,null,"単純投資回収年数\n(c/b)",null,null,"投資額（上段）及び削減額（下段）"]
[]
[null,null,null,null,null,null,null,null,"年間運転コスト削減額 (b)",null,null,null,null,null,null,null,null,null,null,null,null,null,null,null,null,null,null,null,null,null,null,null,null,null,null,null,null,null,null,null,null,null,null,null,null,null,null,"年間運転コスト削減額 (b)"]
[null,null,null,null,null,null,null,null,null,null,null,null,null,null,null,null,null,null,null,null,null,null,null,null,null,null,null,null,null,null,null,null,null,null,null,null,null,null,null,null,null,null,null,null,null,null,null,null,null,null,null,null,null,null,null,null,null,null,null,null,null,null,null,null,null,null,null,null,null,null,null,null,null,null,null,null,null,null,null,null,null,null,null,null,null,null,null,null,"補助金申請予定"]
[null,null,null,null,null,null,null,null,{"$f":"IF(I285=\"\",\"\",IF(OR($B294=\"\",$B294=\"予定なし\"),I285,\"\"))","v":0},null,null,null,null,null,{"$f":"IFERROR(IF(I294/I296<0,\"---\",I294/I296),\"---\")","v":"---"},null,null,{"$f":"IF(R285=\"\",\"\",IF(OR($B294=\"\",$B294=\"予定なし\"),R285,\"\"))","v":""},null,null,null,{"$f":"IF(V285=\"\",\"\",IF(OR($B294=\"\",$B294=\"予定なし\"),V285,\"\"))","v":""},null,null,null,{"$f":"IF(Z285=\"\",\"\",IF(OR($B294=\"\",$B294=\"予定なし\"),Z285,\"\"))","v":""},null,null,null,{"$f":"IF(AD285=\"\",\"\",IF(OR($B294=\"\",$B294=\"予定なし\"),AD285,\"\"))","v":""},null,null,null,{"$f":"IF(AH285=\"\",\"\",IF(OR($B294=\"\",$B294=\"予定なし\"),AH285,\"\"))","v":""},null,null,null,null,null,null,"国(SHIFT)",null,null,"金融機関からの借入金＆\n自己資金",null,null,null,2000,null,null,null,null,null,3.3,null,null,1000,null,null,null,1000,null,null,null,null,null,null,null,null,null,null,null,null,null,null,null,null,null,null,null,null,null,null,null,null,null,null,null,{"$f":"IF(OR(B294=\"\",COUNTIF(B294,\"*なし*\")),FALSE,TRUE)","v":false}]
[]
[null,null,null,null,null,null,null,null,{"$f":"IF(J79=\"\",\"\",J79)","v":0},null,null,null,null,null,null,null,null,null,null,null,null,{"$f":"IF(V287=\"\",\"\",V287)","v":""},null,null,null,{"$f":"IF(Z287=\"\",\"\",Z287)","v":""},null,null,null,{"$f":"IF(AD287=\"\",\"\",AD287)","v":""},null,null,null,{"$f":"IF(AH287=\"\",\"\",AH287)","v":""},null,null,null,null,null,null,null,null,null,null,null,null,null,600,null,null,null,null,null,null,null,null,null,null,null,null,{"$f":"IF(BI287=\"\",\"\",BI287)","v":600},null,null,null,{"$f":"IF(BM287=\"\",\"\",BM287)","v":600},null,null,null,{"$f":"IF(BQ287=\"\",\"\",BQ287)","v":600},null,null,null,{"$f":"IF(BU287=\"\",\"\",BU287)","v":600}]
[]
[null,"※","導入コスト自己負担額(c)＝導入コスト(a)から補助受給額を差し引いた金額",null,null,null,null,null,null,null,null,null,null,null,null,null,null,null,null,null,null,null,null,null,null,null,null,null,null,null,null,null,null,null,null,null,null,null,null,null,"※","導入コスト自己負担額＝導入コストから補助受給額を差し引いた金額"]
[null,"※","補助金申請の予定がない場合、「導入コスト自己負担額(c)」には「導入コスト(a)」と同じ金額が入ります。",null,null,null,null,null,null,null,null,null,null,null,null,null,null,null,null,null,null,null,null,null,null,null,null,null,null,null,null,null,null,null,null,null,null,null,null,null,"※","申請予定の補助金がない場合、「導入コスト自己負担額(c)」には「導入コスト(a)」と同じ金額が入ります。"]
[null,null,"また、「投資額及び削減額」も補助金を利用しない場合の投資回収計画と同じ金額が入ります。",null,null,null,null,null,null,null,null,null,null,null,null,null,null,null,null,null,null,null,null,null,null,null,null,null,null,null,null,null,null,null,null,null,null,null,null,null,null,"また、「投資額及び削減額」も補助金を利用しない場合の投資回収計画と同じ金額が入ります。"]
[]
[]
[null,"５－５．実施責任者・実施担当者",null,null,null,null,null,null,null,null,null,null,null,null,null,null,null,null,null,null,null,null,null,null,null,null,null,null,null,null,null,null,null,null,null,null,null,null,null,null,"５－５．実施責任者・実施担当者"]
[null,"実施責任者",null,null,null,"氏名",null,null,null,null,null,null,null,null,"所属・役職",null,null,null,null,null,null,null,null,null,null,null,null,null,null,null,null,null,null,null,null,null,null,null,null,null,"実施責任者",null,null,null,"氏名",null,null,null,null,null,null,null,null,"所属・役職"]
[]
[]
[null,"実施担当者",null,null,null,"氏名",null,null,null,null,null,null,null,null,"所属・役職",null,null,null,null,null,null,null,null,null,null,null,null,null,null,null,null,null,null,null,null,null,null,null,null,null,"実施担当者",null,null,null,"氏名",null,null,null,null,null,null,null,null,"所属・役職"]
[]
[]
[]
[]
[]
[]
[]
[]
[]
[]
[]
[]
[]
[]
[null,{"$f":"\"対策個票\"&$B$9","v":"対策個票3"},null,null,null,null,null,null,null,null,null,null,null,null,null,null,null,null,null,null,null,null,null,null,null,null,null,null,null,null,null,null,null,null,null,null,null,null,null,null,"対策個票1"]
[]
[null,"６．更新設備仕様・見積書",null,null,null,null,null,null,null,null,null,null,null,null,null,null,null,null,null,null,null,null,null,null,null,null,null,null,null,null,null,null,null,null,null,null,null,null,null,null,"６．更新設備仕様・見積書"]
[null,null,null,null,null,null,null,null,null,null,null,null,null,null,null,null,null,null,null,null,null,null,null,null,null,null,null,null,null,null,null,null,null,null,null,null,null,null,null,null,null,null,null,null,null,null,null,null,null,null,null,null,null,null,null,null,null,null,null,null,null,null,null,null,null,null,null,null,null,null,null,null,null,null,null,null,null,"※別紙シートを利用する場合の注記\n\n■別紙を追加・添付する場合は、\n　 本シートの記入欄に別紙の要点を記載\n　 してください。\n\n■別紙への参照を記述する際は、\n　 「別紙のとおり」ではなく、\n 　「別紙XXの何ページ、何行目～何行目の\n　 記載(YY)のとおり」 （XX、YYは通し番号）\n 　とする等、参照箇所を明示してください。\n　 なお、\n　 該当する別紙や記載には対応する通し\n 　番号(XX、YY)を打ち、\n 　本文と、該当する別紙や記載が\n 　１対１に対応するようにしてください。"]
[]
[null,null,null,null,null,null,null,null,null,null,null,null,null,null,null,null,null,null,null,null,null,null,null,null,null,null,null,null,null,null,null,null,null,null,null,null,null,null,null,null,null,"■当該設備のメーカー名、型番、仕様がわかるように記載してください。\n\n■報告時の活動量の把握に計測器を使用する場合は、そのメーカー名、型番、仕様もわかるように記載してください。\n\n■スペースが足りない場合には、[別紙]として新規シートを追加し、当該対策個票の別紙であることがわかるようなシート名称\n　 にして使用してください。その際、更新設備仕様・見積書の記入欄には、別紙がある旨を明記してください。\n   その他、※別紙シートを利用する場合の注記を参照してください。"]
[]
[]
[]
[]
[]
[]
[]
[]
[]
[]
[]
[]
[]
[]
[]
[]
[]
[]
[]
[]
[]
[]
[]
[]
[]
[]
[]
[]
[]
[]
[]
[]
[]
[]
[]
[]
[]
[]
[]
[]
[]
[]
[]
[]
[]
[]
[]
[]
[]
[]
[]
[]
[]
[]
[]
[]
[]
[null,{"$f":"\"対策個票\"&$B$9","v":"対策個票3"},null,null,null,null,null,null,null,null,null,null,null,null,null,null,null,null,null,null,null,null,null,null,null,null,null,null,null,null,null,null,null,null,null,null,null,null,null,null,"対策個票1"]
[null,null,null,null,null,null,null,null,null,null,null,null,null,null,null,null,null,null,null,null,null,null,null,null,null,null,null,null,null,null,null,null,null,null,null,null,null,null,null,null,"※実施計画書A/Bを選択している場合、7ページ目（7.報告時の…、8.導入した…）の作成は不要です。"]
[null,"７．報告時のCO2排出量算定のための活動量把握方法",null,null,null,null,null,null,null,null,null,null,null,null,null,null,null,null,null,null,null,null,null,null,null,null,null,null,null,null,null,null,null,null,null,null,null,null,null,null,"７．報告時のCO2排出量算定のための活動量把握方法"]
[null,"対策実施【後】",null,null,null,null,null,null,null,null,null,null,null,null,null,null,null,null,null,null,null,null,null,null,null,null,null,null,null,null,null,null,null,null,null,null,null,null,null,null,"対策実施【後】",null,null,null,null,null,null,null,null,null,null,null,null,null,null,null,null,null,null,null,null,null,null,null,null,null,null,null,null,null,null,null,null,null,null,null,null,"※別紙シートを利用する場合の注記\n\n■別紙を追加・添付する場合は、\n　 本シートの記入欄に別紙の要点を記載\n　 してください。\n\n■別紙への参照を記述する際は、\n　 「別紙のとおり」ではなく、\n 　「別紙XXの何ページ、何行目～何行目の\n　 記載(YY)のとおり」 （XX、YYは通し番号）\n 　とする等、参照箇所を明示してください。\n　 なお、\n　 該当する別紙や記載には対応する通し\n 　番号(XX、YY)を打ち、\n 　本文と、該当する別紙や記載が\n 　１対１に対応するようにしてください。"]
[null,"７－１．活動量（エネルギー使用量）把握方法・計算方法の説明",null,null,null,null,null,null,null,null,null,null,null,null,null,null,null,null,null,null,null,null,null,null,null,null,null,null,null,null,null,null,null,null,null,null,null,null,null,null,"７－１．活動量（エネルギー使用量）把握方法・計算方法の説明"]
[null,null,null,null,null,null,null,null,null,null,null,null,null,null,null,null,null,null,null,null,null,null,null,null,null,null,null,null,null,null,null,null,null,null,null,null,null,null,null,null,null,"■事業完了後に事業者が提出する「事業報告書」は、活動量を記入することでCO2排出量・削減量が自動計算されます。\n\n■事業報告時の活動量を事業者が算定できるように、わかりやすく記入してください。\n\n■スペースが足りない場合には、[別紙]として新規シートを追加し、当該対策個票の別紙であることがわかるようなシート名称\n　 にして使用してください。その際、更新設備仕様・見積書の記入欄には、別紙がある旨を明記してください。\n   その他、※別紙シートを利用する場合の注記を参照してください。\n\n■DXシステムによる計測結果を利用する場合は、DXシステムを利用することを明示してください。"]
[]
[]
[]
[]
[]
[]
[]
[]
[]
[null,"７－２．活動量（エネルギー使用量）の計算",null,null,null,null,null,null,null,null,null,null,null,null,null,null,null,null,null,null,null,null,null,null,null,null,null,null,null,null,null,null,null,null,null,null,null,null,null,null,"７－２．活動量（エネルギー使用量）の計算"]
[]
[null,null,null,null,null,null,null,null,null,null,null,null,null,null,null,null,null,null,null,null,null,null,null,null,null,null,null,null,null,null,null,null,null,null,null,null,null,null,null,null,null,"■活動量の計算式を記載する際には、7-3に示している数値も記載して、事業者が容易に計算できるように記載してくださ\n　 い。\n\n■[別紙]として新規シートを追加する場合は、7-1の注意を参照してください。"]
[]
[]
[]
[]
[]
[]
[]
[]
[]
[null,"７－３．活動量（エネルギー使用量）の計算で使用した各数値の説明・根拠",null,null,null,null,null,null,null,null,null,null,null,null,null,null,null,null,null,null,null,null,null,null,null,null,null,null,null,null,null,null,null,null,null,null,null,null,null,null,"７－３．活動量（エネルギー使用量）の計算で使用した各数値の説明・根拠"]
[]
[null,null,null,null,null,null,null,null,null,null,null,null,null,null,null,null,null,null,null,null,null,null,null,null,null,null,null,null,null,null,null,null,null,null,null,null,null,null,null,null,null,"■7-2に使用する数値すべて記載してください。\n　設備・機器固有の特性は、当該設備の具体的な数値の根拠とともにすべて本欄に示してください。\n\n■[別紙]として新規シートを追加する場合は、7-1の注意を参照してください。\n\n■DXシステムによる計測結果を利用する場合は、DXシステムを利用することを明示してください。"]
[]
[]
[]
[]
[]
[]
[]
[]
[]
[null,"７－４．活動量（エネルギー使用量）の計算で使用した各数値のうち、実績値を使用する数値の記録方法",null,null,null,null,null,null,null,null,null,null,null,null,null,null,null,null,null,null,null,null,null,null,null,null,null,null,null,null,null,null,null,null,null,null,null,null,null,null,"７－４．活動量（エネルギー使用量）の計算で使用した各数値のうち、実績値を使用する数値の記録方法"]
[]
[null,null,null,null,null,null,null,null,null,null,null,null,null,null,null,null,null,null,null,null,null,null,null,null,null,null,null,null,null,null,null,null,null,null,null,null,null,null,null,null,null,"■実績値を何から把握するのか、使用するデータの情報源（証憑となる書類）と数値の抽出・記録方法を\n　事業者が自ら対応できるように、平易かつ具体的に記載してください。（DXシステムによる計測結果を\n　利用する場合は、DXシステムからのデータ入手方法を明示してください。）\n\n■[別紙]として新規シートを追加する場合は、7-1の注意を参照してください。"]
[]
[]
[]
[]
[]
[]
[]
[]
[]
[]
[null,"８．導入した設備の効率的な運用方法",null,null,null,null,null,null,null,null,null,null,null,null,null,null,null,null,null,null,null,null,null,null,null,null,null,null,null,null,null,null,null,null,null,null,null,null,null,null,"８．導入した設備の効率的な運用方法"]
[]
[null,null,null,null,null,null,null,null,null,null,null,null,null,null,null,null,null,null,null,null,null,null,null,null,null,null,null,null,null,null,null,null,null,null,null,null,null,null,null,null,null,"■目標未達時には、事業者による効果的な運用改善が求められます。\n　そのため、設備導入後に考えられる効率的な運用方法を具体的に記載してください。\n\n■[別紙]として新規シートを追加する場合は、7-1の注意を参照してください。"]
[]
[]
[]
[]
[]
[]
[]
[]
[]
[null,{"$f":"\"対策個票\"&$B$9","v":"対策個票3"},null,null,null,null,null,null,null,null,null,null,null,null,null,null,null,null,null,null,null,null,null,null,null,null,null,null,null,null,null,null,null,null,null,null,null,null,null,null,"対策個票1"]
[null,null,null,null,null,null,null,null,null,null,null,null,null,null,null,null,null,null,null,null,null,null,null,null,null,null,null,null,null,null,null,null,null,null,null,null,null,null,null,null,"※実施計画書A/Bを選択している場合、8ページ目（9.既存診断…）の作成は不要です。"]
[null,"９．既存診断利用の場合の参照事項",null,null,null,null,null,null,null,null,null,null,null,null,null,null,null,null,null,null,null,null,null,null,null,null,null,null,null,null,null,null,null,null,null,null,null,null,null,null,"９．既存診断利用の場合の参照事項"]
[null,"９－１．既存診断報告書の該当対策",null,null,null,null,null,null,null,null,null,null,null,null,null,null,null,null,null,null,null,null,null,null,null,null,null,null,null,null,null,null,null,null,null,null,null,null,null,null,"９－１．既存診断報告書の該当対策"]
[]
[null,null,null,null,null,null,null,null,null,null,null,null,null,null,null,null,null,null,null,null,null,null,null,null,null,null,null,null,null,null,null,null,null,null,null,null,null,null,null,null,null,"■本対策の算定の元となった既存の診断報告書の対策がある場合には、該当する内容を記載してください。\n　 無い場合には、記載不要です。"]
[]
[]
[]
[]
[]
[]
[]
[]
[]
[null,"９－２．既存診断報告書からの修正事項",null,null,null,null,null,null,null,null,null,null,null,null,null,null,null,null,null,null,null,null,null,null,null,null,null,null,null,null,null,null,null,null,null,null,null,null,null,null,"９－２．既存診断報告書からの修正事項"]
[]
[null,null,null,null,null,null,null,null,null,null,null,null,null,null,null,null,null,null,null,null,null,null,null,null,null,null,null,null,null,null,null,null,null,null,null,null,null,null,null,null,null,"■9-1に記載の対策で、変更点があればその内容を記載してください。\n　 無い場合には、記載不要です。　"]
[]
[]
[]
[]
[]
[]
[]
[]
[]
[null,"９－３．修正理由",null,null,null,null,null,null,null,null,null,null,null,null,null,null,null,null,null,null,null,null,null,null,null,null,null,null,null,null,null,null,null,null,null,null,null,null,null,null,"９－３．修正理由"]
[]
[null,null,null,null,null,null,null,null,null,null,null,null,null,null,null,null,null,null,null,null,null,null,null,null,null,null,null,null,null,null,null,null,null,null,null,null,null,null,null,null,null,"■9-2に変更点の記載があればその理由を記載してください。\n　 無い場合には、記載不要です。"]
[]
[]
[]
[]
[]
[]
[]
[]
[]
[null,"９－４．修正方法",null,null,null,null,null,null,null,null,null,null,null,null,null,null,null,null,null,null,null,null,null,null,null,null,null,null,null,null,null,null,null,null,null,null,null,null,null,null,"９－４．修正方法"]
[]
[null,null,null,null,null,null,null,null,null,null,null,null,null,null,null,null,null,null,null,null,null,null,null,null,null,null,null,null,null,null,null,null,null,null,null,null,null,null,null,null,null,"■9-2に変更点の記載がある場合には、その修正方法を記載してください。\n　 無い場合には、記載不要です。"]

{"sheet":"対策個票4","index":33,"n_rows":490,"n_cols":100,"rows_kept":490,"cut":false,"hidden":false,"merged":[[476,1,486,36],[477,41,479,74],[488,1,498,36],[489,41,491,74],[448,1,448,21],[448,40,448,60],[452,1,462,36],[453,41,455,74],[464,1,474,36],[465,41,467,74],[412,1,422,36],[413,41,419,74],[424,1,434,36],[425,41,429,74],[437,1,446,36],[438,41,442,74],[384,1,384,21],[384,40,384,60],[387,77,402,79],[389,1,398,36],[389,41,398,74],[400,1,410,36],[401,41,405,74],[306,57,308,75],[321,1,321,21],[321,40,321,60],[324,1,382,36],[324,77,339,79],[326,41,333,74],[303,57,305,75],[306,1,308,4],[306,5,308,7],[306,8,308,13],[306,14,308,17],[306,18,308,36],[306,40,308,43],[306,44,308,46],[306,47,308,52],[306,53,308,56],[295,72,296,75],[303,1,305,4],[303,5,305,7],[303,8,305,13],[303,14,305,17],[303,18,305,36],[303,40,305,43],[303,44,305,46],[303,47,305,52],[303,53,305,56],[295,8,296,13],[295,17,296,20],[295,21,296,24],[295,25,296,28],[295,29,296,32],[295,33,296,36],[293,53,296,55],[293,56,294,59],[293,60,294,63],[293,64,294,67],[293,68,294,71],[293,72,294,75],[295,56,296,59],[295,60,296,63],[293,1,296,3],[293,4,296,7],[293,8,294,13],[293,14,296,16],[293,17,294,20],[293,21,294,24],[295,64,296,67],[295,68,296,71],[293,25,294,28],[293,29,294,32],[293,33,294,36],[293,40,296,42],[293,43,296,46],[293,47,294,52],[295,47,296,52],[286,68,287,71],[286,72,287,75],[289,1,292,3],[289,4,292,7],[289,8,290,13],[289,14,292,16],[289,17,292,36],[289,40,292,42],[289,43,292,46],[289,47,290,52],[289,53,292,55],[289,56,292,75],[291,8,292,13],[291,47,292,52],[284,68,285,71],[284,72,285,75],[286,8,287,13],[286,17,287,20],[286,21,287,24],[286,25,287,28],[286,29,287,32],[286,33,287,36],[286,47,287,52],[286,56,287,59],[284,33,285,36],[284,47,285,52],[284,53,287,55],[284,56,285,59],[284,60,285,63],[284,64,285,67],[286,60,287,63],[286,64,287,67],[284,8,285,13],[284,14,287,16],[284,17,285,20],[284,21,285,24],[284,25,285,28],[284,29,285,32],[280,8,281,13],[280,14,283,16],[280,17,283,36],[280,47,281,52],[280,53,283,55],[280,56,283,75],[282,8,283,13],[282,47,283,52],[277,50,278,55],[277,56,278,59],[277,60,278,63],[277,64,278,67],[277,68,278,71],[277,72,278,75],[277,11,278,16],[277,17,278,20],[277,21,278,24],[277,25,278,28],[277,29,278,32],[277,33,278,36],[271,72,271,73],[271,74,271,75],[272,17,273,36],[272,56,273,75],[275,11,276,16],[275,17,276,36],[275,50,276,55],[275,56,276,75],[271,60,271,61],[271,62,271,63],[271,64,271,65],[271,66,271,67],[271,68,271,69],[271,70,271,71],[271,29,271,30],[271,31,271,32],[271,33,271,34],[271,35,271,36],[271,56,271,57],[271,58,271,59],[270,68,270,69],[270,70,270,71],[270,72,270,73],[270,74,270,75],[271,17,271,18],[271,19,271,20],[271,21,271,22],[271,23,271,24],[271,25,271,26],[271,27,271,28],[270,56,270,57],[270,58,270,59],[270,60,270,61],[270,62,270,63],[270,64,270,65],[270,66,270,67],[270,33,270,34],[270,35,270,36],[270,44,270,46],[270,47,270,49],[270,50,270,52],[270,53,270,55],[270,21,270,22],[270,23,270,24],[270,25,270,26],[270,27,270,28],[270,29,270,30],[270,31,270,32],[270,5,270,7],[270,8,270,10],[270,11,270,13],[270,14,270,16],[270,17,270,18],[270,19,270,20],[266,21,266,24],[266,25,266,28],[266,29,266,32],[266,33,266,36],[268,56,269,75],[269,3,269,4],[269,5,269,10],[269,11,269,16],[269,42,269,43],[269,44,269,49],[269,50,269,55],[266,56,266,59],[266,60,266,63],[266,64,266,67],[266,68,266,71],[266,72,266,75],[268,5,268,10],[268,11,268,16],[268,17,269,36],[268,44,268,49],[268,50,268,55],[259,81,278,84],[261,1,262,1],[261,2,262,5],[261,6,262,23],[261,24,262,26],[261,27,262,36],[261,40,262,40],[261,41,262,44],[261,45,262,62],[261,63,262,65],[261,66,262,75],[264,17,264,36],[264,56,264,75],[265,17,265,20],[265,21,265,24],[265,25,265,28],[265,29,265,32],[265,33,265,36],[265,56,265,59],[265,60,265,63],[265,64,265,67],[265,68,265,71],[265,72,265,75],[266,17,266,20],[249,7,249,36],[249,46,249,75],[250,1,251,6],[250,7,251,36],[250,40,251,45],[250,46,251,75],[256,1,256,21],[256,40,256,60],[259,1,260,5],[259,6,260,23],[259,24,260,26],[259,27,260,36],[259,40,260,44],[259,45,260,62],[252,1,253,6],[252,7,253,36],[252,40,253,45],[252,46,253,75],[254,7,254,36],[254,46,254,75],[259,63,260,65],[259,66,260,75],[245,1,246,3],[245,4,246,13],[245,14,246,16],[245,17,246,36],[245,40,246,42],[245,43,246,52],[245,53,246,55],[245,56,246,75],[248,7,248,36],[248,46,248,75],[196,77,211,79],[237,46,237,53],[237,54,237,61],[237,62,237,69],[238,46,238,53],[238,54,238,61],[238,62,238,69],[235,46,235,53],[235,54,235,61],[235,62,235,69],[236,46,236,53],[236,54,236,61],[236,62,236,69],[197,1,218,36],[198,41,211,59],[220,1,220,36],[220,40,220,75],[221,1,242,36],[222,41,228,74],[229,41,229,47],[231,46,231,69],[232,46,232,53],[232,54,232,61],[232,62,232,69],[233,46,233,53],[233,54,233,61],[233,62,233,69],[234,46,234,53],[234,54,234,61],[234,62,234,69],[239,52,239,59],[240,52,240,59],[241,52,241,59],[169,1,179,36],[172,41,175,74],[181,1,191,36],[182,41,190,74],[193,1,193,21],[193,40,193,60],[139,1,149,36],[140,41,148,74],[140,77,155,79],[151,1,161,36],[151,41,161,74],[165,1,167,36],[166,41,166,74],[126,55,127,69],[126,70,127,75],[130,1,130,21],[130,40,130,60],[135,1,137,36],[135,41,137,74],[124,55,125,69],[124,70,125,75],[126,3,127,9],[126,10,127,12],[126,13,127,15],[126,16,127,30],[126,31,127,36],[126,42,127,48],[126,49,127,51],[126,52,127,54],[122,55,123,69],[122,70,123,75],[124,3,125,9],[124,10,125,12],[124,13,125,15],[124,16,125,30],[124,31,125,36],[124,42,125,48],[124,49,125,51],[124,52,125,54],[122,3,123,9],[122,10,123,12],[122,13,123,15],[122,16,123,30],[122,31,123,36],[122,42,123,48],[114,62,115,65],[114,66,115,69],[118,62,119,65],[118,66,119,69],[118,70,119,75],[120,3,121,15],[120,16,121,30],[120,31,121,36],[120,42,121,54],[120,55,121,69],[120,70,121,75],[118,16,119,22],[118,23,119,26],[118,27,119,30],[118,31,119,36],[118,55,119,61],[114,16,115,18],[114,19,115,22],[116,23,117,26],[116,27,117,30],[116,31,117,36],[116,42,117,48],[116,49,117,52],[116,53,117,54],[114,58,115,61],[112,31,113,36],[112,42,113,48],[112,49,113,52],[112,53,113,54],[114,55,115,57],[110,62,111,65],[110,66,111,69],[114,70,115,75],[116,3,117,9],[116,10,117,13],[116,14,117,15],[116,16,117,18],[116,19,117,22],[114,23,115,26],[114,27,115,30],[114,31,115,36],[114,42,115,48],[114,49,115,52],[114,53,115,54],[116,55,117,57],[116,58,117,61],[116,62,117,65],[116,66,117,69],[116,70,117,75],[110,70,111,75],[112,3,113,9],[112,10,113,13],[112,14,113,15],[112,16,113,18],[112,19,113,22],[110,27,111,30],[110,31,111,36],[110,40,127,41],[110,42,111,48],[110,49,111,52],[110,53,111,54],[122,49,123,51],[122,52,123,54],[112,55,113,57],[112,58,113,61],[112,62,113,65],[112,66,113,69],[112,70,113,75],[114,3,115,9],[114,10,115,13],[114,14,115,15],[112,23,113,26],[112,27,113,30],[106,77,112,79],[108,1,109,2],[108,3,109,9],[108,10,109,15],[108,16,109,22],[108,23,109,26],[108,62,109,65],[108,66,109,69],[108,70,109,75],[110,1,127,2],[110,3,111,9],[110,10,111,13],[110,14,111,15],[110,16,111,18],[110,19,111,22],[110,23,111,26],[108,27,109,30],[108,31,109,36],[108,40,109,41],[108,42,109,48],[108,49,109,54],[108,55,109,61],[110,55,111,57],[110,58,111,61],[103,55,104,69],[103,70,104,75],[105,3,106,9],[105,10,106,12],[105,13,106,15],[105,16,106,30],[105,31,106,36],[105,42,106,48],[105,49,106,51],[105,52,106,54],[105,55,106,69],[105,70,106,75],[103,3,104,9],[103,10,104,12],[103,13,104,15],[103,16,104,30],[103,31,104,36],[103,42,104,48],[101,3,102,9],[101,10,102,12],[101,13,102,15],[101,16,102,30],[101,31,102,36],[101,42,102,48],[99,3,100,15],[99,16,100,30],[99,31,100,36],[99,42,100,54],[99,55,100,69],[99,70,100,75],[95,70,96,75],[97,16,98,22],[97,23,98,26],[97,27,98,30],[97,31,98,36],[97,55,98,61],[97,62,98,65],[97,66,98,69],[97,70,98,75],[95,49,96,52],[95,53,96,54],[95,55,96,57],[95,58,96,61],[95,62,96,65],[95,66,96,69],[95,10,96,13],[95,14,96,15],[95,16,96,18],[95,19,96,22],[95,23,96,26],[95,27,96,30],[95,31,96,36],[95,42,96,48],[93,49,94,52],[92,77,104,79],[93,3,94,9],[93,10,94,13],[93,14,94,15],[93,16,94,18],[93,19,94,22],[93,23,94,26],[93,27,94,30],[93,31,94,36],[93,42,94,48],[91,53,92,54],[91,55,92,57],[91,58,92,61],[91,62,92,65],[91,66,92,69],[91,70,92,75],[91,3,92,9],[91,10,92,13],[91,14,92,15],[91,16,92,18],[91,19,92,22],[91,23,92,26],[93,70,94,75],[95,3,96,9],[89,62,90,65],[89,66,90,69],[89,70,90,75],[89,23,90,26],[89,27,90,30],[89,31,90,36],[89,40,106,41],[89,42,90,48],[89,49,90,52],[91,27,92,30],[91,31,92,36],[91,42,92,48],[91,49,92,52],[93,53,94,54],[93,55,94,57],[93,58,94,61],[93,62,94,65],[93,66,94,69],[101,49,102,51],[101,52,102,54],[101,55,102,69],[101,70,102,75],[103,49,104,51],[103,52,104,54],[87,23,88,26],[87,27,88,30],[87,31,88,36],[87,40,88,41],[87,42,88,48],[87,49,88,54],[89,53,90,54],[89,55,90,57],[89,58,90,61],[85,1,86,36],[85,40,86,75],[85,77,90,79],[86,81,86,85],[87,1,88,2],[87,3,88,9],[87,10,88,15],[87,16,88,22],[82,40,83,44],[82,45,83,47],[82,48,83,53],[82,54,83,59],[82,60,83,64],[82,65,83,67],[87,55,88,61],[87,62,88,65],[87,66,88,69],[87,70,88,75],[89,1,106,2],[89,3,90,9],[89,10,90,13],[89,14,90,15],[89,16,90,18],[89,19,90,22],[80,68,81,72],[80,73,81,75],[82,1,83,5],[82,6,83,8],[82,9,83,14],[82,15,83,20],[82,21,83,25],[82,26,83,28],[82,29,83,33],[82,34,83,36],[80,34,81,36],[80,40,81,44],[80,45,81,47],[80,48,81,53],[80,54,81,59],[80,60,81,67],[80,1,81,5],[80,6,81,8],[80,9,81,14],[80,15,81,20],[80,21,81,28],[80,29,81,33],[82,68,83,72],[82,73,83,75],[78,45,79,47],[78,48,79,53],[78,54,79,59],[78,60,79,67],[78,68,79,72],[78,73,79,75],[76,68,77,72],[76,73,77,75],[78,1,79,5],[78,6,79,8],[78,9,79,14],[78,15,79,20],[78,21,79,28],[78,29,79,33],[78,34,79,36],[78,40,79,44],[76,34,77,36],[76,45,77,47],[76,48,77,53],[76,54,77,54],[76,55,77,59],[76,60,77,67],[76,6,77,8],[76,9,77,14],[74,73,75,75],[72,63,73,65],[72,66,73,75],[74,1,77,5],[74,6,75,8],[74,9,75,14],[74,15,75,20],[74,21,75,28],[74,29,75,33],[74,34,75,36],[74,40,77,44],[76,15,77,15],[76,16,77,20],[76,21,77,28],[76,29,77,33],[74,45,75,47],[74,48,75,53],[74,54,75,59],[74,60,75,67],[74,68,75,72],[70,63,71,65],[70,66,71,75],[72,1,73,1],[72,2,73,5],[72,6,73,23],[72,24,73,26],[72,27,73,36],[72,40,73,40],[72,41,73,44],[72,45,73,62],[70,1,71,5],[70,6,71,23],[70,24,71,26],[70,27,71,36],[70,40,71,44],[70,45,71,62],[67,1,67,21],[67,40,67,60],[60,6,61,12],[60,13,61,14],[60,15,61,36],[60,45,61,51],[60,52,61,53],[60,54,61,75],[43,1,61,5],[43,6,43,14],[43,15,43,36],[46,45,47,51],[46,52,47,53],[46,54,47,75],[44,6,45,12],[44,13,45,14],[44,15,45,36],[44,45,45,51],[44,52,45,53],[44,54,45,75],[56,6,57,12],[56,13,57,14],[56,15,57,36],[56,45,57,51],[56,52,57,53],[56,54,57,75],[62,1,65,5],[62,6,65,36],[62,40,65,44],[62,45,65,75],[54,6,55,12],[54,13,55,14],[54,15,55,36],[54,45,55,51],[54,52,55,53],[54,54,55,75],[52,6,53,12],[52,13,53,14],[52,15,53,36],[52,45,53,51],[52,52,53,53],[52,54,53,75],[43,40,61,44],[43,45,43,53],[43,54,43,75],[46,6,47,12],[46,13,47,14],[46,15,47,36],[58,6,59,12],[58,13,59,14],[58,15,59,36],[58,45,59,51],[58,52,59,53],[58,54,59,75],[50,6,51,12],[50,13,51,14],[50,15,51,36],[50,45,51,51],[50,52,51,53],[50,54,51,75],[37,46,38,48],[37,49,38,75],[39,6,42,6],[39,7,40,9],[39,10,40,36],[39,45,42,45],[39,46,40,48],[39,49,40,75],[41,7,42,9],[41,10,42,36],[41,46,42,48],[41,49,42,75],[48,6,49,12],[48,13,49,14],[48,15,49,36],[48,45,49,51],[48,52,49,53],[48,54,49,75],[33,1,34,5],[33,6,34,9],[33,10,34,16],[33,17,34,20],[33,21,34,24],[33,25,34,31],[33,64,34,70],[33,71,34,75],[35,1,42,5],[35,6,38,6],[35,7,36,9],[35,10,36,36],[35,40,42,44],[35,45,38,45],[35,46,36,48],[35,49,36,75],[33,32,34,36],[33,40,34,44],[33,45,34,48],[33,49,34,55],[33,56,34,59],[33,60,34,63],[37,7,38,9],[37,10,38,36],[28,45,29,48],[28,49,29,55],[28,56,29,59],[28,60,29,63],[28,64,29,70],[28,71,29,75],[26,64,27,65],[26,66,27,75],[28,1,32,5],[28,6,29,9],[28,10,29,16],[28,17,29,20],[28,21,29,24],[28,25,29,31],[28,32,29,36],[28,40,32,44],[24,1,27,5],[30,6,32,9],[30,10,32,36],[30,45,32,48],[30,49,32,75],[24,60,25,61],[24,62,25,75],[26,6,27,7],[26,8,27,20],[26,21,27,24],[26,25,27,26],[26,27,27,36],[26,45,27,46],[26,47,27,59],[26,60,27,63],[24,8,25,20],[24,21,25,22],[24,23,25,36],[24,40,27,44],[24,47,25,59],[20,1,23,5],[20,6,23,36],[20,40,23,44],[20,45,23,75],[10,66,11,75],[12,1,13,5],[12,6,13,23],[12,24,13,26],[12,27,13,36],[12,40,13,44],[12,45,13,62],[12,63,13,65],[12,66,13,75],[8,66,9,75],[10,1,11,5],[10,6,11,23],[10,24,11,26],[10,27,11,36],[10,40,11,44],[10,45,11,62],[10,63,11,65],[16,1,19,5],[16,6,19,36],[16,40,19,44],[16,45,19,75],[8,1,9,1],[8,2,9,5],[8,6,9,23],[8,24,9,26],[8,27,9,36],[8,40,9,40],[8,41,9,44],[8,45,9,62],[8,63,9,65],[3,1,3,9],[3,10,3,21],[4,1,4,21],[6,1,7,5],[6,6,7,23],[6,24,7,36],[6,40,7,44],[6,45,7,62],[6,63,7,75]]}
[]
[]
[]
[null,{"$f":"IF(COUNTIF(表紙!J21,\"*診断*\"),\"4．診断報告書\",\"5．実施計画書\")","v":"4．診断報告書"},null,null,null,null,null,null,null,null,"---",null,null,null,null,null,null,null,null,null,null,null,null,null,null,null,null,null,null,null,null,null,null,null,null,null,null,null,null,null,"記入例及び注記",null,null,null,null,null,null,null,"セル色凡例",null,null,null,null,null,"直接入力",null,null,null,null,"選択",null,null,null,"自動計算",null,null,null,null,null,null,null,null,null,null,null,null,null,null,null,null,null,null,null,null,null,null,null,null,"セル色の表示／非表示"]
[null,"対策個票",null,null,null,null,null,null,null,null,null,null,null,null,null,null,null,null,null,null,null,null,null,null,null,null,null,null,null,null,null,null,null,null,null,null,null,null,null,null,"（セルのメモやテキストボックスによる注記は移動できます）",null,null,null,null,null,null,null,null,null,null,null,null,null,null,null,null,null,null,null,null,null,null,null,null,null,null,null,null,null,null,null,null,null,null,null,null,null,null,null,null,null,null,null,null,null,null,null,false]
[]
[null,"対策の種類\n[対策個票番号]",null,null,null,null,"対策名称",null,null,null,null,null,null,null,null,null,null,null,null,null,null,null,null,null,"対策メニュー番号・メニュー名",null,null,null,null,null,null,null,null,null,null,null,null,null,null,null,"対策の種類\n[対策個票番号]",null,null,null,null,"対策名称",null,null,null,null,null,null,null,null,null,null,null,null,null,null,null,null,null,"対策メニュー番号・メニュー名"]
[]
[null,{"$f":"RIGHT(CELL(\"filename\",B7),(LEN(CELL(\"filename\",B7))-FIND(\"票\",CELL(\"filename\",B7))))","v":"4"},{"$f":"IF(Y9=\"\",\"\",VLOOKUP(Y9,対策メニューリスト,3,FALSE))","v":""},null,null,null,null,null,null,null,null,null,null,null,null,null,null,null,null,null,null,null,null,null,null,null,null,{"$f":"IF(Y9=\"\",\"\",VLOOKUP(Y9,対策メニューリスト,2,FALSE))","v":""},null,null,null,null,null,null,null,null,null,null,null,null,6,"燃料転換",null,null,null,"ボイラーの燃料転換",null,null,null,null,null,null,null,null,null,null,null,null,null,null,null,null,null,12142,null,null,"重油焚きからガス焚きボイラへの燃料転換",null,null,null,null,null,null,null,null,null,null,null,null,null,null,null,null,null,null,null,null,null,null,null,"課題番号"]
[null,null,null,null,null,null,null,null,null,null,null,null,null,null,null,null,null,null,null,null,null,null,null,null,null,null,null,null,null,null,null,null,null,null,null,null,null,null,null,null,null,null,null,null,null,null,null,null,null,null,null,null,null,null,null,null,null,null,null,null,null,null,null,null,null,null,null,null,null,null,null,null,null,null,null,null,null,null,null,null,null,null,null,null,null,null,null,null,"(課題1)",null,{"$f":"MID(B19,2,3)","v":""}]
[null,"工程名",null,null,null,null,null,null,null,null,null,null,null,null,null,null,null,null,null,null,null,null,null,null,"対象/\n既存設備",null,null,null,null,null,null,null,null,null,null,null,null,null,null,null,"工程名",null,null,null,null,"原料加熱",null,null,null,null,null,null,null,null,null,null,null,null,null,null,null,null,null,"対象/\n既存設備",null,null,"重油焚き蒸気ボイラー",null,null,null,null,null,null,null,null,null,null,null,null,null,null,null,null,null,null,null,null,null,"(課題2)"]
[null,null,null,null,null,null,null,null,null,null,null,null,null,null,null,null,null,null,null,null,null,null,null,null,null,null,null,null,null,null,null,null,null,null,null,null,null,null,null,null,null,null,null,null,null,null,null,null,null,null,null,null,null,null,null,null,null,null,null,null,null,null,null,null,null,null,null,null,null,null,null,null,null,null,null,null,null,null,null,null,null,null,null,null,null,null,null,null,"(課題3)"]
[null,"システム／\n設備区分名",null,null,null,null,{"$f":"IF(Y9=\"\",\"\",VLOOKUP(Y9,対策メニューリスト,4,FALSE))","v":""},null,null,null,null,null,null,null,null,null,null,null,null,null,null,null,null,null,"導入設備",null,null,null,null,null,null,null,null,null,null,null,null,null,null,null,"システム／\n設備区分名",null,null,null,null,"蒸気システム",null,null,null,null,null,null,null,null,null,null,null,null,null,null,null,null,null,"導入設備",null,null,"ガス焚き蒸気ボイラー",null,null,null,null,null,null,null,null,null,null,null,null,null,null,null,null,null,null,null,null,null,"(課題4)"]
[null,null,null,null,null,null,null,null,null,null,null,null,null,null,null,null,null,null,null,null,null,null,null,null,null,null,null,null,null,null,null,null,null,null,null,null,null,null,null,null,null,null,null,null,null,null,null,null,null,null,null,null,null,null,null,null,null,null,null,null,null,null,null,null,null,null,null,null,null,null,null,null,null,null,null,null,null,null,null,null,null,null,null,null,null,null,null,null,"(課題5)"]
[null,null,null,null,null,null,null,null,null,null,null,null,null,null,null,null,null,null,null,null,null,null,null,null,null,null,null,null,null,null,null,null,null,null,null,null,null,null,null,null,null,null,null,null,null,null,null,null,null,null,null,null,null,null,null,null,null,null,null,null,null,null,null,null,null,null,null,null,null,null,null,null,null,null,null,null,null,null,null,null,null,null,null,null,null,null,null,null,"(課題6)"]
[null,"１．対策概要",null,null,null,null,null,null,null,null,null,null,null,null,null,null,null,null,null,null,null,null,null,null,null,null,null,null,null,null,null,null,null,null,null,null,null,null,null,null,"１．対策概要",null,null,null,null,null,null,null,null,null,null,null,null,null,null,null,null,null,null,null,null,null,null,null,null,null,null,null,null,null,null,null,null,null,null,null,null,null,null,null,null,null,null,null,null,null,null,null,"(課題7)"]
[null,"現状と課題",null,null,null,null,null,null,null,null,null,null,null,null,null,null,null,null,null,null,null,null,null,null,null,null,null,null,null,null,null,null,null,null,null,null,null,null,null,null,"現状と課題",null,null,null,null,"現用のボイラーが更新時期を超えている。またA重油を使用した蒸気ボイラーが使用されており、CO2排出量が過多となっている",null,null,null,null,null,null,null,null,null,null,null,null,null,null,null,null,null,null,null,null,null,null,null,null,null,null,null,null,null,null,null,null,null,null,null,null,null,null,null,null,null,null,"(課題8)"]
[null,null,null,null,null,null,null,null,null,null,null,null,null,null,null,null,null,null,null,null,null,null,null,null,null,null,null,null,null,null,null,null,null,null,null,null,null,null,null,null,null,null,null,null,null,null,null,null,null,null,null,null,null,null,null,null,null,null,null,null,null,null,null,null,null,null,null,null,null,null,null,null,null,null,null,null,null,null,null,null,null,null,null,null,null,null,null,null,"(課題9)"]
[null,null,null,null,null,null,null,null,null,null,null,null,null,null,null,null,null,null,null,null,null,null,null,null,null,null,null,null,null,null,null,null,null,null,null,null,null,null,null,null,null,null,null,null,null,null,null,null,null,null,null,null,null,null,null,null,null,null,null,null,null,null,null,null,null,null,null,null,null,null,null,null,null,null,null,null,null,null,null,null,null,null,null,null,null,null,null,null,"(課題10)"]
[null,null,null,null,null,null,null,null,null,null,null,null,null,null,null,null,null,null,null,null,null,null,null,null,null,null,null,null,null,null,null,null,null,null,null,null,null,null,null,null,null,null,null,null,null,null,null,null,null,null,null,null,null,null,null,null,null,null,null,null,null,null,null,null,null,null,null,null,null,null,null,null,null,null,null,null,null,null,null,null,null,null,null,null,null,null,null,null,"(課題11)"]
[null,"対策の概要",null,null,null,null,null,null,null,null,null,null,null,null,null,null,null,null,null,null,null,null,null,null,null,null,null,null,null,null,null,null,null,null,null,null,null,null,null,null,"対策の概要",null,null,null,null,"A重油焚きボイラーから気体燃料ボイラーに更新することで、熱効率向上による燃料使用量の削減、CO2排出量の削減を目指す",null,null,null,null,null,null,null,null,null,null,null,null,null,null,null,null,null,null,null,null,null,null,null,null,null,null,null,null,null,null,null,null,null,null,null,null,null,null,null,null,null,null,"(課題12)"]
[null,null,null,null,null,null,null,null,null,null,null,null,null,null,null,null,null,null,null,null,null,null,null,null,null,null,null,null,null,null,null,null,null,null,null,null,null,null,null,null,null,null,null,null,null,null,null,null,null,null,null,null,null,null,null,null,null,null,null,null,null,null,null,null,null,null,null,null,null,null,null,null,null,null,null,null,null,null,null,null,null,null,null,null,null,null,null,null,"(課題13)"]
[null,null,null,null,null,null,null,null,null,null,null,null,null,null,null,null,null,null,null,null,null,null,null,null,null,null,null,null,null,null,null,null,null,null,null,null,null,null,null,null,null,null,null,null,null,null,null,null,null,null,null,null,null,null,null,null,null,null,null,null,null,null,null,null,null,null,null,null,null,null,null,null,null,null,null,null,null,null,null,null,null,null,null,null,null,null,null,null,"(課題14)"]
[null,null,null,null,null,null,null,null,null,null,null,null,null,null,null,null,null,null,null,null,null,null,null,null,null,null,null,null,null,null,null,null,null,null,null,null,null,null,null,null,null,null,null,null,null,null,null,null,null,null,null,null,null,null,null,null,null,null,null,null,null,null,null,null,null,null,null,null,null,null,null,null,null,null,null,null,null,null,null,null,null,null,null,null,null,null,null,null,"(課題15)"]
[null,"対策の種別",null,null,null,null,null,null,"受診事業者からの診断要請あり",null,null,null,null,null,null,null,null,null,null,null,null,null,null,"設備寿命による交換提案",null,null,null,null,null,null,null,null,null,null,null,null,null,null,null,null,"対策の種別",null,null,null,null,null,null,"受診事業者からの診断要請あり",null,null,null,null,null,null,null,null,null,null,null,null,null,null,"設備寿命による交換提案",null,null,null,null,null,null,null,null,null,null,null,null,null,null,null,null,null,null,null,null,null,null,null,null,null,"(課題16)",null,false,{"$f":"IF(CM25=TRUE,\"○\",\"―\")","v":"―"},"診断要請"]
[null,null,null,null,null,null,null,null,null,null,null,null,null,null,null,null,null,null,null,null,null,null,null,null,null,null,null,null,null,null,null,null,null,null,null,null,null,null,null,null,null,null,null,null,null,null,null,null,null,null,null,null,null,null,null,null,null,null,null,null,null,null,null,null,null,null,null,null,null,null,null,null,null,null,null,null,null,null,null,null,null,null,null,null,null,null,null,null,"(課題17)",null,false,{"$f":"IF(CM26=TRUE,\"○\",\"―\")","v":"―"},"設備寿命"]
[null,null,null,null,null,null,null,null,"推奨対策",null,null,null,null,null,null,null,null,null,null,null,null,"DXシステム",null,null,null,null,null,"DXシステム計測結果に基づく対策",null,null,null,null,null,null,null,null,null,null,null,null,null,null,null,null,null,null,null,"推奨対策",null,null,null,null,null,null,null,null,null,null,null,null,"DXシステム",null,null,null,null,null,"DXシステム計測結果に基づく対策",null,null,null,null,null,null,null,null,null,null,null,null,null,null,null,null,null,null,null,null,null,"(課題18)",null,false,{"$f":"IF(CM27=TRUE,\"○\",\"―\")","v":"―"},"推奨対策"]
[null,null,null,null,null,null,null,null,null,null,null,null,null,null,null,null,null,null,null,null,null,null,null,null,null,null,null,null,null,null,null,null,null,null,null,null,null,null,null,null,null,null,null,null,null,null,null,null,null,null,null,null,null,null,null,null,null,null,null,null,null,null,null,null,null,null,null,null,null,null,null,null,null,null,null,null,null,null,null,null,null,null,null,null,null,null,null,null,"(課題19)",null,false,{"$f":"IF(CM28=TRUE,\"○\",\"―\")","v":"―"},"DX計測対策"]
[null,"対策の\n効果・効用",null,null,null,null,"CO2削減\n効果",null,null,null,{"$f":"IF(J75=\"\",\"\",J75)","v":0},null,null,null,null,null,null,"t-CO2/年",null,null,null,"運転コスト\n削減効果",null,null,null,{"$f":"IF(J79=\"\",\"\",J79)","v":0},null,null,null,null,null,null,"千円/年 (b)",null,null,null,null,null,null,null,"対策の\n効果・効用",null,null,null,null,"CO2削減\n効果",null,null,null,200.37600000000003,null,null,null,null,null,null,"t-CO2/年",null,null,null,"運転コスト\n削減効果",null,null,null,600,null,null,null,null,null,null,"千円/年 (b)",null,null,null,null,null,null,null,null,null,null,null,null,null,null,null,null,"(課題20)"]
[]
[null,null,null,null,null,null,"その他の\n効果・効用",null,null,null,null,null,null,null,null,null,null,null,null,null,null,null,null,null,null,null,null,null,null,null,null,null,null,null,null,null,null,null,null,null,null,null,null,null,null,"その他の\n効果・効用",null,null,null,"気体燃料に変更することにより燃焼時に発生するすすが低減されます。そのため、ボイラーの伝熱面が汚れにくくなり効率低下の防止につながります。また、定期的なスートブロー（すす吹き）等の作業回数を減らすことができます。"]
[]
[]
[null,"導入コストと投資回収年数",null,null,null,null,"導入コスト",null,null,null,{"$f":"IF(AD75=\"\",\"\",AD75)","v":0},null,null,null,null,null,null,"千円 (a)",null,null,null,"単純投資\n回収年数",null,null,null,{"$f":"IF(AD83=\"\",\"\",AD83)","v":"---"},null,null,null,null,null,null,"年 (a/b)",null,null,null,null,null,null,null,"導入コストと投資回収年数",null,null,null,null,"導入コスト",null,null,null,3000,null,null,null,null,null,null,"千円 (a)",null,null,null,"単純投資\n回収年数",null,null,null,5,null,null,null,null,null,null,"年 (a/b)"]
[]
[null,"活用可能な\n補助制度",null,null,null,null,1,"名称",null,null,null,null,null,null,null,null,null,null,null,null,null,null,null,null,null,null,null,null,null,null,null,null,null,null,null,null,null,null,null,null,"活用可能な\n補助制度",null,null,null,null,1,"名称",null,null,"環境省SHIFT事業 設備更新補助金",null,null,null,null,null,null,null,null,null,null,null,null,null,null,null,null,null,null,null,null,null,null,null,null,null,null,null,null,null,null,null,null,null,null,null,null,null,null,null,{"$f":"IF(OR(K36=\"\",COUNTIF(K36,\"*なし*\"),COUNTIF(K36,\"*無し*\")),0,1)","v":0}]
[]
[null,null,null,null,null,null,null,"概要",null,null,null,null,null,null,null,null,null,null,null,null,null,null,null,null,null,null,null,null,null,null,null,null,null,null,null,null,null,null,null,null,null,null,null,null,null,null,"概要"]
[]
[null,null,null,null,null,null,2,"名称",null,null,null,null,null,null,null,null,null,null,null,null,null,null,null,null,null,null,null,null,null,null,null,null,null,null,null,null,null,null,null,null,null,null,null,null,null,2,"名称",null,null,null,null,null,null,null,null,null,null,null,null,null,null,null,null,null,null,null,null,null,null,null,null,null,null,null,null,null,null,null,null,null,null,null,null,null,null,null,null,null,null,{"$f":"IF(OR(K40=\"\",COUNTIF(K40,\"*なし*\"),COUNTIF(K40,\"*無し*\")),0,1)","v":0}]
[null,null,null,null,null,null,null,null,null,null,null,null,null,null,null,null,null,null,null,null,null,null,null,null,null,null,null,null,null,null,null,null,null,null,null,null,null,null,null,null,null,null,null,null,null,null,null,null,null,null,null,null,null,null,null,null,null,null,null,null,null,null,null,null,null,null,null,null,null,null,null,null,null,null,null,null,null,null,null,null,null,null,null,null,null,null,null,null,"合計",{"$f":"SUM(CL36:CL40)","v":0}]
[null,null,null,null,null,null,null,"概要",null,null,null,null,null,null,null,null,null,null,null,null,null,null,null,null,null,null,null,null,null,null,null,null,null,null,null,null,null,null,null,null,null,null,null,null,null,null,"概要",null,null,null,null,null,null,null,null,null,null,null,null,null,null,null,null,null,null,null,null,null,null,null,null,null,null,null,null,null,null,null,null,null,null,null,null,null,null,null,null,null,"あり/なし",{"$f":"IF(CL41>=1,\"あり\",\"―\")","v":"―"}]
[]
[null,"制約条件\n（有り＝○）",null,null,null,null,"対策実施における制約条件",null,null,null,null,null,null,null,null,"備考（対応策等）",null,null,null,null,null,null,null,null,null,null,null,null,null,null,null,null,null,null,null,null,null,null,null,null,"制約条件\n（有り＝○）",null,null,null,null,"対策実施における制約条件",null,null,null,null,null,null,null,null,"備考（対応策等）"]
[null,null,null,null,null,null,"初期コスト",null,null,null,null,null,null,null,null,null,null,null,null,null,null,null,null,null,null,null,null,null,null,null,null,null,null,null,null,null,null,null,null,null,null,null,null,null,null,"初期コスト",null,null,null,null,null,null,"○",null,"既存設備の撤去費やガス引き込み費が必要です。補助金を利用することで初期費用の圧縮が可能です。",null,null,null,null,null,null,null,null,null,null,null,null,null,null,null,null,null,null,null,null,null,null,null,null,null,null,null,null,null,null,null,null,null,null,"制約条件の個数"]
[null,null,null,null,null,null,null,null,null,null,null,null,null,null,null,null,null,null,null,null,null,null,null,null,null,null,null,null,null,null,null,null,null,null,null,null,null,null,null,null,null,null,null,null,null,null,null,null,null,null,null,null,null,null,null,null,null,null,null,null,null,null,null,null,null,null,null,null,null,null,null,null,null,null,null,null,null,null,null,null,null,null,null,null,null,null,null,null,null,{"$f":"COUNTIF($N$45:$N$62,\"○\")","v":0}]
[null,null,null,null,null,null,"投資回収年数",null,null,null,null,null,null,null,null,null,null,null,null,null,null,null,null,null,null,null,null,null,null,null,null,null,null,null,null,null,null,null,null,null,null,null,null,null,null,"投資回収年数",null,null,null,null,null,null,"○",null,"ボイラー運転時間、都市ガス単価で変動します。",null,null,null,null,null,null,null,null,null,null,null,null,null,null,null,null,null,null,null,null,null,null,null,null,null,null,null,null,null,null,null,null,null,"○／―",{"$f":"IF(CL46>=1,\"あり\",\"―\")","v":"―"}]
[]
[null,null,null,null,null,null,"削減効果の不確実性",null,null,null,null,null,null,null,null,null,null,null,null,null,null,null,null,null,null,null,null,null,null,null,null,null,null,null,null,null,null,null,null,null,null,null,null,null,null,"削減効果の不確実性"]
[]
[null,null,null,null,null,null,"設置スペース",null,null,null,null,null,null,null,null,null,null,null,null,null,null,null,null,null,null,null,null,null,null,null,null,null,null,null,null,null,null,null,null,null,null,null,null,null,null,"設置スペース"]
[]
[null,null,null,null,null,null,"既存の設備・生産ラインへの適合",null,null,null,null,null,null,null,null,null,null,null,null,null,null,null,null,null,null,null,null,null,null,null,null,null,null,null,null,null,null,null,null,null,null,null,null,null,null,"既存の設備・生産ラインへの適合"]
[]
[null,null,null,null,null,null,"対策実施による操業への影響",null,null,null,null,null,null,null,null,null,null,null,null,null,null,null,null,null,null,null,null,null,null,null,null,null,null,null,null,null,null,null,null,null,null,null,null,null,null,"対策実施による操業への影響"]
[]
[null,null,null,null,null,null,"故障・不具合のリスク",null,null,null,null,null,null,null,null,null,null,null,null,null,null,null,null,null,null,null,null,null,null,null,null,null,null,null,null,null,null,null,null,null,null,null,null,null,null,"故障・不具合のリスク"]
[]
[null,null,null,null,null,null,"他の提案対策との相反性",null,null,null,null,null,null,null,null,null,null,null,null,null,null,null,null,null,null,null,null,null,null,null,null,null,null,null,null,null,null,null,null,null,null,null,null,null,null,"他の提案対策との相反性",null,null,null,null,null,null,"―"]
[]
[null,null,null,null,null,null,"その他",null,null,null,null,null,null,null,null,null,null,null,null,null,null,null,null,null,null,null,null,null,null,null,null,null,null,null,null,null,null,null,null,null,null,null,null,null,null,"その他"]
[]
[null,"補足・備考",null,null,null,null,null,null,null,null,null,null,null,null,null,null,null,null,null,null,null,null,null,null,null,null,null,null,null,null,null,null,null,null,null,null,null,null,null,null,"補足・備考"]
[]
[]
[]
[]
[null,{"$f":"\"対策個票\"&$B$9","v":"対策個票4"},null,null,null,null,null,null,null,null,null,null,null,null,null,null,null,null,null,null,null,null,null,null,null,null,null,null,null,null,null,null,null,null,null,null,null,null,null,null,"対策個票1"]
[]
[null,"２．削減効果根拠",null,null,null,null,null,null,null,null,null,null,null,null,null,null,null,null,null,null,null,null,null,null,null,null,null,null,null,null,null,null,null,null,null,null,null,null,null,null,"２．削減効果根拠"]
[null,"対策の種類\n[対策個票番号]",null,null,null,null,"対策名称",null,null,null,null,null,null,null,null,null,null,null,null,null,null,null,null,null,"対象/\n既存設備",null,null,{"$f":"IF($AB$11=\"\",\"\",$AB$11)","v":""},null,null,null,null,null,null,null,null,null,null,null,null,"対策の種類\n[対策個票番号]",null,null,null,null,"対策名称",null,null,null,null,null,null,null,null,null,null,null,null,null,null,null,null,null,"対象/\n既存設備",null,null,"重油焚き蒸気ボイラー"]
[]
[null,{"$f":"$B$9","v":"4"},{"$f":"IF($C$9=\"\",\"\",$C$9)","v":""},null,null,null,{"$f":"IF($G$9=\"\",\"\",$G$9)","v":""},null,null,null,null,null,null,null,null,null,null,null,null,null,null,null,null,null,"導入設備",null,null,{"$f":"IF($AB$13=\"\",\"\",$AB$13)","v":""},null,null,null,null,null,null,null,null,null,null,null,null,6,"燃料転換",null,null,null,"ボイラーの燃料転換",null,null,null,null,null,null,null,null,null,null,null,null,null,null,null,null,null,"導入設備",null,null,"ガス焚き蒸気ボイラー"]
[]
[null,"CO2削減効果",null,null,null,null,"削減量",null,null,{"$f":"X98-X119","v":0},null,null,null,null,null,"t-CO2/年(d)",null,null,null,null,null,"設備等導入コスト合計\n（工事費等込み）",null,null,null,null,null,null,null,{"$f":"SUM(AD77:AH82)","v":0},null,null,null,null,"千円(a)",null,null,null,null,null,"CO2削減効果",null,null,null,null,"削減量",null,null,200.37600000000003,null,null,null,null,null,"t-CO2/年(d)",null,null,null,null,null,"設備等導入コスト合計\n（工事費等込み）",null,null,null,null,null,null,null,3000,null,null,null,null,"千円(a)"]
[]
[null,null,null,null,null,null,"削減率",null,null,{"$f":"IFERROR(J75/'511脱炭素化計画'!$Q$11*100,\"---\")","v":0},null,null,null,null,null,"％","（工場・事業場基準年度排出量との比）",null,null,null,null,"（設備等名称・台数）",null,null,null,null,null,null,null,null,null,null,null,null,"千円",null,null,null,null,null,null,null,null,null,null,"削減率",null,null,16.698,null,null,null,null,null,"％","（工場・事業場基準年度排出量との比）",null,null,null,null,"ガス炊貫流ボイラー・\n1台",null,null,null,null,null,null,null,3000,null,null,null,null,"千円"]
[]
[null,"運転コスト\n削減効果",null,null,null,null,"削減額",null,null,{"$f":"AF106-AF127","v":0},null,null,null,null,null,"千円/年(b)",null,null,null,null,null,"（設備等名称・台数）",null,null,null,null,null,null,null,null,null,null,null,null,"千円",null,null,null,null,null,"運転コスト\n削減効果",null,null,null,null,"削減額",null,null,600,null,null,null,null,null,"千円/年(b)",null,null,null,null,null,"（設備等名称・台数）",null,null,null,null,null,null,null,null,null,null,null,null,"千円"]
[]
[null,"エネルギー\n削減効果",null,null,null,null,"削減量",null,null,{"$f":"CH95-CH102","v":0},null,null,null,null,null,"GJ換算値/年(e)",null,null,null,null,null,"（設備等名称・台数）",null,null,null,null,null,null,null,null,null,null,null,null,"千円",null,null,null,null,null,"エネルギー\n削減効果",null,null,null,null,"削減量",null,null,1070,null,null,null,null,null,"GJ換算値(e)",null,null,null,null,null,"（設備等名称・台数）",null,null,null,null,null,null,null,null,null,null,null,null,"千円"]
[]
[null,"脱炭素化指標（削減効果）",null,null,null,null,"(d)/(e)",null,null,{"$f":"IFERROR(J75/J81,\"---\")","v":"---"},null,null,null,null,null,"（GJ削減効果あたりのCO2削減効果）",null,null,null,null,null,"投資回収年数",null,null,null,null,"(a)/(b)",null,null,{"$f":"IFERROR(IF(AD75/J79<0,\"---\",AD75/J79),\"---\")","v":"---"},null,null,null,null,"年",null,null,null,null,null,"脱炭素化指標（削減効果）",null,null,null,null,"(d)/GJ",null,null,0.1872672897196262,null,null,null,null,null,"（GJ削減効果あたりのCO2削減効果）",null,null,null,null,null,"投資回収年数",null,null,null,null,"(a)/(b)",null,null,5,null,null,null,null,"年"]
[]
[]
[null,"削減効果の算出",null,null,null,null,null,null,null,null,null,null,null,null,null,null,null,null,null,null,null,null,null,null,null,null,null,null,null,null,null,null,null,null,null,null,null,null,null,null,"削減効果の算出",null,null,null,null,null,null,null,null,null,null,null,null,null,null,null,null,null,null,null,null,null,null,null,null,null,null,null,null,null,null,null,null,null,null,null,null,"※実施【前】と実施【計画】に分けることが難しい場合の注記\n\n「対策実施【前】」にエネルギー消費削減量を記載し、「対策実施【後】」は空欄としてください。"]
[null,null,null,null,null,null,null,null,null,null,null,null,null,null,null,null,null,null,null,null,null,null,null,null,null,null,null,null,null,null,null,null,null,null,null,null,null,null,null,null,null,null,null,null,null,null,null,null,null,null,null,null,null,null,null,null,null,null,null,null,null,null,null,null,null,null,null,null,null,null,null,null,null,null,null,null,null,null,null,null,null,"脱炭素化指標のための活動量のGJ換算値"]
[null,"前",null,"活動種別",null,null,null,null,null,null,"年間活動量",null,null,null,null,null,"変換係数",null,null,null,null,null,null,"CO2排出量\n(t-CO2/年)",null,null,null,"単価(千円)",null,null,null,"運転コスト\n(千円/年)",null,null,null,null,null,null,null,null,"前",null,"活動種別",null,null,null,null,null,null,"年間活動量",null,null,null,null,null,"変換係数",null,null,null,null,null,null,"CO2排出量\n(t-CO2/年)",null,null,null,"単価(千円)",null,null,null,"運転コスト\n(千円/年)"]
[null,null,null,null,null,null,null,null,null,null,null,null,null,null,null,null,null,null,null,null,null,null,null,null,null,null,null,null,null,null,null,null,null,null,null,null,null,null,null,null,null,null,null,null,null,null,null,null,null,null,null,null,null,null,null,null,null,null,null,null,null,null,null,null,null,null,null,null,null,null,null,null,null,null,null,null,null,null,null,null,null,"前"]
[{"$f":"IF($D90=\"\",\"\",VLOOKUP($D90,排出係数と単価2,10,FALSE))","v":""},"対策実施【前】",null,null,null,null,null,null,null,null,null,null,null,null,{"$f":"IF($D90=\"\",\"\",VLOOKUP($D90,排出係数と単価2,2,FALSE))","v":""},null,{"$f":"IF($D90=\"\",\"\",IF(A90=1,VLOOKUP($D90,排出係数と単価2,5,FALSE),VLOOKUP($D90,排出係数と単価2,3,FALSE)*VLOOKUP($D90,排出係数と単価2,5,FALSE)))","v":""},null,null,{"$f":"IF($D90=\"\",\"\",\"t-CO2/\"&$O90)","v":""},null,null,null,{"$f":"IF(OR(K90=\"\",Q90=\"\"),\"\",K90*Q90)","v":""},null,null,null,{"$f":"IF($D90=\"\",\"\",VLOOKUP($D90,排出係数と単価2,7,FALSE))","v":""},null,null,null,{"$f":"IF(OR(K90=\"\",AB90=\"\"),\"\",K90*AB90)","v":""},null,null,null,null,null,null,null,null,"対策実施【前】",null,"A重油",null,null,null,null,null,null,200,null,null,null,"kl",null,2.7096300000000002,null,null,"tCO2/kl",null,null,null,541.92600000000004,null,null,null,60,null,null,null,12000,null,null,null,null,null,null,null,null,null,null,"計算種別","活動種別","活動量","単位発熱量","GJ換算量"]
[null,null,null,null,null,null,null,null,null,null,null,null,null,null,null,null,null,null,null,null,null,null,null,null,null,null,null,null,null,null,null,null,null,null,null,null,null,null,null,null,null,null,null,null,null,null,null,null,null,null,null,null,null,null,null,null,null,null,null,null,null,null,null,null,null,null,null,null,null,null,null,null,null,null,null,null,null,null,null,null,null,{"$f":"A90","v":""},{"$f":"IF(COUNTIF($D90,\"*系統電力*\"),\"*系統電力*\",IF(COUNTIF($D90,\"*産業用蒸気*\"),\"*産業用蒸気*\",IF(COUNTIF($D90,\"*温水*\"),\"*温水*\",IF(COUNTIF($D90,\"*冷水*\"),\"*冷水*\",IF(COUNTIF($D90,\"*蒸気（産業用以外）*\"),\"*蒸気（産業用以外）*\",$D90)))))","v":0},{"$f":"K90","v":0},{"$f":"IFERROR(VLOOKUP($CE91,電力等のGJ換算係数,2,FALSE),IF(VLOOKUP($CE91,排出係数と単価1,3,FALSE)=\"\",\"\",VLOOKUP($CE91,排出係数と単価1,3,FALSE)))","v":{"$error":"#N/A"}},{"$f":"IFERROR(CF91*CG91,\"---\")","v":"---"}]
[{"$f":"IF($D92=\"\",\"\",VLOOKUP($D92,排出係数と単価2,10,FALSE))","v":""},null,null,null,null,null,null,null,null,null,null,null,null,null,{"$f":"IF($D92=\"\",\"\",VLOOKUP($D92,排出係数と単価2,2,FALSE))","v":""},null,{"$f":"IF($D92=\"\",\"\",IF(A92=1,VLOOKUP($D92,排出係数と単価2,5,FALSE),VLOOKUP($D92,排出係数と単価2,3,FALSE)*VLOOKUP($D92,排出係数と単価2,5,FALSE)))","v":""},null,null,{"$f":"IF($D92=\"\",\"\",\"t-CO2/\"&$O92)","v":""},null,null,null,{"$f":"IF(OR(K92=\"\",Q92=\"\"),\"\",K92*Q92)","v":""},null,null,null,{"$f":"IF($D92=\"\",\"\",VLOOKUP($D92,排出係数と単価2,7,FALSE))","v":""},null,null,null,{"$f":"IF(OR(K92=\"\",AB92=\"\"),\"\",K92*AB92)","v":""},null,null,null,null,null,null,null,null,null,null,null,null,null,null,null,null,null,null,null,null,null,null,null,"",null,null,"",null,null,null,"",null,null,null,"",null,null,null,"",null,null,null,null,null,null,null,null,null,null,{"$f":"A92","v":""},{"$f":"IF(COUNTIF($D92,\"*系統電力*\"),\"*系統電力*\",IF(COUNTIF($D92,\"*産業用蒸気*\"),\"*産業用蒸気*\",IF(COUNTIF($D92,\"*温水*\"),\"*温水*\",IF(COUNTIF($D92,\"*冷水*\"),\"*冷水*\",IF(COUNTIF($D92,\"*蒸気（産業用以外）*\"),\"*蒸気（産業用以外）*\",$D92)))))","v":0},{"$f":"K92","v":0},{"$f":"IFERROR(VLOOKUP($CE92,電力等のGJ換算係数,2,FALSE),IF(VLOOKUP($CE92,排出係数と単価1,3,FALSE)=\"\",\"\",VLOOKUP($CE92,排出係数と単価1,3,FALSE)))","v":{"$error":"#N/A"}},{"$f":"IFERROR(CF92*CG92,\"---\")","v":"---"}]
[null,null,null,null,null,null,null,null,null,null,null,null,null,null,null,null,null,null,null,null,null,null,null,null,null,null,null,null,null,null,null,null,null,null,null,null,null,null,null,null,null,null,null,null,null,null,null,null,null,null,null,null,null,null,null,null,null,null,null,null,null,null,null,null,null,null,null,null,null,null,null,null,null,null,null,null,null,"※「低炭素系統電力への変更」対策の場合の注記\n\n■実施【前】の活動の種別は、「系統電力」\n 　を選択してください。\n 　実施【計画】の活動の種別は、「系統電力\n 　切替先」を選択してください。\n\n■系統電力切替先は、排出係数が\n 　0.00025t-CO2/kWh未満（固定） の\n　 メニューのみが対象です。\n 　排出係数及び単価等の情報は、\n　  ［排出係数・単価表］にて入力して\n 　ください。\n\n",null,null,null,{"$f":"A94","v":""},{"$f":"IF(COUNTIF($D94,\"*系統電力*\"),\"*系統電力*\",IF(COUNTIF($D94,\"*産業用蒸気*\"),\"*産業用蒸気*\",IF(COUNTIF($D94,\"*温水*\"),\"*温水*\",IF(COUNTIF($D94,\"*冷水*\"),\"*冷水*\",IF(COUNTIF($D94,\"*蒸気（産業用以外）*\"),\"*蒸気（産業用以外）*\",$D94)))))","v":0},{"$f":"K94","v":0},{"$f":"IFERROR(VLOOKUP($CE93,電力等のGJ換算係数,2,FALSE),IF(VLOOKUP($CE93,排出係数と単価1,3,FALSE)=\"\",\"\",VLOOKUP($CE93,排出係数と単価1,3,FALSE)))","v":{"$error":"#N/A"}},"---"]
[{"$f":"IF($D94=\"\",\"\",VLOOKUP($D94,排出係数と単価2,10,FALSE))","v":""},null,null,null,null,null,null,null,null,null,null,null,null,null,{"$f":"IF($D94=\"\",\"\",VLOOKUP($D94,排出係数と単価2,2,FALSE))","v":""},null,{"$f":"IF($D94=\"\",\"\",IF(A94=1,VLOOKUP($D94,排出係数と単価2,5,FALSE),VLOOKUP($D94,排出係数と単価2,3,FALSE)*VLOOKUP($D94,排出係数と単価2,5,FALSE)))","v":""},null,null,{"$f":"IF($D94=\"\",\"\",\"t-CO2/\"&$O94)","v":""},null,null,null,{"$f":"IF(OR(K94=\"\",Q94=\"\"),\"\",K94*Q94)","v":""},null,null,null,{"$f":"IF($D94=\"\",\"\",VLOOKUP($D94,排出係数と単価2,7,FALSE))","v":""},null,null,null,{"$f":"IF(OR(K94=\"\",AB94=\"\"),\"\",K94*AB94)","v":""},null,null,null,null,null,null,null,null,null,null,null,null,null,null,null,null,null,null,null,null,null,null,null,"",null,null,"",null,null,null,"",null,null,null,"",null,null,null,"",null,null,null,null,null,null,null,null,null,null,{"$f":"A96","v":""},{"$f":"IF(COUNTIF($D96,\"*系統電力*\"),\"*系統電力*\",IF(COUNTIF($D96,\"*産業用蒸気*\"),\"*産業用蒸気*\",IF(COUNTIF($D96,\"*温水*\"),\"*温水*\",IF(COUNTIF($D96,\"*冷水*\"),\"*冷水*\",IF(COUNTIF($D96,\"*蒸気（産業用以外）*\"),\"*蒸気（産業用以外）*\",$D96)))))","v":0},{"$f":"K96","v":0},{"$f":"IFERROR(VLOOKUP($CE94,電力等のGJ換算係数,2,FALSE),IF(VLOOKUP($CE94,排出係数と単価1,3,FALSE)=\"\",\"\",VLOOKUP($CE94,排出係数と単価1,3,FALSE)))","v":{"$error":"#N/A"}},"---"]
[null,null,null,null,null,null,null,null,null,null,null,null,null,null,null,null,null,null,null,null,null,null,null,null,null,null,null,null,null,null,null,null,null,null,null,null,null,null,null,null,null,null,null,null,null,null,null,null,null,null,null,null,null,null,null,null,null,null,null,null,null,null,null,null,null,null,null,null,null,null,null,null,null,null,null,null,null,null,null,null,null,null,null,null,"合計",{"$f":"SUM(CH91:CH94)","v":0}]
[{"$f":"IF($D96=\"\",\"\",VLOOKUP($D96,排出係数と単価2,10,FALSE))","v":""},null,null,null,null,null,null,null,null,null,null,null,null,null,{"$f":"IF($D96=\"\",\"\",VLOOKUP($D96,排出係数と単価2,2,FALSE))","v":""},null,{"$f":"IF($D96=\"\",\"\",IF(A96=1,VLOOKUP($D96,排出係数と単価2,5,FALSE),VLOOKUP($D96,排出係数と単価2,3,FALSE)*VLOOKUP($D96,排出係数と単価2,5,FALSE)))","v":""},null,null,{"$f":"IF($D96=\"\",\"\",\"t-CO2/\"&$O96)","v":""},null,null,null,{"$f":"IF(OR(K96=\"\",Q96=\"\"),\"\",K96*Q96)","v":""},null,null,null,{"$f":"IF($D96=\"\",\"\",VLOOKUP($D96,排出係数と単価2,7,FALSE))","v":""},null,null,null,{"$f":"IF(OR(K96=\"\",AB96=\"\"),\"\",K96*AB96)","v":""},null,null,null,null,null,null,null,null,null,null,null,null,null,null,null,null,null,null,null,null,null,null,null,"",null,null,"",null,null,null,"",null,null,null,"",null,null,null,"",null,null,null,null,null,null,null,null,null,null,"計画"]
[null,null,null,null,null,null,null,null,null,null,null,null,null,null,null,null,null,null,null,null,null,null,null,null,null,null,null,null,null,null,null,null,null,null,null,null,null,null,null,null,null,null,null,null,null,null,null,null,null,null,null,null,null,null,null,null,null,null,null,null,null,null,null,null,null,null,null,null,null,null,null,null,null,null,null,null,null,null,null,null,null,"計算種別","活動種別","活動量","単位発熱量","GJ換算量"]
[null,null,null,null,null,null,null,null,null,null,null,null,null,null,null,null,"合計(f1)",null,null,null,null,null,null,{"$f":"SUM(X90:X97)","v":0},null,null,null,"合計",null,null,null,{"$f":"SUM(AF90:AF97)","v":0},null,null,null,null,null,null,null,null,null,null,null,null,null,null,null,null,null,null,null,null,null,null,null,"合計",null,null,null,null,null,null,541.92600000000004,null,null,null,"合計",null,null,null,12000,null,null,null,null,null,null,null,null,null,null,{"$f":"A111","v":""},{"$f":"IF(COUNTIF($D111,\"*系統電力*\"),\"*系統電力*\",IF(COUNTIF($D111,\"*産業用蒸気*\"),\"*産業用蒸気*\",IF(COUNTIF($D111,\"*温水*\"),\"*温水*\",IF(COUNTIF($D111,\"*冷水*\"),\"*冷水*\",IF(COUNTIF($D111,\"*蒸気（産業用以外）*\"),\"*蒸気（産業用以外）*\",$D111)))))","v":0},{"$f":"K111","v":0},{"$f":"IFERROR(VLOOKUP($CE98,電力等のGJ換算係数,2,FALSE),IF(VLOOKUP($CE98,排出係数と単価1,3,FALSE)=\"\",\"\",VLOOKUP($CE98,排出係数と単価1,3,FALSE)))","v":{"$error":"#N/A"}},{"$f":"IFERROR(CF98*CG98,\"---\")","v":"---"}]
[null,null,null,null,null,null,null,null,null,null,null,null,null,null,null,null,null,null,null,null,null,null,null,null,null,null,null,null,null,null,null,null,null,null,null,null,null,null,null,null,null,null,null,null,null,null,null,null,null,null,null,null,null,null,null,null,null,null,null,null,null,null,null,null,null,null,null,null,null,null,null,null,null,null,null,null,null,null,null,null,null,{"$f":"A113","v":""},{"$f":"IF(COUNTIF($D113,\"*系統電力*\"),\"*系統電力*\",IF(COUNTIF($D113,\"*産業用蒸気*\"),\"*産業用蒸気*\",IF(COUNTIF($D113,\"*温水*\"),\"*温水*\",IF(COUNTIF($D113,\"*冷水*\"),\"*冷水*\",IF(COUNTIF($D113,\"*蒸気（産業用以外）*\"),\"*蒸気（産業用以外）*\",$D113)))))","v":0},{"$f":"K113","v":0},{"$f":"IFERROR(VLOOKUP($CE99,電力等のGJ換算係数,2,FALSE),IF(VLOOKUP($CE99,排出係数と単価1,3,FALSE)=\"\",\"\",VLOOKUP($CE99,排出係数と単価1,3,FALSE)))","v":{"$error":"#N/A"}},{"$f":"IFERROR(CF99*CG99,\"---\")","v":"---"}]
[null,null,null,"脱炭素化指標（状況）",null,null,null,null,null,null,null,null,null,null,null,null,"その他の運転コスト\n（運転・管理費、用水費、薬品費等）",null,null,null,null,null,null,null,null,null,null,null,null,null,null,"その他運転コスト\n(千円/年)",null,null,null,null,null,null,null,null,null,null,"脱炭素化指標（状況）",null,null,null,null,null,null,null,null,null,null,null,null,"その他の運転コスト\n（運転・管理費、用水費、薬品費等）",null,null,null,null,null,null,null,null,null,null,null,null,null,null,"その他運転コスト\n(千円/年)",null,null,null,null,null,null,null,null,null,null,{"$f":"A115","v":""},{"$f":"IF(COUNTIF($D115,\"*系統電力*\"),\"*系統電力*\",IF(COUNTIF($D115,\"*産業用蒸気*\"),\"*産業用蒸気*\",IF(COUNTIF($D115,\"*温水*\"),\"*温水*\",IF(COUNTIF($D115,\"*冷水*\"),\"*冷水*\",IF(COUNTIF($D115,\"*蒸気（産業用以外）*\"),\"*蒸気（産業用以外）*\",$D115)))))","v":0},{"$f":"K115","v":0},{"$f":"IFERROR(VLOOKUP($CE100,電力等のGJ換算係数,2,FALSE),IF(VLOOKUP($CE100,排出係数と単価1,3,FALSE)=\"\",\"\",VLOOKUP($CE100,排出係数と単価1,3,FALSE)))","v":{"$error":"#N/A"}},"---"]
[null,null,null,null,null,null,null,null,null,null,null,null,null,null,null,null,null,null,null,null,null,null,null,null,null,null,null,null,null,null,null,null,null,null,null,null,null,null,null,null,null,null,null,null,null,null,null,null,null,null,null,null,null,null,null,null,null,null,null,null,null,null,null,null,null,null,null,null,null,null,null,null,null,null,null,null,null,null,null,null,null,{"$f":"A117","v":""},{"$f":"IF(COUNTIF($D117,\"*系統電力*\"),\"*系統電力*\",IF(COUNTIF($D117,\"*産業用蒸気*\"),\"*産業用蒸気*\",IF(COUNTIF($D117,\"*温水*\"),\"*温水*\",IF(COUNTIF($D117,\"*冷水*\"),\"*冷水*\",IF(COUNTIF($D117,\"*蒸気（産業用以外）*\"),\"*蒸気（産業用以外）*\",$D117)))))","v":0},{"$f":"K117","v":0},{"$f":"IFERROR(VLOOKUP($CE101,電力等のGJ換算係数,2,FALSE),IF(VLOOKUP($CE101,排出係数と単価1,3,FALSE)=\"\",\"\",VLOOKUP($CE101,排出係数と単価1,3,FALSE)))","v":{"$error":"#N/A"}},"---"]
[null,null,null,"CO2排出量(f1)",null,null,null,null,null,null,{"$f":"X98","v":0},null,null,"t-CO2/年",null,null,null,null,null,null,null,null,null,null,null,null,null,null,null,null,null,null,null,null,null,null,null,null,null,null,null,null,"CO2排出量(f1)",null,null,null,null,null,null,541.92600000000004,null,null,"t-CO2/年",null,null,"ボイラー定期点検費用",null,null,null,null,null,null,null,null,null,null,null,null,null,null,30,null,null,null,null,null,null,null,null,null,null,null,null,null,"合計",{"$f":"SUM(CH98:CH101)","v":0}]
[]
[null,null,null,"エネルギー消費量(g1)",null,null,null,null,null,null,{"$f":"CH95","v":0},null,null,"GJ換算値/年",null,null,null,null,null,null,null,null,null,null,null,null,null,null,null,null,null,null,null,null,null,null,null,null,null,null,null,null,"エネルギー消費量(g1)",null,null,null,null,null,null,7820,null,null,"GJ/年"]
[]
[null,null,null,"脱炭素化指標（状況）",null,null,null,null,null,null,{"$f":"IFERROR(K102/K104,\"---\")","v":"---"},null,null,"(f1)/(g1)",null,null,"運転コスト合計",null,null,null,null,null,null,null,null,null,null,null,null,null,null,{"$f":"AF98+AF102+AF104","v":0},null,null,null,null,null,null,null,null,null,null,"脱炭素化指標（状況）",null,null,null,null,null,null,6.93E-2,null,null,"(f1)/(g1)",null,null,"運転コスト合計",null,null,null,null,null,null,null,null,null,null,null,null,null,null,12030]
[null,null,null,null,null,null,null,null,null,null,null,null,null,null,null,null,null,null,null,null,null,null,null,null,null,null,null,null,null,null,null,null,null,null,null,null,null,null,null,null,null,null,null,null,null,null,null,null,null,null,null,null,null,null,null,null,null,null,null,null,null,null,null,null,null,null,null,null,null,null,null,null,null,null,null,null,null,"※活動種別「系統電力」に関する注記\n\n買電はすべて「系統電力」を選択してください。\n（「系統電力切替先」は低炭素系統電力への変更対策を記述する際にのみ使用してください。）"]
[]
[null,"計画",null,"活動種別",null,null,null,null,null,null,"年間活動量",null,null,null,null,null,"変換係数",null,null,null,null,null,null,"CO2排出量\n(t-CO2/年)",null,null,null,"単価(千円)",null,null,null,"運転コスト\n(千円/年)",null,null,null,null,null,null,null,null,"計画",null,"活動種別",null,null,null,null,null,null,"年間活動量",null,null,null,null,null,"変換係数",null,null,null,null,null,null,"CO2排出量\n(t-CO2/年)",null,null,null,"単価(千円)",null,null,null,"運転コスト\n(千円/年)"]
[]
[{"$f":"IF($D111=\"\",\"\",VLOOKUP($D111,排出係数と単価2,10,FALSE))","v":""},"対策実施【計画】",null,null,null,null,null,null,null,null,null,null,null,null,{"$f":"IF($D111=\"\",\"\",VLOOKUP($D111,排出係数と単価2,2,FALSE))","v":""},null,{"$f":"IF($D111=\"\",\"\",IF(A111=1,VLOOKUP($D111,排出係数と単価2,5,FALSE),VLOOKUP($D111,排出係数と単価2,3,FALSE)*VLOOKUP($D111,排出係数と単価2,5,FALSE)))","v":""},null,null,{"$f":"IF($D111=\"\",\"\",\"t-CO2/\"&$O111)","v":""},null,null,null,{"$f":"IF(OR(K111=\"\",Q111=\"\"),\"\",K111*Q111)","v":""},null,null,null,{"$f":"IF($D111=\"\",\"\",VLOOKUP($D111,排出係数と単価2,7,FALSE))","v":""},null,null,null,{"$f":"IF(OR(K111=\"\",AB111=\"\"),\"\",K111*AB111)","v":""},null,null,null,null,null,null,null,null,"対策実施【計画】",null,"都市ガス",null,null,null,null,null,null,150,null,null,null,"千Nm3",null,2.2770000000000001,null,null,"t-CO2/千Nm3",null,null,null,341.55,null,null,null,76,null,null,null,11400]
[]
[{"$f":"IF($D113=\"\",\"\",VLOOKUP($D113,排出係数と単価2,10,FALSE))","v":""},null,null,null,null,null,null,null,null,null,null,null,null,null,{"$f":"IF($D113=\"\",\"\",VLOOKUP($D113,排出係数と単価2,2,FALSE))","v":""},null,{"$f":"IF($D113=\"\",\"\",IF(A113=1,VLOOKUP($D113,排出係数と単価2,5,FALSE),VLOOKUP($D113,排出係数と単価2,3,FALSE)*VLOOKUP($D113,排出係数と単価2,5,FALSE)))","v":""},null,null,{"$f":"IF($D113=\"\",\"\",\"t-CO2/\"&$O113)","v":""},null,null,null,{"$f":"IF(OR(K113=\"\",Q113=\"\"),\"\",K113*Q113)","v":""},null,null,null,{"$f":"IF($D113=\"\",\"\",VLOOKUP($D113,排出係数と単価2,7,FALSE))","v":""},null,null,null,{"$f":"IF(OR(K113=\"\",AB113=\"\"),\"\",K113*AB113)","v":""},null,null,null,null,null,null,null,null,null,null,null,null,null,null,null,null,null,null,null,null,null,"",null,"",null,null,"",null,null,null,"",null,null,null,"",null,null,null,""]
[]
[{"$f":"IF($D115=\"\",\"\",VLOOKUP($D115,排出係数と単価2,10,FALSE))","v":""},null,null,null,null,null,null,null,null,null,null,null,null,null,{"$f":"IF($D115=\"\",\"\",VLOOKUP($D115,排出係数と単価2,2,FALSE))","v":""},null,{"$f":"IF($D115=\"\",\"\",IF(A115=1,VLOOKUP($D115,排出係数と単価2,5,FALSE),VLOOKUP($D115,排出係数と単価2,3,FALSE)*VLOOKUP($D115,排出係数と単価2,5,FALSE)))","v":""},null,null,{"$f":"IF($D115=\"\",\"\",\"t-CO2/\"&$O115)","v":""},null,null,null,{"$f":"IF(OR(K115=\"\",Q115=\"\"),\"\",K115*Q115)","v":""},null,null,null,{"$f":"IF($D115=\"\",\"\",VLOOKUP($D115,排出係数と単価2,7,FALSE))","v":""},null,null,null,{"$f":"IF(OR(K115=\"\",AB115=\"\"),\"\",K115*AB115)","v":""},null,null,null,null,null,null,null,null,null,null,null,null,null,null,null,null,null,null,null,null,null,"",null,"",null,null,"",null,null,null,"",null,null,null,"",null,null,null,""]
[]
[{"$f":"IF($D117=\"\",\"\",VLOOKUP($D117,排出係数と単価2,10,FALSE))","v":""},null,null,null,null,null,null,null,null,null,null,null,null,null,{"$f":"IF($D117=\"\",\"\",VLOOKUP($D117,排出係数と単価2,2,FALSE))","v":""},null,{"$f":"IF($D117=\"\",\"\",IF(A117=1,VLOOKUP($D117,排出係数と単価2,5,FALSE),VLOOKUP($D117,排出係数と単価2,3,FALSE)*VLOOKUP($D117,排出係数と単価2,5,FALSE)))","v":""},null,null,{"$f":"IF($D117=\"\",\"\",\"t-CO2/\"&$O117)","v":""},null,null,null,{"$f":"IF(OR(K117=\"\",Q117=\"\"),\"\",K117*Q117)","v":""},null,null,null,{"$f":"IF($D117=\"\",\"\",VLOOKUP($D117,排出係数と単価2,7,FALSE))","v":""},null,null,null,{"$f":"IF(OR(K117=\"\",AB117=\"\"),\"\",K117*AB117)","v":""},null,null,null,null,null,null,null,null,null,null,null,null,null,null,null,null,null,null,null,null,null,"",null,"",null,null,"",null,null,null,"",null,null,null,"",null,null,null,""]
[]
[null,null,null,null,null,null,null,null,null,null,null,null,null,null,null,null,"合計(f2)",null,null,null,null,null,null,{"$f":"SUM(X111:X118)","v":0},null,null,null,"合計",null,null,null,{"$f":"SUM(AF111:AF118)","v":0},null,null,null,null,null,null,null,null,null,null,null,null,null,null,null,null,null,null,null,null,null,null,null,"合計",null,null,null,null,null,null,341.55,null,null,null,"合計",null,null,null,11400]
[]
[null,null,null,"脱炭素化指標（状況）",null,null,null,null,null,null,null,null,null,null,null,null,"その他の運転コスト\n（運転・管理費、用水費、薬品費等）",null,null,null,null,null,null,null,null,null,null,null,null,null,null,"その他運転コスト\n(千円/年)",null,null,null,null,null,null,null,null,null,null,"脱炭素化指標（状況）",null,null,null,null,null,null,null,null,null,null,null,null,"その他の運転コスト\n（運転・管理費、用水費、薬品費等）",null,null,null,null,null,null,null,null,null,null,null,null,null,null,"その他運転コスト\n(千円/年)"]
[]
[null,null,null,"CO2排出量(f2)",null,null,null,null,null,null,{"$f":"X119","v":0},null,null,"t-CO2/年",null,null,null,null,null,null,null,null,null,null,null,null,null,null,null,null,null,null,null,null,null,null,null,null,null,null,null,null,"CO2排出量(f2)",null,null,null,null,null,null,341.55,null,null,"t-CO2/年",null,null,"ボイラー定期点検費用",null,null,null,null,null,null,null,null,null,null,null,null,null,null,30]
[]
[null,null,null,"エネルギー消費量(g2)",null,null,null,null,null,null,{"$f":"CH102","v":0},null,null,"GJ換算値/年",null,null,null,null,null,null,null,null,null,null,null,null,null,null,null,null,null,null,null,null,null,null,null,null,null,null,null,null,"エネルギー消費量(g2)",null,null,null,null,null,null,6750,null,null,"GJ/年"]
[]
[null,null,null,"脱炭素化指標（状況）",null,null,null,null,null,null,{"$f":"IFERROR(K123/K125,\"---\")","v":"---"},null,null,"(f2)/(g2)",null,null,"運転コスト合計",null,null,null,null,null,null,null,null,null,null,null,null,null,null,{"$f":"AF119+AF123+AF125","v":0},null,null,null,null,null,null,null,null,null,null,"脱炭素化指標（状況）",null,null,null,null,null,null,5.0599999999999999E-2,null,null,"(f2)/(g2)",null,null,"運転コスト合計",null,null,null,null,null,null,null,null,null,null,null,null,null,null,11430]
[]
[]
[]
[null,{"$f":"\"対策個票\"&$B$9","v":"対策個票4"},null,null,null,null,null,null,null,null,null,null,null,null,null,null,null,null,null,null,null,null,null,null,null,null,null,null,null,null,null,null,null,null,null,null,null,null,null,null,"対策個票1"]
[]
[null,"３．年間活動量の算出根拠",null,null,null,null,null,null,null,null,null,null,null,null,null,null,null,null,null,null,null,null,null,null,null,null,null,null,null,null,null,null,null,null,null,null,null,null,null,null,"３．年間活動量の算出根拠"]
[null,"対策実施【前】",null,null,null,null,null,null,null,null,null,null,null,null,null,null,null,null,null,null,null,null,null,null,null,null,null,null,null,null,null,null,null,null,null,null,null,null,null,null,"対策実施【前】"]
[null,"３－１．活動量（エネルギー使用量）把握方法・計算方法の説明",null,null,null,null,null,null,null,null,null,null,null,null,null,null,null,null,null,null,null,null,null,null,null,null,null,null,null,null,null,null,null,null,null,null,null,null,null,null,"３－１．活動量（エネルギー使用量）把握方法・計算方法の説明"]
[null,null,null,null,null,null,null,null,null,null,null,null,null,null,null,null,null,null,null,null,null,null,null,null,null,null,null,null,null,null,null,null,null,null,null,null,null,null,null,null,null,"■要点を第三者が読んで理解できるように記述してください。\n■DXシステムによる計測結果に基づく対策の場合は、DXシステムを利用したことを明示してください。"]
[]
[]
[null,"３－２．活動量（エネルギー使用量）の計算",null,null,null,null,null,null,null,null,null,null,null,null,null,null,null,null,null,null,null,null,null,null,null,null,null,null,null,null,null,null,null,null,null,null,null,null,null,null,"３－２．活動量（エネルギー使用量）の計算"]
[]
[null,null,null,null,null,null,null,null,null,null,null,null,null,null,null,null,null,null,null,null,null,null,null,null,null,null,null,null,null,null,null,null,null,null,null,null,null,null,null,null,null,"※【他の記入欄にも共通する注意事項】\n\n■第三者が読んで理解できるように記述してください。\n\n■スペースが足りない場合には、[別紙]として新規シートを追加し、当該対策個票の別紙であることがわかるようなシート名称\n　 にして使用してください。記入欄には、別紙がある旨を明記してください。\n　 その他、※別紙シートを利用する場合の注記を参照してください。\n\n■「SHIFT事業CO2削減対策の効果算定ガイドライン」を参照してください。",null,null,null,null,null,null,null,null,null,null,null,null,null,null,null,null,null,null,null,null,null,null,null,null,null,null,null,null,null,null,null,null,null,null,null,"※別紙シートを利用する場合の注記\n\n■別紙を追加・添付する場合は、\n　 本シートの記入欄に別紙の要点を記載\n　 してください。\n\n■別紙への参照を記述する際は、\n　 「別紙のとおり」ではなく、\n 　「別紙XXの何ページ、何行目～何行目の\n　 記載(YY)のとおり」 （XX、YYは通し番号）\n 　とする等、参照箇所を明示してください。\n　 なお、\n　 該当する別紙や記載には対応する通し\n 　番号(XX、YY)を打ち、\n 　本文と、該当する別紙や記載が\n 　１対１に対応するようにしてください。"]
[]
[]
[]
[]
[]
[]
[]
[]
[]
[null,"３－３．活動量（エネルギー使用量）の計算で使用した各数値の説明・根拠",null,null,null,null,null,null,null,null,null,null,null,null,null,null,null,null,null,null,null,null,null,null,null,null,null,null,null,null,null,null,null,null,null,null,null,null,null,null,"３－３．活動量（エネルギー使用量）の計算で使用した各数値の説明・根拠"]
[null,null,null,null,null,null,null,null,null,null,null,null,null,null,null,null,null,null,null,null,null,null,null,null,null,null,null,null,null,null,null,null,null,null,null,null,null,null,null,null,null,"■当該施設の特性、使用条件であることがわかるように記載してください。類似の設備、たとえば「40W型」だけでは活動量\n　 の確認ができませんので、当該設備のメーカー名、型番、仕様を根拠として記載してください。\n\n■計測値を記載する場合には、結果だけではなく計測対象・期間・装置・条件を明記してください。\n\n■同一の設備や類似の設備が別の個票にもある場合には、他の個票との関係が１対１でわかるようにしてください。たとえ\n　 ば、個票1に各個票の同一の設備や類似の設備の相互の関係がわかる表を添付することが考えられます。\n\n■数値の単位はSI単位で記述するよう努めてください。たとえば、機器銘板がkcal/h表示の場合には、そのままcal単位を\n　 使い続けずに、初めにkWへの換算を記載した上で、以降はkWで説明を行ってください。\n\n■DXシステムによる計測結果に基づく対策の場合は、DXシステムの計測結果を提示してください。"]
[]
[]
[]
[]
[]
[]
[]
[]
[]
[]
[]
[null,"対策実施【計画】",null,null,null,null,null,null,null,null,null,null,null,null,null,null,null,null,null,null,null,null,null,null,null,null,null,null,null,null,null,null,null,null,null,null,null,null,null,null,"対策実施【計画】"]
[null,"３－４．活動量（エネルギー使用量）把握方法・計算方法の説明",null,null,null,null,null,null,null,null,null,null,null,null,null,null,null,null,null,null,null,null,null,null,null,null,null,null,null,null,null,null,null,null,null,null,null,null,null,null,"３－４．活動量（エネルギー使用量）把握方法・計算方法の説明"]
[]
[null,null,null,null,null,null,null,null,null,null,null,null,null,null,null,null,null,null,null,null,null,null,null,null,null,null,null,null,null,null,null,null,null,null,null,null,null,null,null,null,null,"■要点を第三者が読んで理解できるように記述してください。"]
[]
[null,"３－５．活動量（エネルギー使用量）の計算",null,null,null,null,null,null,null,null,null,null,null,null,null,null,null,null,null,null,null,null,null,null,null,null,null,null,null,null,null,null,null,null,null,null,null,null,null,null,"３－５．活動量（エネルギー使用量）の計算"]
[]
[]
[]
[null,null,null,null,null,null,null,null,null,null,null,null,null,null,null,null,null,null,null,null,null,null,null,null,null,null,null,null,null,null,null,null,null,null,null,null,null,null,null,null,null,"■上記３－２の注記にある【他の記入欄にも共通する注意事項】を参照してください。\n\n■数値シミュレーションを使用する場合には、シミュレーションの計算式や考え方に加え、計算条件が該当事業所の状況\n　 に合致していることがわかるように記載してください。"]
[]
[]
[]
[]
[]
[]
[]
[null,"３－６．活動量（エネルギー使用量）の計算で使用した各数値の説明・根拠",null,null,null,null,null,null,null,null,null,null,null,null,null,null,null,null,null,null,null,null,null,null,null,null,null,null,null,null,null,null,null,null,null,null,null,null,null,null,"３－６．活動量（エネルギー使用量）の計算で使用した各数値の説明・根拠"]
[]
[null,null,null,null,null,null,null,null,null,null,null,null,null,null,null,null,null,null,null,null,null,null,null,null,null,null,null,null,null,null,null,null,null,null,null,null,null,null,null,null,null,"■当該施設の特性、使用条件であることがわかるように記載してください。類似の設備、たとえば「40W型」だけでは活動量\n　 の確認ができませんので、当該設備のメーカー名、型番、仕様を根拠として記載してください。\n\n■計測値を記載する場合には、結果だけではなく計測対象・期間・装置・条件を明記してください。\n\n■同一の設備や類似の設備が別の個票にもある場合には、他の個票との関係が１対１でわかるようにしてください。たとえ\n　 ば、個票1に各個票の同一の設備や類似の設備の相互の関係がわかる表を添付することが考えられます。\n\n■数値の単位はSI単位で記述するよう努めてください。たとえば、機器銘板がkcal/h表示の場合には、そのままcal単位を\n　 使い続けずに、初めにkWへの換算を記載した上で、以降はkWで説明を行ってください。"]
[]
[]
[]
[]
[]
[]
[]
[]
[]
[]
[null,{"$f":"\"対策個票\"&$B$9","v":"対策個票4"},null,null,null,null,null,null,null,null,null,null,null,null,null,null,null,null,null,null,null,null,null,null,null,null,null,null,null,null,null,null,null,null,null,null,null,null,null,null,"対策個票1"]
[]
[null,"４．実施方法",null,null,null,null,null,null,null,null,null,null,null,null,null,null,null,null,null,null,null,null,null,null,null,null,null,null,null,null,null,null,null,null,null,null,null,null,null,null,"４．実施方法"]
[null,"４－１．実施手順/実施に関する注意事項",null,null,null,null,null,null,null,null,null,null,null,null,null,null,null,null,null,null,null,null,null,null,null,null,null,null,null,null,null,null,null,null,null,null,null,null,null,null,"４－１．実施手順/実施に関する注意事項",null,null,null,null,null,null,null,null,null,null,null,null,null,null,null,null,null,null,null,null,null,null,null,null,null,null,null,null,null,null,null,null,null,null,null,null,"※別紙シートを利用する場合の注記\n\n■別紙を追加・添付する場合は、\n　 本シートの記入欄に別紙の要点を記載\n　 してください。\n\n■別紙への参照を記述する際は、\n　 「別紙のとおり」ではなく、\n 　「別紙XXの何ページ、何行目～何行目の\n　 記載(YY)のとおり」 （XX、YYは通し番号）\n 　とする等、参照箇所を明示してください。\n　 なお、\n　 該当する別紙や記載には対応する通し\n 　番号(XX、YY)を打ち、\n 　本文と、該当する別紙や記載が\n 　１対１に対応するようにしてください。"]
[]
[null,null,null,null,null,null,null,null,null,null,null,null,null,null,null,null,null,null,null,null,null,null,null,null,null,null,null,null,null,null,null,null,null,null,null,null,null,null,null,null,null,"■対策を具体的に進めるために必要な実施方法や手順を記載\n 　してください。\n 　例えば、\n　 ・運用改善対策の場合は、新たな運用規定の内容や、\n　　 周知の仕方など。\n　 ・設備導入対策の場合は、設備仕様や必要コスト、また国への\n 　　届出が必要な設備機器の場合には、その申請方法や申請の\n　　 タイミングなど。\n\n■スペースが足りない場合には、[別紙]として新規シートを追加し、\n　 当該対策個票の別紙であることがわかるようなシート名称にして\n 　使用してください。記入欄には、別紙がある旨を明記してください。\n　 その他、※別紙シートを利用する場合の注記を参照してください。"]
[]
[]
[]
[]
[]
[]
[]
[]
[]
[]
[]
[]
[]
[]
[]
[]
[]
[]
[]
[]
[]
[null,"４－２．［設備導入等］既存設備と導入設備の仕様（能力等）比較、及び導入設備の能力が適切であることの説明\n　　　　［運用改善等］対策実施前後の運用条件の比較、及び対策が問題なく実行できることの説明",null,null,null,null,null,null,null,null,null,null,null,null,null,null,null,null,null,null,null,null,null,null,null,null,null,null,null,null,null,null,null,null,null,null,null,null,null,null,"４－２．［設備導入等］既存設備と導入設備の仕様（能力等）比較、及び導入設備の能力が適切であることの説明\n　　　　［運用改善等］対策実施前後の運用条件の比較、及び対策が問題なく実行できることの説明"]
[]
[null,null,null,null,null,null,null,null,null,null,null,null,null,null,null,null,null,null,null,null,null,null,null,null,null,null,null,null,null,null,null,null,null,null,null,null,null,null,null,null,null,"■既存設備と導入設備の能力（出力）が定量的に比較できるように記載してください。たとえば、設備導入前と設備導入後\n　 で能力比較ができる表（下記記入例参照）を記載してください。\n\n■特に、既存設備よりも導入設備の能力（出力）の方が大きくなる場合には、「別紙のとおり」だけでは確認困難なため、\n　 本欄と別紙の該当箇所とで１対１の対応がつくようにした上で、本欄に説明を記載してください。\n　 ※別紙シートを利用する場合の注記を参照してください。"]
[]
[]
[]
[]
[]
[]
[]
[]
[null,null,null,null,null,null,null,null,null,null,null,null,null,null,null,null,null,null,null,null,null,null,null,null,null,null,null,null,null,null,null,null,null,null,null,null,null,null,null,null,null,null,null,null,null,null,"記入例:重油炊きボイラーからガス炊きボイラーへの設備更新前後の仕様比較"]
[null,null,null,null,null,null,null,null,null,null,null,null,null,null,null,null,null,null,null,null,null,null,null,null,null,null,null,null,null,null,null,null,null,null,null,null,null,null,null,null,null,null,null,null,null,null,"項目",null,null,null,null,null,null,null,"設備導入前",null,null,null,null,null,null,null,"設備導入後"]
[null,null,null,null,null,null,null,null,null,null,null,null,null,null,null,null,null,null,null,null,null,null,null,null,null,null,null,null,null,null,null,null,null,null,null,null,null,null,null,null,null,null,null,null,null,null,"設備名",null,null,null,null,null,null,null,"重油炊きボイラー",null,null,null,null,null,null,null,"ガス炊きボイラー"]
[null,null,null,null,null,null,null,null,null,null,null,null,null,null,null,null,null,null,null,null,null,null,null,null,null,null,null,null,null,null,null,null,null,null,null,null,null,null,null,null,null,null,null,null,null,null,"台数",null,null,null,null,null,null,null,1,null,null,null,null,null,null,null,1]
[null,null,null,null,null,null,null,null,null,null,null,null,null,null,null,null,null,null,null,null,null,null,null,null,null,null,null,null,null,null,null,null,null,null,null,null,null,null,null,null,null,null,null,null,null,null,"燃料",null,null,null,null,null,null,null,"A重油",null,null,null,null,null,null,null,"都市ガス"]
[null,null,null,null,null,null,null,null,null,null,null,null,null,null,null,null,null,null,null,null,null,null,null,null,null,null,null,null,null,null,null,null,null,null,null,null,null,null,null,null,null,null,null,null,null,null,"相当蒸発量（kg/ｈ）",null,null,null,null,null,null,null,1000,null,null,null,null,null,null,null,1000]
[null,null,null,null,null,null,null,null,null,null,null,null,null,null,null,null,null,null,null,null,null,null,null,null,null,null,null,null,null,null,null,null,null,null,null,null,null,null,null,null,null,null,null,null,null,null,"設計効率（％）",null,null,null,null,null,null,null,90,null,null,null,null,null,null,null,97]
[null,null,null,null,null,null,null,null,null,null,null,null,null,null,null,null,null,null,null,null,null,null,null,null,null,null,null,null,null,null,null,null,null,null,null,null,null,null,null,null,null,null,null,null,null,null,"定格燃焼量（L/h）",null,null,null,null,null,null,null,68.3,null,null,null,null,null,null,null,57.3]
[]
[]
[]
[]
[]
[null,"４－３．法定耐用年数",null,null,null,null,null,null,null,null,null,null,null,null,null,null,null,null,null,null,null,null,null,null,null,null,null,null,null,null,null,null,null,null,null,null,null,null,null,null,"４－３．法定耐用年数"]
[null,"導入設備",null,null,{"$f":"IF($AB$13=\"\",\"\",$AB$13)","v":""},null,null,null,null,null,null,null,null,null,"用途・\n目的",null,null,null,null,null,null,null,null,null,null,null,null,null,null,null,null,null,null,null,null,null,null,null,null,null,"導入設備",null,null,"ガス焚き蒸気ボイラー",null,null,null,null,null,null,null,null,null,"用途・\n目的",null,null,"原料加熱"]
[]
[null,"耐用年数省令別表の記載事項",null,null,null,null,null,null,null,null,null,null,null,null,null,null,null,null,null,null,null,null,null,null,null,null,null,null,null,null,null,null,null,null,null,null,null,null,null,null,"耐用年数省令別表の記載事項"]
[null,"別表の名称",null,null,null,null,null,null,null,null,null,null,null,null,null,null,null,null,null,null,null,null,null,null,null,null,null,null,null,null,null,null,null,null,null,null,null,null,null,null,"別表の名称",null,null,null,null,null,"別表第２ 機械及び装置の耐用年数表"]
[null,"[種類]または[番号]",null,null,null,null,null,null,null,null,null,null,null,null,null,null,null,null,null,null,null,null,null,null,null,null,null,null,null,null,null,null,null,null,null,null,null,null,null,null,"[種類]または[番号]",null,null,null,null,null,1]
[null,"[構造又は用途]、または[設備の種類]",null,null,null,null,null,null,null,null,null,null,null,null,null,null,null,null,null,null,null,null,null,null,null,null,null,null,null,null,null,null,null,null,null,null,null,null,null,null,"[構造又は用途]、または[設備の種類]",null,null,null,null,null,"食料品製造業用設備"]
[]
[null,"細目",null,null,null,null,null,null,null,null,null,null,null,null,null,null,null,null,null,null,null,null,null,null,null,null,null,null,null,null,null,null,null,null,null,null,null,null,null,null,"細目",null,null,null,null,null,"---"]
[]
[null,"法定耐用年数 (年)",null,null,null,null,null,null,null,null,null,null,null,null,null,null,null,null,null,null,null,null,null,null,null,null,null,null,null,null,null,null,null,null,null,null,null,null,null,null,"法定耐用年数 (年)",null,null,null,null,null,10]
[]
[null,{"$f":"\"対策個票\"&$B$9","v":"対策個票4"},null,null,null,null,null,null,null,null,null,null,null,null,null,null,null,null,null,null,null,null,null,null,null,null,null,null,null,null,null,null,null,null,null,null,null,null,null,null,"対策個票1"]
[null,null,null,null,null,null,null,null,null,null,null,null,null,null,null,null,null,null,null,null,null,null,null,null,null,null,null,null,null,null,null,null,null,null,null,null,null,null,null,null,"※実施計画書Cを選択している場合、5ページ目（5.実施計画…）の作成は不要です。"]
[null,"５．実施計画、CO2削減計画、投資回収計画",null,null,null,null,null,null,null,null,null,null,null,null,null,null,null,null,null,null,null,null,null,null,null,null,null,null,null,null,null,null,null,null,null,null,null,null,null,null,"５．実施計画、CO2削減計画、投資回収計画"]
[null,"対策の種類\n[対策個票番号]",null,null,null,null,"対策名称",null,null,null,null,null,null,null,null,null,null,null,null,null,null,null,null,null,"対象/\n既存設備",null,null,{"$f":"IF($AB$11=\"\",\"\",$AB$11)","v":""},null,null,null,null,null,null,null,null,null,null,null,null,"対策の種類\n[対策個票番号]",null,null,null,null,"対策名称",null,null,null,null,null,null,null,null,null,null,null,null,null,null,null,null,null,"対象/\n既存設備",null,null,"重油焚き蒸気ボイラー",null,null,null,null,null,null,null,null,null,null,null,null,null,null,"※「完了時期」に関する注記\n\n■「完了時期」として選択する年月は、\n　 対策の運用準備が整い、\n　 翌月1日には対策による効果が発生している月\n　 としてください。\n　 対策の運用開始は、「完了」年月内あるいは翌月1日\n　 からのいずれの可能性もあります。\n 　段階的に設備を導入し利用を開始する対策（例：LED\n 　の導入）の場合には、すべての対象エリア（効果算定\n　 をした範囲）を考慮して完了年月を選択してください。\n\n　 例えば、\n 　・運用改善対策の場合は、\n　　 新たな運用の準備が完了した年月\n　　（完了月内または翌月1日から新運用が開始され、\n　　　翌月1日からCO2削減効果が発生している）。\n 　・設備導入対策の場合は、\n 　　施工や引き渡しが完了した年月\n　　（完了月内または翌月1日から新たに導入した設備\n　　の運転が開始され、翌月1日からCO2削減効果が\n　　発生している）。"]
[]
[null,{"$f":"$B$9","v":"4"},{"$f":"IF($C$9=\"\",\"\",$C$9)","v":""},null,null,null,{"$f":"IF($G$9=\"\",\"\",$G$9)","v":""},null,null,null,null,null,null,null,null,null,null,null,null,null,null,null,null,null,"導入設備",null,null,{"$f":"IF($AB$13=\"\",\"\",$AB$13)","v":""},null,null,null,null,null,null,null,null,null,null,null,null,6,"燃料転換",null,null,null,"ボイラーの燃料転換",null,null,null,null,null,null,null,null,null,null,null,null,null,null,null,null,null,"導入設備",null,null,"ガス焚き蒸気ボイラー"]
[]
[]
[null,null,null,null,null,null,null,null,null,null,null,null,null,null,null,null,null,"計画年度",null,null,null,null,null,null,null,null,null,null,null,null,null,null,null,null,null,null,null,null,null,null,null,null,null,null,null,null,null,null,null,null,null,null,null,null,null,null,"計画年度",null,null,null,null,null,null,null,null,null,null,null,null,null,null,null,null,null,null,null,null,null,null,null,null,null,null,null,null,null,null,null,"計画年度1",null,"計画年度2",null,"計画年度3",null,"計画年度4",null,"計画年度5"]
[null,null,null,null,null,null,null,null,null,null,null,null,null,null,null,null,null,{"$f":"IF('511脱炭素化計画'!$AQ24=\"\",\"\",'511脱炭素化計画'!$AQ24)","v":""},null,null,null,{"$f":"IF('511脱炭素化計画'!$AT24=\"\",\"\",'511脱炭素化計画'!$AT24)","v":"目標年度"},null,null,null,{"$f":"IF('511脱炭素化計画'!$AW24=\"\",\"\",'511脱炭素化計画'!$AW24)","v":""},null,null,null,{"$f":"IF('511脱炭素化計画'!$AZ24=\"\",\"\",'511脱炭素化計画'!$AZ24)","v":""},null,null,null,{"$f":"IF('511脱炭素化計画'!$BC24=\"\",\"\",'511脱炭素化計画'!$BC24)","v":""},null,null,null,null,null,null,null,null,null,null,null,null,null,null,null,null,null,null,null,null,null,null,"",null,null,null,"目標年度",null,null,null,null,null,null,null,"",null,null,null,null,null,null,null,null,null,null,null,null,null,null,null,null,null,null,null,{"$f":"$R$272","v":0},{"$f":"$T$272","v":0},{"$f":"$V$272","v":0},{"$f":"$X$272","v":0},{"$f":"$Z$272","v":0},{"$f":"$AB$272","v":0},{"$f":"$AD$272","v":0},{"$f":"$AF$272","v":0},{"$f":"$AH$272","v":0},{"$f":"$AJ$272","v":0}]
[null,null,null,null,null,null,null,null,null,null,null,null,null,null,null,null,null,{"$f":"IF('511脱炭素化計画'!$AQ25=\"\",\"\",'511脱炭素化計画'!$AQ25)","v":"令和6年度"},null,null,null,{"$f":"IF('511脱炭素化計画'!$AT25=\"\",\"\",'511脱炭素化計画'!$AT25)","v":"令和7年度"},null,null,null,{"$f":"IF('511脱炭素化計画'!$AW25=\"\",\"\",'511脱炭素化計画'!$AW25)","v":"令和8年度"},null,null,null,{"$f":"IF('511脱炭素化計画'!$AZ25=\"\",\"\",'511脱炭素化計画'!$AZ25)","v":"令和9年度"},null,null,null,{"$f":"IF('511脱炭素化計画'!$BC25=\"\",\"\",'511脱炭素化計画'!$BC25)","v":"令和10年度"},null,null,null,null,null,null,null,null,null,null,null,null,null,null,null,null,null,null,null,null,null,null,"令和6年度",null,null,null,"令和7年度",null,null,null,"令和8年度",null,null,null,"令和9年度",null,null,null,"令和10年度",null,null,null,null,null,null,null,null,null,null,null,null,null,null,null,{"$f":"$R$267","v":"令和6年度"},{"$f":"$R$267","v":"令和6年度"},{"$f":"$V$267","v":"令和7年度"},{"$f":"$V$267","v":"令和7年度"},{"$f":"$Z$267","v":"令和8年度"},{"$f":"$Z$267","v":"令和8年度"},{"$f":"$AD$267","v":"令和9年度"},{"$f":"$AD$267","v":"令和9年度"},{"$f":"$AH$267","v":"令和10年度"},{"$f":"$AH$267","v":"令和10年度"},{"$f":"\"令和\"&MID(CS267,3,2)+1&\"年度\"","v":"令和11年度"},{"$f":"\"令和\"&MID(CT267,3,2)+1&\"年度\"","v":"令和11年度"}]
[null,"５－１．実施計画",null,null,null,null,null,null,null,null,null,null,null,null,null,null,null,null,null,null,null,null,null,null,null,null,null,null,null,null,null,null,null,null,null,null,null,null,null,null,"５－１．実施計画"]
[null,null,null,null,null,"着手時期",null,null,null,null,null,"完了時期",null,null,null,null,null,"着手～完了期間",null,null,null,null,null,null,null,null,null,null,null,null,null,null,null,null,null,null,null,null,null,null,null,null,null,null,"着手時期",null,null,null,null,null,"完了時期",null,null,null,null,null,"着手～完了期間"]
[null,null,null,"年度",null,{"$f":"IFERROR(HLOOKUP(\"着手\",$CK$266:$CT$271,2,FALSE),\"\")","v":""},null,null,null,null,null,{"$f":"IFERROR(HLOOKUP(\"完了\",$CK$266:$CT$271,2,FALSE),\"\")","v":""},null,null,null,null,null,null,null,null,null,null,null,null,null,null,null,null,null,null,null,null,null,null,null,null,null,null,null,null,null,null,"年度",null,"令和6年度",null,null,null,null,null,"令和6年度",null,null,null,null,null,null,null,null,null,null,null,null,null,null,null,null,null,null,null,null,null,null,null,null,null,null,null,null,null,null,null,null,null,null,null,null,null,{"$f":"IF(CK271=0,\"---\",IF(OR(CK271=\"1月\",CK271=\"2月\",CK271=\"3月\"),LEFT(CM267,LEN(CM267)-1),LEFT(CK267,LEN(CK267)-1)))","v":"---"},"---","---","---","---","---","---","---","---","---"]
[null,null,null,"年","月",{"$f":"IFERROR(HLOOKUP(\"着手\",$CK$266:$CT$271,5,FALSE),\"\")","v":""},null,null,{"$f":"IFERROR(HLOOKUP(\"着手\",$CK$266:$CT$271,6,FALSE),\"\")","v":""},null,null,{"$f":"IFERROR(HLOOKUP(\"完了\",$CK$266:$CT$271,5,FALSE),\"\")","v":""},null,null,{"$f":"IFERROR(HLOOKUP(\"完了\",$CK$266:$CT$271,6,FALSE),\"\")","v":""},null,null,null,null,null,null,null,null,null,null,null,null,null,null,null,null,null,null,null,null,null,null,null,null,null,null,null,"年","月","令和6年",null,null,"9月",null,null,"令和7年",null,null,"1月",null,null,"9月",null,"1月",null,null,null,null,null,null,null,null,null,null,null,null,null,null,null,null,null,null,null,null,null,null,null,null,null,null,null,null,null,{"$f":"$R$271","v":0},{"$f":"$T$271","v":0},{"$f":"$V$271","v":0},{"$f":"$X$271","v":0},{"$f":"$Z$271","v":0},{"$f":"$AB$271","v":0},{"$f":"$AD$271","v":0},{"$f":"$AF$271","v":0},{"$f":"$AH$271","v":0},{"$f":"$AJ$271","v":0}]
[null,null,null,null,null,null,null,null,null,null,null,null,null,null,null,null,null,null,null,null,null,null,null,null,null,null,null,null,null,null,null,null,null,null,null,null,null,null,null,null,null,null,null,null,null,null,null,null,null,null,null,null,null,null,null,null,"着手",null,"完了"]
[null,null,null,null,null,null,null,null,null,null,null,null,null,null,null,null,null,null,null,null,null,null,null,null,null,null,null,null,null,null,null,null,null,null,null,null,null,null,null,null,null,null,null,null,null,null,null,null,null,null,null,null,null,null,null,null,"契約・設計：令和6年9月～、施工：令和6年12月～、完了：令和7年1月、運用開始：令和7年2月～"]
[]
[null,"５－２．CO2削減計画",null,null,null,null,null,null,null,null,null,null,null,null,null,null,null,null,null,null,null,null,null,null,null,null,null,null,null,null,null,null,null,null,null,null,"（単位：t-CO2/年）",null,null,null,"５－２．CO2削減計画",null,null,null,null,null,null,null,null,null,null,null,null,null,null,null,null,null,null,null,null,null,null,null,null,null,null,null,null,null,null,null,null,null,null,"（単位：t-CO2/年）"]
[null,null,null,null,null,null,null,null,null,null,null,"年間CO2削減量",null,null,null,null,null,"CO2削減量（年度単位）",null,null,null,null,null,null,null,null,null,null,null,null,null,null,null,null,null,null,null,null,null,null,null,null,null,null,null,null,null,null,null,null,"年間CO2削減量",null,null,null,null,null,"CO2削減量（年度単位）"]
[]
[null,null,null,null,null,null,null,null,null,null,null,{"$f":"IF(J75=\"\",\"\",J75)","v":0},null,null,null,null,null,null,null,null,null,{"$f":"IF(COUNTIF($R$272:$U$272,\"完了\"),$L$278,\"\")","v":""},null,null,null,{"$f":"IF($V278<>\"\",$L$278,IF(COUNTIF($V$272:$Y$272,\"完了\"),$L$278,\"\"))","v":""},null,null,null,{"$f":"IF($Z278<>\"\",$L$278,IF(COUNTIF($Z$272:$AC$272,\"完了\"),$L$278,\"\"))","v":""},null,null,null,{"$f":"IF($AD278<>\"\",$L$278,IF(COUNTIF($AD$272:$AG$272,\"完了\"),$L$278,\"\"))","v":""},null,null,null,null,null,null,null,null,null,null,null,null,null,null,null,null,200,null,null,null,null,null,null,null,null,null,200,null,null,null,200,null,null,null,200,null,null,null,200]
[]
[null,"５－３．投資回収計画（補助金利用なし）",null,null,null,null,null,null,null,null,null,null,null,null,null,null,null,null,null,null,null,null,null,null,null,null,null,null,null,null,null,null,null,null,null,null,"（単位：千円）",null,null,null,"５－３．投資回収計画（補助金利用なし）",null,null,null,null,null,null,null,null,null,null,null,null,null,null,null,null,null,null,null,null,null,null,null,null,null,null,null,null,null,null,null,null,null,null,"（単位：千円）"]
[null,null,null,null,null,null,null,null,"導入コスト(a)",null,null,null,null,null,"単純投資回収年数\n(a/b)",null,null,"投資額（上段）及び削減額（下段）",null,null,null,null,null,null,null,null,null,null,null,null,null,null,null,null,null,null,null,null,null,null,null,null,null,null,null,null,null,"導入コスト(a)",null,null,null,null,null,"単純投資回収年数\n(a/b)",null,null,"投資額（上段）及び削減額（下段）"]
[]
[null,null,null,null,null,null,null,null,"年間運転コスト削減額 (b)",null,null,null,null,null,null,null,null,null,null,null,null,null,null,null,null,null,null,null,null,null,null,null,null,null,null,null,null,null,null,null,null,null,null,null,null,null,null,"年間運転コスト削減額 (b)"]
[]
[null,null,null,null,null,null,null,null,{"$f":"IF(AD75=\"\",\"\",AD75)","v":0},null,null,null,null,null,{"$f":"IFERROR(IF(I285/I287<0,\"---\",I285/I287),\"---\")","v":"---"},null,null,null,null,null,null,null,null,null,null,null,null,null,null,null,null,null,null,null,null,null,null,null,null,null,null,null,null,null,null,null,null,3000,null,null,null,null,null,5,null,null,1500,null,null,null,1500]
[]
[null,null,null,null,null,null,null,null,{"$f":"IF(J79=\"\",\"\",J79)","v":0},null,null,null,null,null,null,null,null,null,null,null,null,{"$f":"IF(COUNTIF($R$272:$U$272,\"完了\"),$I$287,\"\")","v":""},null,null,null,{"$f":"IF($V287<>\"\",$I$287,IF(COUNTIF($V$272:$Y$272,\"完了\"),$I$287,\"\"))","v":""},null,null,null,{"$f":"IF($Z287<>\"\",$I$287,IF(COUNTIF($Z$272:$AC$272,\"完了\"),$I$287,\"\"))","v":""},null,null,null,{"$f":"IF($AD287<>\"\",$I$287,IF(COUNTIF($AD$272:$AG$272,\"完了\"),$I$287,\"\"))","v":""},null,null,null,null,null,null,null,null,null,null,null,null,null,600,null,null,null,null,null,null,null,null,null,null,null,null,600,null,null,null,600,null,null,null,600,null,null,null,600]
[]
[null,"５－４．投資回収計画（補助金利用あり）",null,null,null,null,null,null,null,null,null,null,null,null,null,null,null,null,null,null,null,null,null,null,null,null,null,null,null,null,null,null,null,null,null,null,"（単位：千円）",null,null,null,"５－４．投資回収計画（補助金利用あり）",null,null,null,null,null,null,null,null,null,null,null,null,null,null,null,null,null,null,null,null,null,null,null,null,null,null,null,null,null,null,null,null,null,null,"（単位：千円）"]
[null,"申請予定補助金",null,null,"その他資金\n(自己負担）",null,null,null,"導入コスト自己負担額 (c)",null,null,null,null,null,"単純投資回収年数\n(c)/(b)",null,null,"投資額（上段）及び削減額（下段）",null,null,null,null,null,null,null,null,null,null,null,null,null,null,null,null,null,null,null,null,null,null,"申請予定補助金",null,null,"その他資金\n(自己負担）",null,null,null,"導入コスト自己負担額 (c)",null,null,null,null,null,"単純投資回収年数\n(c/b)",null,null,"投資額（上段）及び削減額（下段）"]
[]
[null,null,null,null,null,null,null,null,"年間運転コスト削減額 (b)",null,null,null,null,null,null,null,null,null,null,null,null,null,null,null,null,null,null,null,null,null,null,null,null,null,null,null,null,null,null,null,null,null,null,null,null,null,null,"年間運転コスト削減額 (b)"]
[null,null,null,null,null,null,null,null,null,null,null,null,null,null,null,null,null,null,null,null,null,null,null,null,null,null,null,null,null,null,null,null,null,null,null,null,null,null,null,null,null,null,null,null,null,null,null,null,null,null,null,null,null,null,null,null,null,null,null,null,null,null,null,null,null,null,null,null,null,null,null,null,null,null,null,null,null,null,null,null,null,null,null,null,null,null,null,null,"補助金申請予定"]
[null,null,null,null,null,null,null,null,{"$f":"IF(I285=\"\",\"\",IF(OR($B294=\"\",$B294=\"予定なし\"),I285,\"\"))","v":0},null,null,null,null,null,{"$f":"IFERROR(IF(I294/I296<0,\"---\",I294/I296),\"---\")","v":"---"},null,null,{"$f":"IF(R285=\"\",\"\",IF(OR($B294=\"\",$B294=\"予定なし\"),R285,\"\"))","v":""},null,null,null,{"$f":"IF(V285=\"\",\"\",IF(OR($B294=\"\",$B294=\"予定なし\"),V285,\"\"))","v":""},null,null,null,{"$f":"IF(Z285=\"\",\"\",IF(OR($B294=\"\",$B294=\"予定なし\"),Z285,\"\"))","v":""},null,null,null,{"$f":"IF(AD285=\"\",\"\",IF(OR($B294=\"\",$B294=\"予定なし\"),AD285,\"\"))","v":""},null,null,null,{"$f":"IF(AH285=\"\",\"\",IF(OR($B294=\"\",$B294=\"予定なし\"),AH285,\"\"))","v":""},null,null,null,null,null,null,"国(SHIFT)",null,null,"金融機関からの借入金＆\n自己資金",null,null,null,2000,null,null,null,null,null,3.3,null,null,1000,null,null,null,1000,null,null,null,null,null,null,null,null,null,null,null,null,null,null,null,null,null,null,null,null,null,null,null,null,null,null,null,{"$f":"IF(OR(B294=\"\",COUNTIF(B294,\"*なし*\")),FALSE,TRUE)","v":false}]
[]
[null,null,null,null,null,null,null,null,{"$f":"IF(J79=\"\",\"\",J79)","v":0},null,null,null,null,null,null,null,null,null,null,null,null,{"$f":"IF(V287=\"\",\"\",V287)","v":""},null,null,null,{"$f":"IF(Z287=\"\",\"\",Z287)","v":""},null,null,null,{"$f":"IF(AD287=\"\",\"\",AD287)","v":""},null,null,null,{"$f":"IF(AH287=\"\",\"\",AH287)","v":""},null,null,null,null,null,null,null,null,null,null,null,null,null,600,null,null,null,null,null,null,null,null,null,null,null,null,{"$f":"IF(BI287=\"\",\"\",BI287)","v":600},null,null,null,{"$f":"IF(BM287=\"\",\"\",BM287)","v":600},null,null,null,{"$f":"IF(BQ287=\"\",\"\",BQ287)","v":600},null,null,null,{"$f":"IF(BU287=\"\",\"\",BU287)","v":600}]
[]
[null,"※","導入コスト自己負担額(c)＝導入コスト(a)から補助受給額を差し引いた金額",null,null,null,null,null,null,null,null,null,null,null,null,null,null,null,null,null,null,null,null,null,null,null,null,null,null,null,null,null,null,null,null,null,null,null,null,null,"※","導入コスト自己負担額＝導入コストから補助受給額を差し引いた金額"]
[null,"※","補助金申請の予定がない場合、「導入コスト自己負担額(c)」には「導入コスト(a)」と同じ金額が入ります。",null,null,null,null,null,null,null,null,null,null,null,null,null,null,null,null,null,null,null,null,null,null,null,null,null,null,null,null,null,null,null,null,null,null,null,null,null,"※","申請予定の補助金がない場合、「導入コスト自己負担額(c)」には「導入コスト(a)」と同じ金額が入ります。"]
[null,null,"また、「投資額及び削減額」も補助金を利用しない場合の投資回収計画と同じ金額が入ります。",null,null,null,null,null,null,null,null,null,null,null,null,null,null,null,null,null,null,null,null,null,null,null,null,null,null,null,null,null,null,null,null,null,null,null,null,null,null,"また、「投資額及び削減額」も補助金を利用しない場合の投資回収計画と同じ金額が入ります。"]
[]
[]
[null,"５－５．実施責任者・実施担当者",null,null,null,null,null,null,null,null,null,null,null,null,null,null,null,null,null,null,null,null,null,null,null,null,null,null,null,null,null,null,null,null,null,null,null,null,null,null,"５－５．実施責任者・実施担当者"]
[null,"実施責任者",null,null,null,"氏名",null,null,null,null,null,null,null,null,"所属・役職",null,null,null,null,null,null,null,null,null,null,null,null,null,null,null,null,null,null,null,null,null,null,null,null,null,"実施責任者",null,null,null,"氏名",null,null,null,null,null,null,null,null,"所属・役職"]
[]
[]
[null,"実施担当者",null,null,null,"氏名",null,null,null,null,null,null,null,null,"所属・役職",null,null,null,null,null,null,null,null,null,null,null,null,null,null,null,null,null,null,null,null,null,null,null,null,null,"実施担当者",null,null,null,"氏名",null,null,null,null,null,null,null,null,"所属・役職"]
[]
[]
[]
[]
[]
[]
[]
[]
[]
[]
[]
[]
[]
[]
[null,{"$f":"\"対策個票\"&$B$9","v":"対策個票4"},null,null,null,null,null,null,null,null,null,null,null,null,null,null,null,null,null,null,null,null,null,null,null,null,null,null,null,null,null,null,null,null,null,null,null,null,null,null,"対策個票1"]
[]
[null,"６．更新設備仕様・見積書",null,null,null,null,null,null,null,null,null,null,null,null,null,null,null,null,null,null,null,null,null,null,null,null,null,null,null,null,null,null,null,null,null,null,null,null,null,null,"６．更新設備仕様・見積書"]
[null,null,null,null,null,null,null,null,null,null,null,null,null,null,null,null,null,null,null,null,null,null,null,null,null,null,null,null,null,null,null,null,null,null,null,null,null,null,null,null,null,null,null,null,null,null,null,null,null,null,null,null,null,null,null,null,null,null,null,null,null,null,null,null,null,null,null,null,null,null,null,null,null,null,null,null,null,"※別紙シートを利用する場合の注記\n\n■別紙を追加・添付する場合は、\n　 本シートの記入欄に別紙の要点を記載\n　 してください。\n\n■別紙への参照を記述する際は、\n　 「別紙のとおり」ではなく、\n 　「別紙XXの何ページ、何行目～何行目の\n　 記載(YY)のとおり」 （XX、YYは通し番号）\n 　とする等、参照箇所を明示してください。\n　 なお、\n　 該当する別紙や記載には対応する通し\n 　番号(XX、YY)を打ち、\n 　本文と、該当する別紙や記載が\n 　１対１に対応するようにしてください。"]
[]
[null,null,null,null,null,null,null,null,null,null,null,null,null,null,null,null,null,null,null,null,null,null,null,null,null,null,null,null,null,null,null,null,null,null,null,null,null,null,null,null,null,"■当該設備のメーカー名、型番、仕様がわかるように記載してください。\n\n■報告時の活動量の把握に計測器を使用する場合は、そのメーカー名、型番、仕様もわかるように記載してください。\n\n■スペースが足りない場合には、[別紙]として新規シートを追加し、当該対策個票の別紙であることがわかるようなシート名称\n　 にして使用してください。その際、更新設備仕様・見積書の記入欄には、別紙がある旨を明記してください。\n   その他、※別紙シートを利用する場合の注記を参照してください。"]
[]
[]
[]
[]
[]
[]
[]
[]
[]
[]
[]
[]
[]
[]
[]
[]
[]
[]
[]
[]
[]
[]
[]
[]
[]
[]
[]
[]
[]
[]
[]
[]
[]
[]
[]
[]
[]
[]
[]
[]
[]
[]
[]
[]
[]
[]
[]
[]
[]
[]
[]
[]
[]
[]
[]
[]
[]
[null,{"$f":"\"対策個票\"&$B$9","v":"対策個票4"},null,null,null,null,null,null,null,null,null,null,null,null,null,null,null,null,null,null,null,null,null,null,null,null,null,null,null,null,null,null,null,null,null,null,null,null,null,null,"対策個票1"]
[null,null,null,null,null,null,null,null,null,null,null,null,null,null,null,null,null,null,null,null,null,null,null,null,null,null,null,null,null,null,null,null,null,null,null,null,null,null,null,null,"※実施計画書A/Bを選択している場合、7ページ目（7.報告時の…、8.導入した…）の作成は不要です。"]
[null,"７．報告時のCO2排出量算定のための活動量把握方法",null,null,null,null,null,null,null,null,null,null,null,null,null,null,null,null,null,null,null,null,null,null,null,null,null,null,null,null,null,null,null,null,null,null,null,null,null,null,"７．報告時のCO2排出量算定のための活動量把握方法"]
[null,"対策実施【後】",null,null,null,null,null,null,null,null,null,null,null,null,null,null,null,null,null,null,null,null,null,null,null,null,null,null,null,null,null,null,null,null,null,null,null,null,null,null,"対策実施【後】",null,null,null,null,null,null,null,null,null,null,null,null,null,null,null,null,null,null,null,null,null,null,null,null,null,null,null,null,null,null,null,null,null,null,null,null,"※別紙シートを利用する場合の注記\n\n■別紙を追加・添付する場合は、\n　 本シートの記入欄に別紙の要点を記載\n　 してください。\n\n■別紙への参照を記述する際は、\n　 「別紙のとおり」ではなく、\n 　「別紙XXの何ページ、何行目～何行目の\n　 記載(YY)のとおり」 （XX、YYは通し番号）\n 　とする等、参照箇所を明示してください。\n　 なお、\n　 該当する別紙や記載には対応する通し\n 　番号(XX、YY)を打ち、\n 　本文と、該当する別紙や記載が\n 　１対１に対応するようにしてください。"]
[null,"７－１．活動量（エネルギー使用量）把握方法・計算方法の説明",null,null,null,null,null,null,null,null,null,null,null,null,null,null,null,null,null,null,null,null,null,null,null,null,null,null,null,null,null,null,null,null,null,null,null,null,null,null,"７－１．活動量（エネルギー使用量）把握方法・計算方法の説明"]
[null,null,null,null,null,null,null,null,null,null,null,null,null,null,null,null,null,null,null,null,null,null,null,null,null,null,null,null,null,null,null,null,null,null,null,null,null,null,null,null,null,"■事業完了後に事業者が提出する「事業報告書」は、活動量を記入することでCO2排出量・削減量が自動計算されます。\n\n■事業報告時の活動量を事業者が算定できるように、わかりやすく記入してください。\n\n■スペースが足りない場合には、[別紙]として新規シートを追加し、当該対策個票の別紙であることがわかるようなシート名称\n　 にして使用してください。その際、更新設備仕様・見積書の記入欄には、別紙がある旨を明記してください。\n   その他、※別紙シートを利用する場合の注記を参照してください。\n\n■DXシステムによる計測結果を利用する場合は、DXシステムを利用することを明示してください。"]
[]
[]
[]
[]
[]
[]
[]
[]
[]
[null,"７－２．活動量（エネルギー使用量）の計算",null,null,null,null,null,null,null,null,null,null,null,null,null,null,null,null,null,null,null,null,null,null,null,null,null,null,null,null,null,null,null,null,null,null,null,null,null,null,"７－２．活動量（エネルギー使用量）の計算"]
[]
[null,null,null,null,null,null,null,null,null,null,null,null,null,null,null,null,null,null,null,null,null,null,null,null,null,null,null,null,null,null,null,null,null,null,null,null,null,null,null,null,null,"■活動量の計算式を記載する際には、7-3に示している数値も記載して、事業者が容易に計算できるように記載してくださ\n　 い。\n\n■[別紙]として新規シートを追加する場合は、7-1の注意を参照してください。"]
[]
[]
[]
[]
[]
[]
[]
[]
[]
[null,"７－３．活動量（エネルギー使用量）の計算で使用した各数値の説明・根拠",null,null,null,null,null,null,null,null,null,null,null,null,null,null,null,null,null,null,null,null,null,null,null,null,null,null,null,null,null,null,null,null,null,null,null,null,null,null,"７－３．活動量（エネルギー使用量）の計算で使用した各数値の説明・根拠"]
[]
[null,null,null,null,null,null,null,null,null,null,null,null,null,null,null,null,null,null,null,null,null,null,null,null,null,null,null,null,null,null,null,null,null,null,null,null,null,null,null,null,null,"■7-2に使用する数値すべて記載してください。\n　設備・機器固有の特性は、当該設備の具体的な数値の根拠とともにすべて本欄に示してください。\n\n■[別紙]として新規シートを追加する場合は、7-1の注意を参照してください。\n\n■DXシステムによる計測結果を利用する場合は、DXシステムを利用することを明示してください。"]
[]
[]
[]
[]
[]
[]
[]
[]
[]
[null,"７－４．活動量（エネルギー使用量）の計算で使用した各数値のうち、実績値を使用する数値の記録方法",null,null,null,null,null,null,null,null,null,null,null,null,null,null,null,null,null,null,null,null,null,null,null,null,null,null,null,null,null,null,null,null,null,null,null,null,null,null,"７－４．活動量（エネルギー使用量）の計算で使用した各数値のうち、実績値を使用する数値の記録方法"]
[]
[null,null,null,null,null,null,null,null,null,null,null,null,null,null,null,null,null,null,null,null,null,null,null,null,null,null,null,null,null,null,null,null,null,null,null,null,null,null,null,null,null,"■実績値を何から把握するのか、使用するデータの情報源（証憑となる書類）と数値の抽出・記録方法を\n　事業者が自ら対応できるように、平易かつ具体的に記載してください。（DXシステムによる計測結果を\n　利用する場合は、DXシステムからのデータ入手方法を明示してください。）\n\n■[別紙]として新規シートを追加する場合は、7-1の注意を参照してください。"]
[]
[]
[]
[]
[]
[]
[]
[]
[]
[]
[null,"８．導入した設備の効率的な運用方法",null,null,null,null,null,null,null,null,null,null,null,null,null,null,null,null,null,null,null,null,null,null,null,null,null,null,null,null,null,null,null,null,null,null,null,null,null,null,"８．導入した設備の効率的な運用方法"]
[]
[null,null,null,null,null,null,null,null,null,null,null,null,null,null,null,null,null,null,null,null,null,null,null,null,null,null,null,null,null,null,null,null,null,null,null,null,null,null,null,null,null,"■目標未達時には、事業者による効果的な運用改善が求められます。\n　そのため、設備導入後に考えられる効率的な運用方法を具体的に記載してください。\n\n■[別紙]として新規シートを追加する場合は、7-1の注意を参照してください。"]
[]
[]
[]
[]
[]
[]
[]
[]
[]
[null,{"$f":"\"対策個票\"&$B$9","v":"対策個票4"},null,null,null,null,null,null,null,null,null,null,null,null,null,null,null,null,null,null,null,null,null,null,null,null,null,null,null,null,null,null,null,null,null,null,null,null,null,null,"対策個票1"]
[null,null,null,null,null,null,null,null,null,null,null,null,null,null,null,null,null,null,null,null,null,null,null,null,null,null,null,null,null,null,null,null,null,null,null,null,null,null,null,null,"※実施計画書A/Bを選択している場合、8ページ目（9.既存診断…）の作成は不要です。"]
[null,"９．既存診断利用の場合の参照事項",null,null,null,null,null,null,null,null,null,null,null,null,null,null,null,null,null,null,null,null,null,null,null,null,null,null,null,null,null,null,null,null,null,null,null,null,null,null,"９．既存診断利用の場合の参照事項"]
[null,"９－１．既存診断報告書の該当対策",null,null,null,null,null,null,null,null,null,null,null,null,null,null,null,null,null,null,null,null,null,null,null,null,null,null,null,null,null,null,null,null,null,null,null,null,null,null,"９－１．既存診断報告書の該当対策"]
[]
[null,null,null,null,null,null,null,null,null,null,null,null,null,null,null,null,null,null,null,null,null,null,null,null,null,null,null,null,null,null,null,null,null,null,null,null,null,null,null,null,null,"■本対策の算定の元となった既存の診断報告書の対策がある場合には、該当する内容を記載してください。\n　 無い場合には、記載不要です。"]
[]
[]
[]
[]
[]
[]
[]
[]
[]
[null,"９－２．既存診断報告書からの修正事項",null,null,null,null,null,null,null,null,null,null,null,null,null,null,null,null,null,null,null,null,null,null,null,null,null,null,null,null,null,null,null,null,null,null,null,null,null,null,"９－２．既存診断報告書からの修正事項"]
[]
[null,null,null,null,null,null,null,null,null,null,null,null,null,null,null,null,null,null,null,null,null,null,null,null,null,null,null,null,null,null,null,null,null,null,null,null,null,null,null,null,null,"■9-1に記載の対策で、変更点があればその内容を記載してください。\n　 無い場合には、記載不要です。　"]
[]
[]
[]
[]
[]
[]
[]
[]
[]
[null,"９－３．修正理由",null,null,null,null,null,null,null,null,null,null,null,null,null,null,null,null,null,null,null,null,null,null,null,null,null,null,null,null,null,null,null,null,null,null,null,null,null,null,"９－３．修正理由"]
[]
[null,null,null,null,null,null,null,null,null,null,null,null,null,null,null,null,null,null,null,null,null,null,null,null,null,null,null,null,null,null,null,null,null,null,null,null,null,null,null,null,null,"■9-2に変更点の記載があればその理由を記載してください。\n　 無い場合には、記載不要です。"]
[]
[]
[]
[]
[]
[]
[]
[]
[]
[null,"９－４．修正方法",null,null,null,null,null,null,null,null,null,null,null,null,null,null,null,null,null,null,null,null,null,null,null,null,null,null,null,null,null,null,null,null,null,null,null,null,null,null,"９－４．修正方法"]
[]
[null,null,null,null,null,null,null,null,null,null,null,null,null,null,null,null,null,null,null,null,null,null,null,null,null,null,null,null,null,null,null,null,null,null,null,null,null,null,null,null,null,"■9-2に変更点の記載がある場合には、その修正方法を記載してください。\n　 無い場合には、記載不要です。"]

{"sheet":"対策個票5","index":34,"n_rows":490,"n_cols":100,"rows_kept":490,"cut":false,"hidden":false,"merged":[[476,1,486,36],[477,41,479,74],[488,1,498,36],[489,41,491,74],[448,1,448,21],[448,40,448,60],[452,1,462,36],[453,41,455,74],[464,1,474,36],[465,41,467,74],[412,1,422,36],[413,41,419,74],[424,1,434,36],[425,41,429,74],[437,1,446,36],[438,41,442,74],[384,1,384,21],[384,40,384,60],[387,77,402,79],[389,1,398,36],[389,41,398,74],[400,1,410,36],[401,41,405,74],[306,57,308,75],[321,1,321,21],[321,40,321,60],[324,1,382,36],[324,77,339,79],[326,41,333,74],[303,57,305,75],[306,1,308,4],[306,5,308,7],[306,8,308,13],[306,14,308,17],[306,18,308,36],[306,40,308,43],[306,44,308,46],[306,47,308,52],[306,53,308,56],[295,72,296,75],[303,1,305,4],[303,5,305,7],[303,8,305,13],[303,14,305,17],[303,18,305,36],[303,40,305,43],[303,44,305,46],[303,47,305,52],[303,53,305,56],[295,8,296,13],[295,17,296,20],[295,21,296,24],[295,25,296,28],[295,29,296,32],[295,33,296,36],[293,53,296,55],[293,56,294,59],[293,60,294,63],[293,64,294,67],[293,68,294,71],[293,72,294,75],[295,56,296,59],[295,60,296,63],[293,1,296,3],[293,4,296,7],[293,8,294,13],[293,14,296,16],[293,17,294,20],[293,21,294,24],[295,64,296,67],[295,68,296,71],[293,25,294,28],[293,29,294,32],[293,33,294,36],[293,40,296,42],[293,43,296,46],[293,47,294,52],[295,47,296,52],[286,68,287,71],[286,72,287,75],[289,1,292,3],[289,4,292,7],[289,8,290,13],[289,14,292,16],[289,17,292,36],[289,40,292,42],[289,43,292,46],[289,47,290,52],[289,53,292,55],[289,56,292,75],[291,8,292,13],[291,47,292,52],[284,68,285,71],[284,72,285,75],[286,8,287,13],[286,17,287,20],[286,21,287,24],[286,25,287,28],[286,29,287,32],[286,33,287,36],[286,47,287,52],[286,56,287,59],[284,33,285,36],[284,47,285,52],[284,53,287,55],[284,56,285,59],[284,60,285,63],[284,64,285,67],[286,60,287,63],[286,64,287,67],[284,8,285,13],[284,14,287,16],[284,17,285,20],[284,21,285,24],[284,25,285,28],[284,29,285,32],[280,8,281,13],[280,14,283,16],[280,17,283,36],[280,47,281,52],[280,53,283,55],[280,56,283,75],[282,8,283,13],[282,47,283,52],[277,50,278,55],[277,56,278,59],[277,60,278,63],[277,64,278,67],[277,68,278,71],[277,72,278,75],[277,11,278,16],[277,17,278,20],[277,21,278,24],[277,25,278,28],[277,29,278,32],[277,33,278,36],[271,72,271,73],[271,74,271,75],[272,17,273,36],[272,56,273,75],[275,11,276,16],[275,17,276,36],[275,50,276,55],[275,56,276,75],[271,60,271,61],[271,62,271,63],[271,64,271,65],[271,66,271,67],[271,68,271,69],[271,70,271,71],[271,29,271,30],[271,31,271,32],[271,33,271,34],[271,35,271,36],[271,56,271,57],[271,58,271,59],[270,68,270,69],[270,70,270,71],[270,72,270,73],[270,74,270,75],[271,17,271,18],[271,19,271,20],[271,21,271,22],[271,23,271,24],[271,25,271,26],[271,27,271,28],[270,56,270,57],[270,58,270,59],[270,60,270,61],[270,62,270,63],[270,64,270,65],[270,66,270,67],[270,33,270,34],[270,35,270,36],[270,44,270,46],[270,47,270,49],[270,50,270,52],[270,53,270,55],[270,21,270,22],[270,23,270,24],[270,25,270,26],[270,27,270,28],[270,29,270,30],[270,31,270,32],[270,5,270,7],[270,8,270,10],[270,11,270,13],[270,14,270,16],[270,17,270,18],[270,19,270,20],[266,21,266,24],[266,25,266,28],[266,29,266,32],[266,33,266,36],[268,56,269,75],[269,3,269,4],[269,5,269,10],[269,11,269,16],[269,42,269,43],[269,44,269,49],[269,50,269,55],[266,56,266,59],[266,60,266,63],[266,64,266,67],[266,68,266,71],[266,72,266,75],[268,5,268,10],[268,11,268,16],[268,17,269,36],[268,44,268,49],[268,50,268,55],[259,81,278,84],[261,1,262,1],[261,2,262,5],[261,6,262,23],[261,24,262,26],[261,27,262,36],[261,40,262,40],[261,41,262,44],[261,45,262,62],[261,63,262,65],[261,66,262,75],[264,17,264,36],[264,56,264,75],[265,17,265,20],[265,21,265,24],[265,25,265,28],[265,29,265,32],[265,33,265,36],[265,56,265,59],[265,60,265,63],[265,64,265,67],[265,68,265,71],[265,72,265,75],[266,17,266,20],[249,7,249,36],[249,46,249,75],[250,1,251,6],[250,7,251,36],[250,40,251,45],[250,46,251,75],[256,1,256,21],[256,40,256,60],[259,1,260,5],[259,6,260,23],[259,24,260,26],[259,27,260,36],[259,40,260,44],[259,45,260,62],[252,1,253,6],[252,7,253,36],[252,40,253,45],[252,46,253,75],[254,7,254,36],[254,46,254,75],[259,63,260,65],[259,66,260,75],[245,1,246,3],[245,4,246,13],[245,14,246,16],[245,17,246,36],[245,40,246,42],[245,43,246,52],[245,53,246,55],[245,56,246,75],[248,7,248,36],[248,46,248,75],[196,77,211,79],[237,46,237,53],[237,54,237,61],[237,62,237,69],[238,46,238,53],[238,54,238,61],[238,62,238,69],[235,46,235,53],[235,54,235,61],[235,62,235,69],[236,46,236,53],[236,54,236,61],[236,62,236,69],[197,1,218,36],[198,41,211,59],[220,1,220,36],[220,40,220,75],[221,1,242,36],[222,41,228,74],[229,41,229,47],[231,46,231,69],[232,46,232,53],[232,54,232,61],[232,62,232,69],[233,46,233,53],[233,54,233,61],[233,62,233,69],[234,46,234,53],[234,54,234,61],[234,62,234,69],[239,52,239,59],[240,52,240,59],[241,52,241,59],[169,1,179,36],[172,41,175,74],[181,1,191,36],[182,41,190,74],[193,1,193,21],[193,40,193,60],[139,1,149,36],[140,41,148,74],[140,77,155,79],[151,1,161,36],[151,41,161,74],[165,1,167,36],[166,41,166,74],[126,55,127,69],[126,70,127,75],[130,1,130,21],[130,40,130,60],[135,1,137,36],[135,41,137,74],[124,55,125,69],[124,70,125,75],[126,3,127,9],[126,10,127,12],[126,13,127,15],[126,16,127,30],[126,31,127,36],[126,42,127,48],[126,49,127,51],[126,52,127,54],[122,55,123,69],[122,70,123,75],[124,3,125,9],[124,10,125,12],[124,13,125,15],[124,16,125,30],[124,31,125,36],[124,42,125,48],[124,49,125,51],[124,52,125,54],[122,3,123,9],[122,10,123,12],[122,13,123,15],[122,16,123,30],[122,31,123,36],[122,42,123,48],[114,62,115,65],[114,66,115,69],[118,62,119,65],[118,66,119,69],[118,70,119,75],[120,3,121,15],[120,16,121,30],[120,31,121,36],[120,42,121,54],[120,55,121,69],[120,70,121,75],[118,16,119,22],[118,23,119,26],[118,27,119,30],[118,31,119,36],[118,55,119,61],[114,16,115,18],[114,19,115,22],[116,23,117,26],[116,27,117,30],[116,31,117,36],[116,42,117,48],[116,49,117,52],[116,53,117,54],[114,58,115,61],[112,31,113,36],[112,42,113,48],[112,49,113,52],[112,53,113,54],[114,55,115,57],[110,62,111,65],[110,66,111,69],[114,70,115,75],[116,3,117,9],[116,10,117,13],[116,14,117,15],[116,16,117,18],[116,19,117,22],[114,23,115,26],[114,27,115,30],[114,31,115,36],[114,42,115,48],[114,49,115,52],[114,53,115,54],[116,55,117,57],[116,58,117,61],[116,62,117,65],[116,66,117,69],[116,70,117,75],[110,70,111,75],[112,3,113,9],[112,10,113,13],[112,14,113,15],[112,16,113,18],[112,19,113,22],[110,27,111,30],[110,31,111,36],[110,40,127,41],[110,42,111,48],[110,49,111,52],[110,53,111,54],[122,49,123,51],[122,52,123,54],[112,55,113,57],[112,58,113,61],[112,62,113,65],[112,66,113,69],[112,70,113,75],[114,3,115,9],[114,10,115,13],[114,14,115,15],[112,23,113,26],[112,27,113,30],[106,77,112,79],[108,1,109,2],[108,3,109,9],[108,10,109,15],[108,16,109,22],[108,23,109,26],[108,62,109,65],[108,66,109,69],[108,70,109,75],[110,1,127,2],[110,3,111,9],[110,10,111,13],[110,14,111,15],[110,16,111,18],[110,19,111,22],[110,23,111,26],[108,27,109,30],[108,31,109,36],[108,40,109,41],[108,42,109,48],[108,49,109,54],[108,55,109,61],[110,55,111,57],[110,58,111,61],[103,55,104,69],[103,70,104,75],[105,3,106,9],[105,10,106,12],[105,13,106,15],[105,16,106,30],[105,31,106,36],[105,42,106,48],[105,49,106,51],[105,52,106,54],[105,55,106,69],[105,70,106,75],[103,3,104,9],[103,10,104,12],[103,13,104,15],[103,16,104,30],[103,31,104,36],[103,42,104,48],[101,3,102,9],[101,10,102,12],[101,13,102,15],[101,16,102,30],[101,31,102,36],[101,42,102,48],[99,3,100,15],[99,16,100,30],[99,31,100,36],[99,42,100,54],[99,55,100,69],[99,70,100,75],[95,70,96,75],[97,16,98,22],[97,23,98,26],[97,27,98,30],[97,31,98,36],[97,55,98,61],[97,62,98,65],[97,66,98,69],[97,70,98,75],[95,49,96,52],[95,53,96,54],[95,55,96,57],[95,58,96,61],[95,62,96,65],[95,66,96,69],[95,10,96,13],[95,14,96,15],[95,16,96,18],[95,19,96,22],[95,23,96,26],[95,27,96,30],[95,31,96,36],[95,42,96,48],[93,49,94,52],[92,77,104,79],[93,3,94,9],[93,10,94,13],[93,14,94,15],[93,16,94,18],[93,19,94,22],[93,23,94,26],[93,27,94,30],[93,31,94,36],[93,42,94,48],[91,53,92,54],[91,55,92,57],[91,58,92,61],[91,62,92,65],[91,66,92,69],[91,70,92,75],[91,3,92,9],[91,10,92,13],[91,14,92,15],[91,16,92,18],[91,19,92,22],[91,23,92,26],[93,70,94,75],[95,3,96,9],[89,62,90,65],[89,66,90,69],[89,70,90,75],[89,23,90,26],[89,27,90,30],[89,31,90,36],[89,40,106,41],[89,42,90,48],[89,49,90,52],[91,27,92,30],[91,31,92,36],[91,42,92,48],[91,49,92,52],[93,53,94,54],[93,55,94,57],[93,58,94,61],[93,62,94,65],[93,66,94,69],[101,49,102,51],[101,52,102,54],[101,55,102,69],[101,70,102,75],[103,49,104,51],[103,52,104,54],[87,23,88,26],[87,27,88,30],[87,31,88,36],[87,40,88,41],[87,42,88,48],[87,49,88,54],[89,53,90,54],[89,55,90,57],[89,58,90,61],[85,1,86,36],[85,40,86,75],[85,77,90,79],[86,81,86,85],[87,1,88,2],[87,3,88,9],[87,10,88,15],[87,16,88,22],[82,40,83,44],[82,45,83,47],[82,48,83,53],[82,54,83,59],[82,60,83,64],[82,65,83,67],[87,55,88,61],[87,62,88,65],[87,66,88,69],[87,70,88,75],[89,1,106,2],[89,3,90,9],[89,10,90,13],[89,14,90,15],[89,16,90,18],[89,19,90,22],[80,68,81,72],[80,73,81,75],[82,1,83,5],[82,6,83,8],[82,9,83,14],[82,15,83,20],[82,21,83,25],[82,26,83,28],[82,29,83,33],[82,34,83,36],[80,34,81,36],[80,40,81,44],[80,45,81,47],[80,48,81,53],[80,54,81,59],[80,60,81,67],[80,1,81,5],[80,6,81,8],[80,9,81,14],[80,15,81,20],[80,21,81,28],[80,29,81,33],[82,68,83,72],[82,73,83,75],[78,45,79,47],[78,48,79,53],[78,54,79,59],[78,60,79,67],[78,68,79,72],[78,73,79,75],[76,68,77,72],[76,73,77,75],[78,1,79,5],[78,6,79,8],[78,9,79,14],[78,15,79,20],[78,21,79,28],[78,29,79,33],[78,34,79,36],[78,40,79,44],[76,34,77,36],[76,45,77,47],[76,48,77,53],[76,54,77,54],[76,55,77,59],[76,60,77,67],[76,6,77,8],[76,9,77,14],[74,73,75,75],[72,63,73,65],[72,66,73,75],[74,1,77,5],[74,6,75,8],[74,9,75,14],[74,15,75,20],[74,21,75,28],[74,29,75,33],[74,34,75,36],[74,40,77,44],[76,15,77,15],[76,16,77,20],[76,21,77,28],[76,29,77,33],[74,45,75,47],[74,48,75,53],[74,54,75,59],[74,60,75,67],[74,68,75,72],[70,63,71,65],[70,66,71,75],[72,1,73,1],[72,2,73,5],[72,6,73,23],[72,24,73,26],[72,27,73,36],[72,40,73,40],[72,41,73,44],[72,45,73,62],[70,1,71,5],[70,6,71,23],[70,24,71,26],[70,27,71,36],[70,40,71,44],[70,45,71,62],[67,1,67,21],[67,40,67,60],[60,6,61,12],[60,13,61,14],[60,15,61,36],[60,45,61,51],[60,52,61,53],[60,54,61,75],[43,1,61,5],[43,6,43,14],[43,15,43,36],[46,45,47,51],[46,52,47,53],[46,54,47,75],[44,6,45,12],[44,13,45,14],[44,15,45,36],[44,45,45,51],[44,52,45,53],[44,54,45,75],[56,6,57,12],[56,13,57,14],[56,15,57,36],[56,45,57,51],[56,52,57,53],[56,54,57,75],[62,1,65,5],[62,6,65,36],[62,40,65,44],[62,45,65,75],[54,6,55,12],[54,13,55,14],[54,15,55,36],[54,45,55,51],[54,52,55,53],[54,54,55,75],[52,6,53,12],[52,13,53,14],[52,15,53,36],[52,45,53,51],[52,52,53,53],[52,54,53,75],[43,40,61,44],[43,45,43,53],[43,54,43,75],[46,6,47,12],[46,13,47,14],[46,15,47,36],[58,6,59,12],[58,13,59,14],[58,15,59,36],[58,45,59,51],[58,52,59,53],[58,54,59,75],[50,6,51,12],[50,13,51,14],[50,15,51,36],[50,45,51,51],[50,52,51,53],[50,54,51,75],[37,46,38,48],[37,49,38,75],[39,6,42,6],[39,7,40,9],[39,10,40,36],[39,45,42,45],[39,46,40,48],[39,49,40,75],[41,7,42,9],[41,10,42,36],[41,46,42,48],[41,49,42,75],[48,6,49,12],[48,13,49,14],[48,15,49,36],[48,45,49,51],[48,52,49,53],[48,54,49,75],[33,1,34,5],[33,6,34,9],[33,10,34,16],[33,17,34,20],[33,21,34,24],[33,25,34,31],[33,64,34,70],[33,71,34,75],[35,1,42,5],[35,6,38,6],[35,7,36,9],[35,10,36,36],[35,40,42,44],[35,45,38,45],[35,46,36,48],[35,49,36,75],[33,32,34,36],[33,40,34,44],[33,45,34,48],[33,49,34,55],[33,56,34,59],[33,60,34,63],[37,7,38,9],[37,10,38,36],[28,45,29,48],[28,49,29,55],[28,56,29,59],[28,60,29,63],[28,64,29,70],[28,71,29,75],[26,64,27,65],[26,66,27,75],[28,1,32,5],[28,6,29,9],[28,10,29,16],[28,17,29,20],[28,21,29,24],[28,25,29,31],[28,32,29,36],[28,40,32,44],[24,1,27,5],[30,6,32,9],[30,10,32,36],[30,45,32,48],[30,49,32,75],[24,60,25,61],[24,62,25,75],[26,6,27,7],[26,8,27,20],[26,21,27,24],[26,25,27,26],[26,27,27,36],[26,45,27,46],[26,47,27,59],[26,60,27,63],[24,8,25,20],[24,21,25,22],[24,23,25,36],[24,40,27,44],[24,47,25,59],[20,1,23,5],[20,6,23,36],[20,40,23,44],[20,45,23,75],[10,66,11,75],[12,1,13,5],[12,6,13,23],[12,24,13,26],[12,27,13,36],[12,40,13,44],[12,45,13,62],[12,63,13,65],[12,66,13,75],[8,66,9,75],[10,1,11,5],[10,6,11,23],[10,24,11,26],[10,27,11,36],[10,40,11,44],[10,45,11,62],[10,63,11,65],[16,1,19,5],[16,6,19,36],[16,40,19,44],[16,45,19,75],[8,1,9,1],[8,2,9,5],[8,6,9,23],[8,24,9,26],[8,27,9,36],[8,40,9,40],[8,41,9,44],[8,45,9,62],[8,63,9,65],[3,1,3,9],[3,10,3,21],[4,1,4,21],[6,1,7,5],[6,6,7,23],[6,24,7,36],[6,40,7,44],[6,45,7,62],[6,63,7,75]]}
[]
[]
[]
[null,{"$f":"IF(COUNTIF(表紙!J21,\"*診断*\"),\"4．診断報告書\",\"5．実施計画書\")","v":"4．診断報告書"},null,null,null,null,null,null,null,null,"---",null,null,null,null,null,null,null,null,null,null,null,null,null,null,null,null,null,null,null,null,null,null,null,null,null,null,null,null,null,"記入例及び注記",null,null,null,null,null,null,null,"セル色凡例",null,null,null,null,null,"直接入力",null,null,null,null,"選択",null,null,null,"自動計算",null,null,null,null,null,null,null,null,null,null,null,null,null,null,null,null,null,null,null,null,null,null,null,null,"セル色の表示／非表示"]
[null,"対策個票",null,null,null,null,null,null,null,null,null,null,null,null,null,null,null,null,null,null,null,null,null,null,null,null,null,null,null,null,null,null,null,null,null,null,null,null,null,null,"（セルのメモやテキストボックスによる注記は移動できます）",null,null,null,null,null,null,null,null,null,null,null,null,null,null,null,null,null,null,null,null,null,null,null,null,null,null,null,null,null,null,null,null,null,null,null,null,null,null,null,null,null,null,null,null,null,null,null,false]
[]
[null,"対策の種類\n[対策個票番号]",null,null,null,null,"対策名称",null,null,null,null,null,null,null,null,null,null,null,null,null,null,null,null,null,"対策メニュー番号・メニュー名",null,null,null,null,null,null,null,null,null,null,null,null,null,null,null,"対策の種類\n[対策個票番号]",null,null,null,null,"対策名称",null,null,null,null,null,null,null,null,null,null,null,null,null,null,null,null,null,"対策メニュー番号・メニュー名"]
[]
[null,{"$f":"RIGHT(CELL(\"filename\",B7),(LEN(CELL(\"filename\",B7))-FIND(\"票\",CELL(\"filename\",B7))))","v":"5"},{"$f":"IF(Y9=\"\",\"\",VLOOKUP(Y9,対策メニューリスト,3,FALSE))","v":""},null,null,null,null,null,null,null,null,null,null,null,null,null,null,null,null,null,null,null,null,null,null,null,null,{"$f":"IF(Y9=\"\",\"\",VLOOKUP(Y9,対策メニューリスト,2,FALSE))","v":""},null,null,null,null,null,null,null,null,null,null,null,null,6,"燃料転換",null,null,null,"ボイラーの燃料転換",null,null,null,null,null,null,null,null,null,null,null,null,null,null,null,null,null,12142,null,null,"重油焚きからガス焚きボイラへの燃料転換",null,null,null,null,null,null,null,null,null,null,null,null,null,null,null,null,null,null,null,null,null,null,null,"課題番号"]
[null,null,null,null,null,null,null,null,null,null,null,null,null,null,null,null,null,null,null,null,null,null,null,null,null,null,null,null,null,null,null,null,null,null,null,null,null,null,null,null,null,null,null,null,null,null,null,null,null,null,null,null,null,null,null,null,null,null,null,null,null,null,null,null,null,null,null,null,null,null,null,null,null,null,null,null,null,null,null,null,null,null,null,null,null,null,null,null,"(課題1)",null,{"$f":"MID(B19,2,3)","v":""}]
[null,"工程名",null,null,null,null,null,null,null,null,null,null,null,null,null,null,null,null,null,null,null,null,null,null,"対象/\n既存設備",null,null,null,null,null,null,null,null,null,null,null,null,null,null,null,"工程名",null,null,null,null,"原料加熱",null,null,null,null,null,null,null,null,null,null,null,null,null,null,null,null,null,"対象/\n既存設備",null,null,"重油焚き蒸気ボイラー",null,null,null,null,null,null,null,null,null,null,null,null,null,null,null,null,null,null,null,null,null,"(課題2)"]
[null,null,null,null,null,null,null,null,null,null,null,null,null,null,null,null,null,null,null,null,null,null,null,null,null,null,null,null,null,null,null,null,null,null,null,null,null,null,null,null,null,null,null,null,null,null,null,null,null,null,null,null,null,null,null,null,null,null,null,null,null,null,null,null,null,null,null,null,null,null,null,null,null,null,null,null,null,null,null,null,null,null,null,null,null,null,null,null,"(課題3)"]
[null,"システム／\n設備区分名",null,null,null,null,{"$f":"IF(Y9=\"\",\"\",VLOOKUP(Y9,対策メニューリスト,4,FALSE))","v":""},null,null,null,null,null,null,null,null,null,null,null,null,null,null,null,null,null,"導入設備",null,null,null,null,null,null,null,null,null,null,null,null,null,null,null,"システム／\n設備区分名",null,null,null,null,"蒸気システム",null,null,null,null,null,null,null,null,null,null,null,null,null,null,null,null,null,"導入設備",null,null,"ガス焚き蒸気ボイラー",null,null,null,null,null,null,null,null,null,null,null,null,null,null,null,null,null,null,null,null,null,"(課題4)"]
[null,null,null,null,null,null,null,null,null,null,null,null,null,null,null,null,null,null,null,null,null,null,null,null,null,null,null,null,null,null,null,null,null,null,null,null,null,null,null,null,null,null,null,null,null,null,null,null,null,null,null,null,null,null,null,null,null,null,null,null,null,null,null,null,null,null,null,null,null,null,null,null,null,null,null,null,null,null,null,null,null,null,null,null,null,null,null,null,"(課題5)"]
[null,null,null,null,null,null,null,null,null,null,null,null,null,null,null,null,null,null,null,null,null,null,null,null,null,null,null,null,null,null,null,null,null,null,null,null,null,null,null,null,null,null,null,null,null,null,null,null,null,null,null,null,null,null,null,null,null,null,null,null,null,null,null,null,null,null,null,null,null,null,null,null,null,null,null,null,null,null,null,null,null,null,null,null,null,null,null,null,"(課題6)"]
[null,"１．対策概要",null,null,null,null,null,null,null,null,null,null,null,null,null,null,null,null,null,null,null,null,null,null,null,null,null,null,null,null,null,null,null,null,null,null,null,null,null,null,"１．対策概要",null,null,null,null,null,null,null,null,null,null,null,null,null,null,null,null,null,null,null,null,null,null,null,null,null,null,null,null,null,null,null,null,null,null,null,null,null,null,null,null,null,null,null,null,null,null,null,"(課題7)"]
[null,"現状と課題",null,null,null,null,null,null,null,null,null,null,null,null,null,null,null,null,null,null,null,null,null,null,null,null,null,null,null,null,null,null,null,null,null,null,null,null,null,null,"現状と課題",null,null,null,null,"現用のボイラーが更新時期を超えている。またA重油を使用した蒸気ボイラーが使用されており、CO2排出量が過多となっている",null,null,null,null,null,null,null,null,null,null,null,null,null,null,null,null,null,null,null,null,null,null,null,null,null,null,null,null,null,null,null,null,null,null,null,null,null,null,null,null,null,null,"(課題8)"]
[null,null,null,null,null,null,null,null,null,null,null,null,null,null,null,null,null,null,null,null,null,null,null,null,null,null,null,null,null,null,null,null,null,null,null,null,null,null,null,null,null,null,null,null,null,null,null,null,null,null,null,null,null,null,null,null,null,null,null,null,null,null,null,null,null,null,null,null,null,null,null,null,null,null,null,null,null,null,null,null,null,null,null,null,null,null,null,null,"(課題9)"]
[null,null,null,null,null,null,null,null,null,null,null,null,null,null,null,null,null,null,null,null,null,null,null,null,null,null,null,null,null,null,null,null,null,null,null,null,null,null,null,null,null,null,null,null,null,null,null,null,null,null,null,null,null,null,null,null,null,null,null,null,null,null,null,null,null,null,null,null,null,null,null,null,null,null,null,null,null,null,null,null,null,null,null,null,null,null,null,null,"(課題10)"]
[null,null,null,null,null,null,null,null,null,null,null,null,null,null,null,null,null,null,null,null,null,null,null,null,null,null,null,null,null,null,null,null,null,null,null,null,null,null,null,null,null,null,null,null,null,null,null,null,null,null,null,null,null,null,null,null,null,null,null,null,null,null,null,null,null,null,null,null,null,null,null,null,null,null,null,null,null,null,null,null,null,null,null,null,null,null,null,null,"(課題11)"]
[null,"対策の概要",null,null,null,null,null,null,null,null,null,null,null,null,null,null,null,null,null,null,null,null,null,null,null,null,null,null,null,null,null,null,null,null,null,null,null,null,null,null,"対策の概要",null,null,null,null,"A重油焚きボイラーから気体燃料ボイラーに更新することで、熱効率向上による燃料使用量の削減、CO2排出量の削減を目指す",null,null,null,null,null,null,null,null,null,null,null,null,null,null,null,null,null,null,null,null,null,null,null,null,null,null,null,null,null,null,null,null,null,null,null,null,null,null,null,null,null,null,"(課題12)"]
[null,null,null,null,null,null,null,null,null,null,null,null,null,null,null,null,null,null,null,null,null,null,null,null,null,null,null,null,null,null,null,null,null,null,null,null,null,null,null,null,null,null,null,null,null,null,null,null,null,null,null,null,null,null,null,null,null,null,null,null,null,null,null,null,null,null,null,null,null,null,null,null,null,null,null,null,null,null,null,null,null,null,null,null,null,null,null,null,"(課題13)"]
[null,null,null,null,null,null,null,null,null,null,null,null,null,null,null,null,null,null,null,null,null,null,null,null,null,null,null,null,null,null,null,null,null,null,null,null,null,null,null,null,null,null,null,null,null,null,null,null,null,null,null,null,null,null,null,null,null,null,null,null,null,null,null,null,null,null,null,null,null,null,null,null,null,null,null,null,null,null,null,null,null,null,null,null,null,null,null,null,"(課題14)"]
[null,null,null,null,null,null,null,null,null,null,null,null,null,null,null,null,null,null,null,null,null,null,null,null,null,null,null,null,null,null,null,null,null,null,null,null,null,null,null,null,null,null,null,null,null,null,null,null,null,null,null,null,null,null,null,null,null,null,null,null,null,null,null,null,null,null,null,null,null,null,null,null,null,null,null,null,null,null,null,null,null,null,null,null,null,null,null,null,"(課題15)"]
[null,"対策の種別",null,null,null,null,null,null,"受診事業者からの診断要請あり",null,null,null,null,null,null,null,null,null,null,null,null,null,null,"設備寿命による交換提案",null,null,null,null,null,null,null,null,null,null,null,null,null,null,null,null,"対策の種別",null,null,null,null,null,null,"受診事業者からの診断要請あり",null,null,null,null,null,null,null,null,null,null,null,null,null,null,"設備寿命による交換提案",null,null,null,null,null,null,null,null,null,null,null,null,null,null,null,null,null,null,null,null,null,null,null,null,null,"(課題16)",null,false,{"$f":"IF(CM25=TRUE,\"○\",\"―\")","v":"―"},"診断要請"]
[null,null,null,null,null,null,null,null,null,null,null,null,null,null,null,null,null,null,null,null,null,null,null,null,null,null,null,null,null,null,null,null,null,null,null,null,null,null,null,null,null,null,null,null,null,null,null,null,null,null,null,null,null,null,null,null,null,null,null,null,null,null,null,null,null,null,null,null,null,null,null,null,null,null,null,null,null,null,null,null,null,null,null,null,null,null,null,null,"(課題17)",null,false,{"$f":"IF(CM26=TRUE,\"○\",\"―\")","v":"―"},"設備寿命"]
[null,null,null,null,null,null,null,null,"推奨対策",null,null,null,null,null,null,null,null,null,null,null,null,"DXシステム",null,null,null,null,null,"DXシステム計測結果に基づく対策",null,null,null,null,null,null,null,null,null,null,null,null,null,null,null,null,null,null,null,"推奨対策",null,null,null,null,null,null,null,null,null,null,null,null,"DXシステム",null,null,null,null,null,"DXシステム計測結果に基づく対策",null,null,null,null,null,null,null,null,null,null,null,null,null,null,null,null,null,null,null,null,null,"(課題18)",null,false,{"$f":"IF(CM27=TRUE,\"○\",\"―\")","v":"―"},"推奨対策"]
[null,null,null,null,null,null,null,null,null,null,null,null,null,null,null,null,null,null,null,null,null,null,null,null,null,null,null,null,null,null,null,null,null,null,null,null,null,null,null,null,null,null,null,null,null,null,null,null,null,null,null,null,null,null,null,null,null,null,null,null,null,null,null,null,null,null,null,null,null,null,null,null,null,null,null,null,null,null,null,null,null,null,null,null,null,null,null,null,"(課題19)",null,false,{"$f":"IF(CM28=TRUE,\"○\",\"―\")","v":"―"},"DX計測対策"]
[null,"対策の\n効果・効用",null,null,null,null,"CO2削減\n効果",null,null,null,{"$f":"IF(J75=\"\",\"\",J75)","v":0},null,null,null,null,null,null,"t-CO2/年",null,null,null,"運転コスト\n削減効果",null,null,null,{"$f":"IF(J79=\"\",\"\",J79)","v":0},null,null,null,null,null,null,"千円/年 (b)",null,null,null,null,null,null,null,"対策の\n効果・効用",null,null,null,null,"CO2削減\n効果",null,null,null,200.37600000000003,null,null,null,null,null,null,"t-CO2/年",null,null,null,"運転コスト\n削減効果",null,null,null,600,null,null,null,null,null,null,"千円/年 (b)",null,null,null,null,null,null,null,null,null,null,null,null,null,null,null,null,"(課題20)"]
[]
[null,null,null,null,null,null,"その他の\n効果・効用",null,null,null,null,null,null,null,null,null,null,null,null,null,null,null,null,null,null,null,null,null,null,null,null,null,null,null,null,null,null,null,null,null,null,null,null,null,null,"その他の\n効果・効用",null,null,null,"気体燃料に変更することにより燃焼時に発生するすすが低減されます。そのため、ボイラーの伝熱面が汚れにくくなり効率低下の防止につながります。また、定期的なスートブロー（すす吹き）等の作業回数を減らすことができます。"]
[]
[]
[null,"導入コストと投資回収年数",null,null,null,null,"導入コスト",null,null,null,{"$f":"IF(AD75=\"\",\"\",AD75)","v":0},null,null,null,null,null,null,"千円 (a)",null,null,null,"単純投資\n回収年数",null,null,null,{"$f":"IF(AD83=\"\",\"\",AD83)","v":"---"},null,null,null,null,null,null,"年 (a/b)",null,null,null,null,null,null,null,"導入コストと投資回収年数",null,null,null,null,"導入コスト",null,null,null,3000,null,null,null,null,null,null,"千円 (a)",null,null,null,"単純投資\n回収年数",null,null,null,5,null,null,null,null,null,null,"年 (a/b)"]
[]
[null,"活用可能な\n補助制度",null,null,null,null,1,"名称",null,null,null,null,null,null,null,null,null,null,null,null,null,null,null,null,null,null,null,null,null,null,null,null,null,null,null,null,null,null,null,null,"活用可能な\n補助制度",null,null,null,null,1,"名称",null,null,"環境省SHIFT事業 設備更新補助金",null,null,null,null,null,null,null,null,null,null,null,null,null,null,null,null,null,null,null,null,null,null,null,null,null,null,null,null,null,null,null,null,null,null,null,null,null,null,null,{"$f":"IF(OR(K36=\"\",COUNTIF(K36,\"*なし*\"),COUNTIF(K36,\"*無し*\")),0,1)","v":0}]
[]
[null,null,null,null,null,null,null,"概要",null,null,null,null,null,null,null,null,null,null,null,null,null,null,null,null,null,null,null,null,null,null,null,null,null,null,null,null,null,null,null,null,null,null,null,null,null,null,"概要"]
[]
[null,null,null,null,null,null,2,"名称",null,null,null,null,null,null,null,null,null,null,null,null,null,null,null,null,null,null,null,null,null,null,null,null,null,null,null,null,null,null,null,null,null,null,null,null,null,2,"名称",null,null,null,null,null,null,null,null,null,null,null,null,null,null,null,null,null,null,null,null,null,null,null,null,null,null,null,null,null,null,null,null,null,null,null,null,null,null,null,null,null,null,{"$f":"IF(OR(K40=\"\",COUNTIF(K40,\"*なし*\"),COUNTIF(K40,\"*無し*\")),0,1)","v":0}]
[null,null,null,null,null,null,null,null,null,null,null,null,null,null,null,null,null,null,null,null,null,null,null,null,null,null,null,null,null,null,null,null,null,null,null,null,null,null,null,null,null,null,null,null,null,null,null,null,null,null,null,null,null,null,null,null,null,null,null,null,null,null,null,null,null,null,null,null,null,null,null,null,null,null,null,null,null,null,null,null,null,null,null,null,null,null,null,null,"合計",{"$f":"SUM(CL36:CL40)","v":0}]
[null,null,null,null,null,null,null,"概要",null,null,null,null,null,null,null,null,null,null,null,null,null,null,null,null,null,null,null,null,null,null,null,null,null,null,null,null,null,null,null,null,null,null,null,null,null,null,"概要",null,null,null,null,null,null,null,null,null,null,null,null,null,null,null,null,null,null,null,null,null,null,null,null,null,null,null,null,null,null,null,null,null,null,null,null,null,null,null,null,null,"あり/なし",{"$f":"IF(CL41>=1,\"あり\",\"―\")","v":"―"}]
[]
[null,"制約条件\n（有り＝○）",null,null,null,null,"対策実施における制約条件",null,null,null,null,null,null,null,null,"備考（対応策等）",null,null,null,null,null,null,null,null,null,null,null,null,null,null,null,null,null,null,null,null,null,null,null,null,"制約条件\n（有り＝○）",null,null,null,null,"対策実施における制約条件",null,null,null,null,null,null,null,null,"備考（対応策等）"]
[null,null,null,null,null,null,"初期コスト",null,null,null,null,null,null,null,null,null,null,null,null,null,null,null,null,null,null,null,null,null,null,null,null,null,null,null,null,null,null,null,null,null,null,null,null,null,null,"初期コスト",null,null,null,null,null,null,"○",null,"既存設備の撤去費やガス引き込み費が必要です。補助金を利用することで初期費用の圧縮が可能です。",null,null,null,null,null,null,null,null,null,null,null,null,null,null,null,null,null,null,null,null,null,null,null,null,null,null,null,null,null,null,null,null,null,null,"制約条件の個数"]
[null,null,null,null,null,null,null,null,null,null,null,null,null,null,null,null,null,null,null,null,null,null,null,null,null,null,null,null,null,null,null,null,null,null,null,null,null,null,null,null,null,null,null,null,null,null,null,null,null,null,null,null,null,null,null,null,null,null,null,null,null,null,null,null,null,null,null,null,null,null,null,null,null,null,null,null,null,null,null,null,null,null,null,null,null,null,null,null,null,{"$f":"COUNTIF($N$45:$N$62,\"○\")","v":0}]
[null,null,null,null,null,null,"投資回収年数",null,null,null,null,null,null,null,null,null,null,null,null,null,null,null,null,null,null,null,null,null,null,null,null,null,null,null,null,null,null,null,null,null,null,null,null,null,null,"投資回収年数",null,null,null,null,null,null,"○",null,"ボイラー運転時間、都市ガス単価で変動します。",null,null,null,null,null,null,null,null,null,null,null,null,null,null,null,null,null,null,null,null,null,null,null,null,null,null,null,null,null,null,null,null,null,"○／―",{"$f":"IF(CL46>=1,\"あり\",\"―\")","v":"―"}]
[]
[null,null,null,null,null,null,"削減効果の不確実性",null,null,null,null,null,null,null,null,null,null,null,null,null,null,null,null,null,null,null,null,null,null,null,null,null,null,null,null,null,null,null,null,null,null,null,null,null,null,"削減効果の不確実性"]
[]
[null,null,null,null,null,null,"設置スペース",null,null,null,null,null,null,null,null,null,null,null,null,null,null,null,null,null,null,null,null,null,null,null,null,null,null,null,null,null,null,null,null,null,null,null,null,null,null,"設置スペース"]
[]
[null,null,null,null,null,null,"既存の設備・生産ラインへの適合",null,null,null,null,null,null,null,null,null,null,null,null,null,null,null,null,null,null,null,null,null,null,null,null,null,null,null,null,null,null,null,null,null,null,null,null,null,null,"既存の設備・生産ラインへの適合"]
[]
[null,null,null,null,null,null,"対策実施による操業への影響",null,null,null,null,null,null,null,null,null,null,null,null,null,null,null,null,null,null,null,null,null,null,null,null,null,null,null,null,null,null,null,null,null,null,null,null,null,null,"対策実施による操業への影響"]
[]
[null,null,null,null,null,null,"故障・不具合のリスク",null,null,null,null,null,null,null,null,null,null,null,null,null,null,null,null,null,null,null,null,null,null,null,null,null,null,null,null,null,null,null,null,null,null,null,null,null,null,"故障・不具合のリスク"]
[]
[null,null,null,null,null,null,"他の提案対策との相反性",null,null,null,null,null,null,null,null,null,null,null,null,null,null,null,null,null,null,null,null,null,null,null,null,null,null,null,null,null,null,null,null,null,null,null,null,null,null,"他の提案対策との相反性",null,null,null,null,null,null,"―"]
[]
[null,null,null,null,null,null,"その他",null,null,null,null,null,null,null,null,null,null,null,null,null,null,null,null,null,null,null,null,null,null,null,null,null,null,null,null,null,null,null,null,null,null,null,null,null,null,"その他"]
[]
[null,"補足・備考",null,null,null,null,null,null,null,null,null,null,null,null,null,null,null,null,null,null,null,null,null,null,null,null,null,null,null,null,null,null,null,null,null,null,null,null,null,null,"補足・備考"]
[]
[]
[]
[]
[null,{"$f":"\"対策個票\"&$B$9","v":"対策個票5"},null,null,null,null,null,null,null,null,null,null,null,null,null,null,null,null,null,null,null,null,null,null,null,null,null,null,null,null,null,null,null,null,null,null,null,null,null,null,"対策個票1"]
[]
[null,"２．削減効果根拠",null,null,null,null,null,null,null,null,null,null,null,null,null,null,null,null,null,null,null,null,null,null,null,null,null,null,null,null,null,null,null,null,null,null,null,null,null,null,"２．削減効果根拠"]
[null,"対策の種類\n[対策個票番号]",null,null,null,null,"対策名称",null,null,null,null,null,null,null,null,null,null,null,null,null,null,null,null,null,"対象/\n既存設備",null,null,{"$f":"IF($AB$11=\"\",\"\",$AB$11)","v":""},null,null,null,null,null,null,null,null,null,null,null,null,"対策の種類\n[対策個票番号]",null,null,null,null,"対策名称",null,null,null,null,null,null,null,null,null,null,null,null,null,null,null,null,null,"対象/\n既存設備",null,null,"重油焚き蒸気ボイラー"]
[]
[null,{"$f":"$B$9","v":"5"},{"$f":"IF($C$9=\"\",\"\",$C$9)","v":""},null,null,null,{"$f":"IF($G$9=\"\",\"\",$G$9)","v":""},null,null,null,null,null,null,null,null,null,null,null,null,null,null,null,null,null,"導入設備",null,null,{"$f":"IF($AB$13=\"\",\"\",$AB$13)","v":""},null,null,null,null,null,null,null,null,null,null,null,null,6,"燃料転換",null,null,null,"ボイラーの燃料転換",null,null,null,null,null,null,null,null,null,null,null,null,null,null,null,null,null,"導入設備",null,null,"ガス焚き蒸気ボイラー"]
[]
[null,"CO2削減効果",null,null,null,null,"削減量",null,null,{"$f":"X98-X119","v":0},null,null,null,null,null,"t-CO2/年(d)",null,null,null,null,null,"設備等導入コスト合計\n（工事費等込み）",null,null,null,null,null,null,null,{"$f":"SUM(AD77:AH82)","v":0},null,null,null,null,"千円(a)",null,null,null,null,null,"CO2削減効果",null,null,null,null,"削減量",null,null,200.37600000000003,null,null,null,null,null,"t-CO2/年(d)",null,null,null,null,null,"設備等導入コスト合計\n（工事費等込み）",null,null,null,null,null,null,null,3000,null,null,null,null,"千円(a)"]
[]
[null,null,null,null,null,null,"削減率",null,null,{"$f":"IFERROR(J75/'511脱炭素化計画'!$Q$11*100,\"---\")","v":0},null,null,null,null,null,"％","（工場・事業場基準年度排出量との比）",null,null,null,null,"（設備等名称・台数）",null,null,null,null,null,null,null,null,null,null,null,null,"千円",null,null,null,null,null,null,null,null,null,null,"削減率",null,null,16.698,null,null,null,null,null,"％","（工場・事業場基準年度排出量との比）",null,null,null,null,"ガス炊貫流ボイラー・\n1台",null,null,null,null,null,null,null,3000,null,null,null,null,"千円"]
[]
[null,"運転コスト\n削減効果",null,null,null,null,"削減額",null,null,{"$f":"AF106-AF127","v":0},null,null,null,null,null,"千円/年(b)",null,null,null,null,null,"（設備等名称・台数）",null,null,null,null,null,null,null,null,null,null,null,null,"千円",null,null,null,null,null,"運転コスト\n削減効果",null,null,null,null,"削減額",null,null,600,null,null,null,null,null,"千円/年(b)",null,null,null,null,null,"（設備等名称・台数）",null,null,null,null,null,null,null,null,null,null,null,null,"千円"]
[]
[null,"エネルギー\n削減効果",null,null,null,null,"削減量",null,null,{"$f":"CH95-CH102","v":0},null,null,null,null,null,"GJ換算値/年(e)",null,null,null,null,null,"（設備等名称・台数）",null,null,null,null,null,null,null,null,null,null,null,null,"千円",null,null,null,null,null,"エネルギー\n削減効果",null,null,null,null,"削減量",null,null,1070,null,null,null,null,null,"GJ換算値(e)",null,null,null,null,null,"（設備等名称・台数）",null,null,null,null,null,null,null,null,null,null,null,null,"千円"]
[]
[null,"脱炭素化指標（削減効果）",null,null,null,null,"(d)/(e)",null,null,{"$f":"IFERROR(J75/J81,\"---\")","v":"---"},null,null,null,null,null,"（GJ削減効果あたりのCO2削減効果）",null,null,null,null,null,"投資回収年数",null,null,null,null,"(a)/(b)",null,null,{"$f":"IFERROR(IF(AD75/J79<0,\"---\",AD75/J79),\"---\")","v":"---"},null,null,null,null,"年",null,null,null,null,null,"脱炭素化指標（削減効果）",null,null,null,null,"(d)/GJ",null,null,0.1872672897196262,null,null,null,null,null,"（GJ削減効果あたりのCO2削減効果）",null,null,null,null,null,"投資回収年数",null,null,null,null,"(a)/(b)",null,null,5,null,null,null,null,"年"]
[]
[]
[null,"削減効果の算出",null,null,null,null,null,null,null,null,null,null,null,null,null,null,null,null,null,null,null,null,null,null,null,null,null,null,null,null,null,null,null,null,null,null,null,null,null,null,"削減効果の算出",null,null,null,null,null,null,null,null,null,null,null,null,null,null,null,null,null,null,null,null,null,null,null,null,null,null,null,null,null,null,null,null,null,null,null,null,"※実施【前】と実施【計画】に分けることが難しい場合の注記\n\n「対策実施【前】」にエネルギー消費削減量を記載し、「対策実施【後】」は空欄としてください。"]
[null,null,null,null,null,null,null,null,null,null,null,null,null,null,null,null,null,null,null,null,null,null,null,null,null,null,null,null,null,null,null,null,null,null,null,null,null,null,null,null,null,null,null,null,null,null,null,null,null,null,null,null,null,null,null,null,null,null,null,null,null,null,null,null,null,null,null,null,null,null,null,null,null,null,null,null,null,null,null,null,null,"脱炭素化指標のための活動量のGJ換算値"]
[null,"前",null,"活動種別",null,null,null,null,null,null,"年間活動量",null,null,null,null,null,"変換係数",null,null,null,null,null,null,"CO2排出量\n(t-CO2/年)",null,null,null,"単価(千円)",null,null,null,"運転コスト\n(千円/年)",null,null,null,null,null,null,null,null,"前",null,"活動種別",null,null,null,null,null,null,"年間活動量",null,null,null,null,null,"変換係数",null,null,null,null,null,null,"CO2排出量\n(t-CO2/年)",null,null,null,"単価(千円)",null,null,null,"運転コスト\n(千円/年)"]
[null,null,null,null,null,null,null,null,null,null,null,null,null,null,null,null,null,null,null,null,null,null,null,null,null,null,null,null,null,null,null,null,null,null,null,null,null,null,null,null,null,null,null,null,null,null,null,null,null,null,null,null,null,null,null,null,null,null,null,null,null,null,null,null,null,null,null,null,null,null,null,null,null,null,null,null,null,null,null,null,null,"前"]
[{"$f":"IF($D90=\"\",\"\",VLOOKUP($D90,排出係数と単価2,10,FALSE))","v":""},"対策実施【前】",null,null,null,null,null,null,null,null,null,null,null,null,{"$f":"IF($D90=\"\",\"\",VLOOKUP($D90,排出係数と単価2,2,FALSE))","v":""},null,{"$f":"IF($D90=\"\",\"\",IF(A90=1,VLOOKUP($D90,排出係数と単価2,5,FALSE),VLOOKUP($D90,排出係数と単価2,3,FALSE)*VLOOKUP($D90,排出係数と単価2,5,FALSE)))","v":""},null,null,{"$f":"IF($D90=\"\",\"\",\"t-CO2/\"&$O90)","v":""},null,null,null,{"$f":"IF(OR(K90=\"\",Q90=\"\"),\"\",K90*Q90)","v":""},null,null,null,{"$f":"IF($D90=\"\",\"\",VLOOKUP($D90,排出係数と単価2,7,FALSE))","v":""},null,null,null,{"$f":"IF(OR(K90=\"\",AB90=\"\"),\"\",K90*AB90)","v":""},null,null,null,null,null,null,null,null,"対策実施【前】",null,"A重油",null,null,null,null,null,null,200,null,null,null,"kl",null,2.7096300000000002,null,null,"tCO2/kl",null,null,null,541.92600000000004,null,null,null,60,null,null,null,12000,null,null,null,null,null,null,null,null,null,null,"計算種別","活動種別","活動量","単位発熱量","GJ換算量"]
[null,null,null,null,null,null,null,null,null,null,null,null,null,null,null,null,null,null,null,null,null,null,null,null,null,null,null,null,null,null,null,null,null,null,null,null,null,null,null,null,null,null,null,null,null,null,null,null,null,null,null,null,null,null,null,null,null,null,null,null,null,null,null,null,null,null,null,null,null,null,null,null,null,null,null,null,null,null,null,null,null,{"$f":"A90","v":""},{"$f":"IF(COUNTIF($D90,\"*系統電力*\"),\"*系統電力*\",IF(COUNTIF($D90,\"*産業用蒸気*\"),\"*産業用蒸気*\",IF(COUNTIF($D90,\"*温水*\"),\"*温水*\",IF(COUNTIF($D90,\"*冷水*\"),\"*冷水*\",IF(COUNTIF($D90,\"*蒸気（産業用以外）*\"),\"*蒸気（産業用以外）*\",$D90)))))","v":0},{"$f":"K90","v":0},{"$f":"IFERROR(VLOOKUP($CE91,電力等のGJ換算係数,2,FALSE),IF(VLOOKUP($CE91,排出係数と単価1,3,FALSE)=\"\",\"\",VLOOKUP($CE91,排出係数と単価1,3,FALSE)))","v":{"$error":"#N/A"}},{"$f":"IFERROR(CF91*CG91,\"---\")","v":"---"}]
[{"$f":"IF($D92=\"\",\"\",VLOOKUP($D92,排出係数と単価2,10,FALSE))","v":""},null,null,null,null,null,null,null,null,null,null,null,null,null,{"$f":"IF($D92=\"\",\"\",VLOOKUP($D92,排出係数と単価2,2,FALSE))","v":""},null,{"$f":"IF($D92=\"\",\"\",IF(A92=1,VLOOKUP($D92,排出係数と単価2,5,FALSE),VLOOKUP($D92,排出係数と単価2,3,FALSE)*VLOOKUP($D92,排出係数と単価2,5,FALSE)))","v":""},null,null,{"$f":"IF($D92=\"\",\"\",\"t-CO2/\"&$O92)","v":""},null,null,null,{"$f":"IF(OR(K92=\"\",Q92=\"\"),\"\",K92*Q92)","v":""},null,null,null,{"$f":"IF($D92=\"\",\"\",VLOOKUP($D92,排出係数と単価2,7,FALSE))","v":""},null,null,null,{"$f":"IF(OR(K92=\"\",AB92=\"\"),\"\",K92*AB92)","v":""},null,null,null,null,null,null,null,null,null,null,null,null,null,null,null,null,null,null,null,null,null,null,null,"",null,null,"",null,null,null,"",null,null,null,"",null,null,null,"",null,null,null,null,null,null,null,null,null,null,{"$f":"A92","v":""},{"$f":"IF(COUNTIF($D92,\"*系統電力*\"),\"*系統電力*\",IF(COUNTIF($D92,\"*産業用蒸気*\"),\"*産業用蒸気*\",IF(COUNTIF($D92,\"*温水*\"),\"*温水*\",IF(COUNTIF($D92,\"*冷水*\"),\"*冷水*\",IF(COUNTIF($D92,\"*蒸気（産業用以外）*\"),\"*蒸気（産業用以外）*\",$D92)))))","v":0},{"$f":"K92","v":0},{"$f":"IFERROR(VLOOKUP($CE92,電力等のGJ換算係数,2,FALSE),IF(VLOOKUP($CE92,排出係数と単価1,3,FALSE)=\"\",\"\",VLOOKUP($CE92,排出係数と単価1,3,FALSE)))","v":{"$error":"#N/A"}},{"$f":"IFERROR(CF92*CG92,\"---\")","v":"---"}]
[null,null,null,null,null,null,null,null,null,null,null,null,null,null,null,null,null,null,null,null,null,null,null,null,null,null,null,null,null,null,null,null,null,null,null,null,null,null,null,null,null,null,null,null,null,null,null,null,null,null,null,null,null,null,null,null,null,null,null,null,null,null,null,null,null,null,null,null,null,null,null,null,null,null,null,null,null,"※「低炭素系統電力への変更」対策の場合の注記\n\n■実施【前】の活動の種別は、「系統電力」\n 　を選択してください。\n 　実施【計画】の活動の種別は、「系統電力\n 　切替先」を選択してください。\n\n■系統電力切替先は、排出係数が\n 　0.00025t-CO2/kWh未満（固定） の\n　 メニューのみが対象です。\n 　排出係数及び単価等の情報は、\n　  ［排出係数・単価表］にて入力して\n 　ください。\n\n",null,null,null,{"$f":"A94","v":""},{"$f":"IF(COUNTIF($D94,\"*系統電力*\"),\"*系統電力*\",IF(COUNTIF($D94,\"*産業用蒸気*\"),\"*産業用蒸気*\",IF(COUNTIF($D94,\"*温水*\"),\"*温水*\",IF(COUNTIF($D94,\"*冷水*\"),\"*冷水*\",IF(COUNTIF($D94,\"*蒸気（産業用以外）*\"),\"*蒸気（産業用以外）*\",$D94)))))","v":0},{"$f":"K94","v":0},{"$f":"IFERROR(VLOOKUP($CE93,電力等のGJ換算係数,2,FALSE),IF(VLOOKUP($CE93,排出係数と単価1,3,FALSE)=\"\",\"\",VLOOKUP($CE93,排出係数と単価1,3,FALSE)))","v":{"$error":"#N/A"}},"---"]
[{"$f":"IF($D94=\"\",\"\",VLOOKUP($D94,排出係数と単価2,10,FALSE))","v":""},null,null,null,null,null,null,null,null,null,null,null,null,null,{"$f":"IF($D94=\"\",\"\",VLOOKUP($D94,排出係数と単価2,2,FALSE))","v":""},null,{"$f":"IF($D94=\"\",\"\",IF(A94=1,VLOOKUP($D94,排出係数と単価2,5,FALSE),VLOOKUP($D94,排出係数と単価2,3,FALSE)*VLOOKUP($D94,排出係数と単価2,5,FALSE)))","v":""},null,null,{"$f":"IF($D94=\"\",\"\",\"t-CO2/\"&$O94)","v":""},null,null,null,{"$f":"IF(OR(K94=\"\",Q94=\"\"),\"\",K94*Q94)","v":""},null,null,null,{"$f":"IF($D94=\"\",\"\",VLOOKUP($D94,排出係数と単価2,7,FALSE))","v":""},null,null,null,{"$f":"IF(OR(K94=\"\",AB94=\"\"),\"\",K94*AB94)","v":""},null,null,null,null,null,null,null,null,null,null,null,null,null,null,null,null,null,null,null,null,null,null,null,"",null,null,"",null,null,null,"",null,null,null,"",null,null,null,"",null,null,null,null,null,null,null,null,null,null,{"$f":"A96","v":""},{"$f":"IF(COUNTIF($D96,\"*系統電力*\"),\"*系統電力*\",IF(COUNTIF($D96,\"*産業用蒸気*\"),\"*産業用蒸気*\",IF(COUNTIF($D96,\"*温水*\"),\"*温水*\",IF(COUNTIF($D96,\"*冷水*\"),\"*冷水*\",IF(COUNTIF($D96,\"*蒸気（産業用以外）*\"),\"*蒸気（産業用以外）*\",$D96)))))","v":0},{"$f":"K96","v":0},{"$f":"IFERROR(VLOOKUP($CE94,電力等のGJ換算係数,2,FALSE),IF(VLOOKUP($CE94,排出係数と単価1,3,FALSE)=\"\",\"\",VLOOKUP($CE94,排出係数と単価1,3,FALSE)))","v":{"$error":"#N/A"}},"---"]
[null,null,null,null,null,null,null,null,null,null,null,null,null,null,null,null,null,null,null,null,null,null,null,null,null,null,null,null,null,null,null,null,null,null,null,null,null,null,null,null,null,null,null,null,null,null,null,null,null,null,null,null,null,null,null,null,null,null,null,null,null,null,null,null,null,null,null,null,null,null,null,null,null,null,null,null,null,null,null,null,null,null,null,null,"合計",{"$f":"SUM(CH91:CH94)","v":0}]
[{"$f":"IF($D96=\"\",\"\",VLOOKUP($D96,排出係数と単価2,10,FALSE))","v":""},null,null,null,null,null,null,null,null,null,null,null,null,null,{"$f":"IF($D96=\"\",\"\",VLOOKUP($D96,排出係数と単価2,2,FALSE))","v":""},null,{"$f":"IF($D96=\"\",\"\",IF(A96=1,VLOOKUP($D96,排出係数と単価2,5,FALSE),VLOOKUP($D96,排出係数と単価2,3,FALSE)*VLOOKUP($D96,排出係数と単価2,5,FALSE)))","v":""},null,null,{"$f":"IF($D96=\"\",\"\",\"t-CO2/\"&$O96)","v":""},null,null,null,{"$f":"IF(OR(K96=\"\",Q96=\"\"),\"\",K96*Q96)","v":""},null,null,null,{"$f":"IF($D96=\"\",\"\",VLOOKUP($D96,排出係数と単価2,7,FALSE))","v":""},null,null,null,{"$f":"IF(OR(K96=\"\",AB96=\"\"),\"\",K96*AB96)","v":""},null,null,null,null,null,null,null,null,null,null,null,null,null,null,null,null,null,null,null,null,null,null,null,"",null,null,"",null,null,null,"",null,null,null,"",null,null,null,"",null,null,null,null,null,null,null,null,null,null,"計画"]
[null,null,null,null,null,null,null,null,null,null,null,null,null,null,null,null,null,null,null,null,null,null,null,null,null,null,null,null,null,null,null,null,null,null,null,null,null,null,null,null,null,null,null,null,null,null,null,null,null,null,null,null,null,null,null,null,null,null,null,null,null,null,null,null,null,null,null,null,null,null,null,null,null,null,null,null,null,null,null,null,null,"計算種別","活動種別","活動量","単位発熱量","GJ換算量"]
[null,null,null,null,null,null,null,null,null,null,null,null,null,null,null,null,"合計(f1)",null,null,null,null,null,null,{"$f":"SUM(X90:X97)","v":0},null,null,null,"合計",null,null,null,{"$f":"SUM(AF90:AF97)","v":0},null,null,null,null,null,null,null,null,null,null,null,null,null,null,null,null,null,null,null,null,null,null,null,"合計",null,null,null,null,null,null,541.92600000000004,null,null,null,"合計",null,null,null,12000,null,null,null,null,null,null,null,null,null,null,{"$f":"A111","v":""},{"$f":"IF(COUNTIF($D111,\"*系統電力*\"),\"*系統電力*\",IF(COUNTIF($D111,\"*産業用蒸気*\"),\"*産業用蒸気*\",IF(COUNTIF($D111,\"*温水*\"),\"*温水*\",IF(COUNTIF($D111,\"*冷水*\"),\"*冷水*\",IF(COUNTIF($D111,\"*蒸気（産業用以外）*\"),\"*蒸気（産業用以外）*\",$D111)))))","v":0},{"$f":"K111","v":0},{"$f":"IFERROR(VLOOKUP($CE98,電力等のGJ換算係数,2,FALSE),IF(VLOOKUP($CE98,排出係数と単価1,3,FALSE)=\"\",\"\",VLOOKUP($CE98,排出係数と単価1,3,FALSE)))","v":{"$error":"#N/A"}},{"$f":"IFERROR(CF98*CG98,\"---\")","v":"---"}]
[null,null,null,null,null,null,null,null,null,null,null,null,null,null,null,null,null,null,null,null,null,null,null,null,null,null,null,null,null,null,null,null,null,null,null,null,null,null,null,null,null,null,null,null,null,null,null,null,null,null,null,null,null,null,null,null,null,null,null,null,null,null,null,null,null,null,null,null,null,null,null,null,null,null,null,null,null,null,null,null,null,{"$f":"A113","v":""},{"$f":"IF(COUNTIF($D113,\"*系統電力*\"),\"*系統電力*\",IF(COUNTIF($D113,\"*産業用蒸気*\"),\"*産業用蒸気*\",IF(COUNTIF($D113,\"*温水*\"),\"*温水*\",IF(COUNTIF($D113,\"*冷水*\"),\"*冷水*\",IF(COUNTIF($D113,\"*蒸気（産業用以外）*\"),\"*蒸気（産業用以外）*\",$D113)))))","v":0},{"$f":"K113","v":0},{"$f":"IFERROR(VLOOKUP($CE99,電力等のGJ換算係数,2,FALSE),IF(VLOOKUP($CE99,排出係数と単価1,3,FALSE)=\"\",\"\",VLOOKUP($CE99,排出係数と単価1,3,FALSE)))","v":{"$error":"#N/A"}},{"$f":"IFERROR(CF99*CG99,\"---\")","v":"---"}]
[null,null,null,"脱炭素化指標（状況）",null,null,null,null,null,null,null,null,null,null,null,null,"その他の運転コスト\n（運転・管理費、用水費、薬品費等）",null,null,null,null,null,null,null,null,null,null,null,null,null,null,"その他運転コスト\n(千円/年)",null,null,null,null,null,null,null,null,null,null,"脱炭素化指標（状況）",null,null,null,null,null,null,null,null,null,null,null,null,"その他の運転コスト\n（運転・管理費、用水費、薬品費等）",null,null,null,null,null,null,null,null,null,null,null,null,null,null,"その他運転コスト\n(千円/年)",null,null,null,null,null,null,null,null,null,null,{"$f":"A115","v":""},{"$f":"IF(COUNTIF($D115,\"*系統電力*\"),\"*系統電力*\",IF(COUNTIF($D115,\"*産業用蒸気*\"),\"*産業用蒸気*\",IF(COUNTIF($D115,\"*温水*\"),\"*温水*\",IF(COUNTIF($D115,\"*冷水*\"),\"*冷水*\",IF(COUNTIF($D115,\"*蒸気（産業用以外）*\"),\"*蒸気（産業用以外）*\",$D115)))))","v":0},{"$f":"K115","v":0},{"$f":"IFERROR(VLOOKUP($CE100,電力等のGJ換算係数,2,FALSE),IF(VLOOKUP($CE100,排出係数と単価1,3,FALSE)=\"\",\"\",VLOOKUP($CE100,排出係数と単価1,3,FALSE)))","v":{"$error":"#N/A"}},"---"]
[null,null,null,null,null,null,null,null,null,null,null,null,null,null,null,null,null,null,null,null,null,null,null,null,null,null,null,null,null,null,null,null,null,null,null,null,null,null,null,null,null,null,null,null,null,null,null,null,null,null,null,null,null,null,null,null,null,null,null,null,null,null,null,null,null,null,null,null,null,null,null,null,null,null,null,null,null,null,null,null,null,{"$f":"A117","v":""},{"$f":"IF(COUNTIF($D117,\"*系統電力*\"),\"*系統電力*\",IF(COUNTIF($D117,\"*産業用蒸気*\"),\"*産業用蒸気*\",IF(COUNTIF($D117,\"*温水*\"),\"*温水*\",IF(COUNTIF($D117,\"*冷水*\"),\"*冷水*\",IF(COUNTIF($D117,\"*蒸気（産業用以外）*\"),\"*蒸気（産業用以外）*\",$D117)))))","v":0},{"$f":"K117","v":0},{"$f":"IFERROR(VLOOKUP($CE101,電力等のGJ換算係数,2,FALSE),IF(VLOOKUP($CE101,排出係数と単価1,3,FALSE)=\"\",\"\",VLOOKUP($CE101,排出係数と単価1,3,FALSE)))","v":{"$error":"#N/A"}},"---"]
[null,null,null,"CO2排出量(f1)",null,null,null,null,null,null,{"$f":"X98","v":0},null,null,"t-CO2/年",null,null,null,null,null,null,null,null,null,null,null,null,null,null,null,null,null,null,null,null,null,null,null,null,null,null,null,null,"CO2排出量(f1)",null,null,null,null,null,null,541.92600000000004,null,null,"t-CO2/年",null,null,"ボイラー定期点検費用",null,null,null,null,null,null,null,null,null,null,null,null,null,null,30,null,null,null,null,null,null,null,null,null,null,null,null,null,"合計",{"$f":"SUM(CH98:CH101)","v":0}]
[]
[null,null,null,"エネルギー消費量(g1)",null,null,null,null,null,null,{"$f":"CH95","v":0},null,null,"GJ換算値/年",null,null,null,null,null,null,null,null,null,null,null,null,null,null,null,null,null,null,null,null,null,null,null,null,null,null,null,null,"エネルギー消費量(g1)",null,null,null,null,null,null,7820,null,null,"GJ/年"]
[]
[null,null,null,"脱炭素化指標（状況）",null,null,null,null,null,null,{"$f":"IFERROR(K102/K104,\"---\")","v":"---"},null,null,"(f1)/(g1)",null,null,"運転コスト合計",null,null,null,null,null,null,null,null,null,null,null,null,null,null,{"$f":"AF98+AF102+AF104","v":0},null,null,null,null,null,null,null,null,null,null,"脱炭素化指標（状況）",null,null,null,null,null,null,6.93E-2,null,null,"(f1)/(g1)",null,null,"運転コスト合計",null,null,null,null,null,null,null,null,null,null,null,null,null,null,12030]
[null,null,null,null,null,null,null,null,null,null,null,null,null,null,null,null,null,null,null,null,null,null,null,null,null,null,null,null,null,null,null,null,null,null,null,null,null,null,null,null,null,null,null,null,null,null,null,null,null,null,null,null,null,null,null,null,null,null,null,null,null,null,null,null,null,null,null,null,null,null,null,null,null,null,null,null,null,"※活動種別「系統電力」に関する注記\n\n買電はすべて「系統電力」を選択してください。\n（「系統電力切替先」は低炭素系統電力への変更対策を記述する際にのみ使用してください。）"]
[]
[null,"計画",null,"活動種別",null,null,null,null,null,null,"年間活動量",null,null,null,null,null,"変換係数",null,null,null,null,null,null,"CO2排出量\n(t-CO2/年)",null,null,null,"単価(千円)",null,null,null,"運転コスト\n(千円/年)",null,null,null,null,null,null,null,null,"計画",null,"活動種別",null,null,null,null,null,null,"年間活動量",null,null,null,null,null,"変換係数",null,null,null,null,null,null,"CO2排出量\n(t-CO2/年)",null,null,null,"単価(千円)",null,null,null,"運転コスト\n(千円/年)"]
[]
[{"$f":"IF($D111=\"\",\"\",VLOOKUP($D111,排出係数と単価2,10,FALSE))","v":""},"対策実施【計画】",null,null,null,null,null,null,null,null,null,null,null,null,{"$f":"IF($D111=\"\",\"\",VLOOKUP($D111,排出係数と単価2,2,FALSE))","v":""},null,{"$f":"IF($D111=\"\",\"\",IF(A111=1,VLOOKUP($D111,排出係数と単価2,5,FALSE),VLOOKUP($D111,排出係数と単価2,3,FALSE)*VLOOKUP($D111,排出係数と単価2,5,FALSE)))","v":""},null,null,{"$f":"IF($D111=\"\",\"\",\"t-CO2/\"&$O111)","v":""},null,null,null,{"$f":"IF(OR(K111=\"\",Q111=\"\"),\"\",K111*Q111)","v":""},null,null,null,{"$f":"IF($D111=\"\",\"\",VLOOKUP($D111,排出係数と単価2,7,FALSE))","v":""},null,null,null,{"$f":"IF(OR(K111=\"\",AB111=\"\"),\"\",K111*AB111)","v":""},null,null,null,null,null,null,null,null,"対策実施【計画】",null,"都市ガス",null,null,null,null,null,null,150,null,null,null,"千Nm3",null,2.2770000000000001,null,null,"t-CO2/千Nm3",null,null,null,341.55,null,null,null,76,null,null,null,11400]
[]
[{"$f":"IF($D113=\"\",\"\",VLOOKUP($D113,排出係数と単価2,10,FALSE))","v":""},null,null,null,null,null,null,null,null,null,null,null,null,null,{"$f":"IF($D113=\"\",\"\",VLOOKUP($D113,排出係数と単価2,2,FALSE))","v":""},null,{"$f":"IF($D113=\"\",\"\",IF(A113=1,VLOOKUP($D113,排出係数と単価2,5,FALSE),VLOOKUP($D113,排出係数と単価2,3,FALSE)*VLOOKUP($D113,排出係数と単価2,5,FALSE)))","v":""},null,null,{"$f":"IF($D113=\"\",\"\",\"t-CO2/\"&$O113)","v":""},null,null,null,{"$f":"IF(OR(K113=\"\",Q113=\"\"),\"\",K113*Q113)","v":""},null,null,null,{"$f":"IF($D113=\"\",\"\",VLOOKUP($D113,排出係数と単価2,7,FALSE))","v":""},null,null,null,{"$f":"IF(OR(K113=\"\",AB113=\"\"),\"\",K113*AB113)","v":""},null,null,null,null,null,null,null,null,null,null,null,null,null,null,null,null,null,null,null,null,null,"",null,"",null,null,"",null,null,null,"",null,null,null,"",null,null,null,""]
[]
[{"$f":"IF($D115=\"\",\"\",VLOOKUP($D115,排出係数と単価2,10,FALSE))","v":""},null,null,null,null,null,null,null,null,null,null,null,null,null,{"$f":"IF($D115=\"\",\"\",VLOOKUP($D115,排出係数と単価2,2,FALSE))","v":""},null,{"$f":"IF($D115=\"\",\"\",IF(A115=1,VLOOKUP($D115,排出係数と単価2,5,FALSE),VLOOKUP($D115,排出係数と単価2,3,FALSE)*VLOOKUP($D115,排出係数と単価2,5,FALSE)))","v":""},null,null,{"$f":"IF($D115=\"\",\"\",\"t-CO2/\"&$O115)","v":""},null,null,null,{"$f":"IF(OR(K115=\"\",Q115=\"\"),\"\",K115*Q115)","v":""},null,null,null,{"$f":"IF($D115=\"\",\"\",VLOOKUP($D115,排出係数と単価2,7,FALSE))","v":""},null,null,null,{"$f":"IF(OR(K115=\"\",AB115=\"\"),\"\",K115*AB115)","v":""},null,null,null,null,null,null,null,null,null,null,null,null,null,null,null,null,null,null,null,null,null,"",null,"",null,null,"",null,null,null,"",null,null,null,"",null,null,null,""]
[]
[{"$f":"IF($D117=\"\",\"\",VLOOKUP($D117,排出係数と単価2,10,FALSE))","v":""},null,null,null,null,null,null,null,null,null,null,null,null,null,{"$f":"IF($D117=\"\",\"\",VLOOKUP($D117,排出係数と単価2,2,FALSE))","v":""},null,{"$f":"IF($D117=\"\",\"\",IF(A117=1,VLOOKUP($D117,排出係数と単価2,5,FALSE),VLOOKUP($D117,排出係数と単価2,3,FALSE)*VLOOKUP($D117,排出係数と単価2,5,FALSE)))","v":""},null,null,{"$f":"IF($D117=\"\",\"\",\"t-CO2/\"&$O117)","v":""},null,null,null,{"$f":"IF(OR(K117=\"\",Q117=\"\"),\"\",K117*Q117)","v":""},null,null,null,{"$f":"IF($D117=\"\",\"\",VLOOKUP($D117,排出係数と単価2,7,FALSE))","v":""},null,null,null,{"$f":"IF(OR(K117=\"\",AB117=\"\"),\"\",K117*AB117)","v":""},null,null,null,null,null,null,null,null,null,null,null,null,null,null,null,null,null,null,null,null,null,"",null,"",null,null,"",null,null,null,"",null,null,null,"",null,null,null,""]
[]
[null,null,null,null,null,null,null,null,null,null,null,null,null,null,null,null,"合計(f2)",null,null,null,null,null,null,{"$f":"SUM(X111:X118)","v":0},null,null,null,"合計",null,null,null,{"$f":"SUM(AF111:AF118)","v":0},null,null,null,null,null,null,null,null,null,null,null,null,null,null,null,null,null,null,null,null,null,null,null,"合計",null,null,null,null,null,null,341.55,null,null,null,"合計",null,null,null,11400]
[]
[null,null,null,"脱炭素化指標（状況）",null,null,null,null,null,null,null,null,null,null,null,null,"その他の運転コスト\n（運転・管理費、用水費、薬品費等）",null,null,null,null,null,null,null,null,null,null,null,null,null,null,"その他運転コスト\n(千円/年)",null,null,null,null,null,null,null,null,null,null,"脱炭素化指標（状況）",null,null,null,null,null,null,null,null,null,null,null,null,"その他の運転コスト\n（運転・管理費、用水費、薬品費等）",null,null,null,null,null,null,null,null,null,null,null,null,null,null,"その他運転コスト\n(千円/年)"]
[]
[null,null,null,"CO2排出量(f2)",null,null,null,null,null,null,{"$f":"X119","v":0},null,null,"t-CO2/年",null,null,null,null,null,null,null,null,null,null,null,null,null,null,null,null,null,null,null,null,null,null,null,null,null,null,null,null,"CO2排出量(f2)",null,null,null,null,null,null,341.55,null,null,"t-CO2/年",null,null,"ボイラー定期点検費用",null,null,null,null,null,null,null,null,null,null,null,null,null,null,30]
[]
[null,null,null,"エネルギー消費量(g2)",null,null,null,null,null,null,{"$f":"CH102","v":0},null,null,"GJ換算値/年",null,null,null,null,null,null,null,null,null,null,null,null,null,null,null,null,null,null,null,null,null,null,null,null,null,null,null,null,"エネルギー消費量(g2)",null,null,null,null,null,null,6750,null,null,"GJ/年"]
[]
[null,null,null,"脱炭素化指標（状況）",null,null,null,null,null,null,{"$f":"IFERROR(K123/K125,\"---\")","v":"---"},null,null,"(f2)/(g2)",null,null,"運転コスト合計",null,null,null,null,null,null,null,null,null,null,null,null,null,null,{"$f":"AF119+AF123+AF125","v":0},null,null,null,null,null,null,null,null,null,null,"脱炭素化指標（状況）",null,null,null,null,null,null,5.0599999999999999E-2,null,null,"(f2)/(g2)",null,null,"運転コスト合計",null,null,null,null,null,null,null,null,null,null,null,null,null,null,11430]
[]
[]
[]
[null,{"$f":"\"対策個票\"&$B$9","v":"対策個票5"},null,null,null,null,null,null,null,null,null,null,null,null,null,null,null,null,null,null,null,null,null,null,null,null,null,null,null,null,null,null,null,null,null,null,null,null,null,null,"対策個票1"]
[]
[null,"３．年間活動量の算出根拠",null,null,null,null,null,null,null,null,null,null,null,null,null,null,null,null,null,null,null,null,null,null,null,null,null,null,null,null,null,null,null,null,null,null,null,null,null,null,"３．年間活動量の算出根拠"]
[null,"対策実施【前】",null,null,null,null,null,null,null,null,null,null,null,null,null,null,null,null,null,null,null,null,null,null,null,null,null,null,null,null,null,null,null,null,null,null,null,null,null,null,"対策実施【前】"]
[null,"３－１．活動量（エネルギー使用量）把握方法・計算方法の説明",null,null,null,null,null,null,null,null,null,null,null,null,null,null,null,null,null,null,null,null,null,null,null,null,null,null,null,null,null,null,null,null,null,null,null,null,null,null,"３－１．活動量（エネルギー使用量）把握方法・計算方法の説明"]
[null,null,null,null,null,null,null,null,null,null,null,null,null,null,null,null,null,null,null,null,null,null,null,null,null,null,null,null,null,null,null,null,null,null,null,null,null,null,null,null,null,"■要点を第三者が読んで理解できるように記述してください。\n■DXシステムによる計測結果に基づく対策の場合は、DXシステムを利用したことを明示してください。"]
[]
[]
[null,"３－２．活動量（エネルギー使用量）の計算",null,null,null,null,null,null,null,null,null,null,null,null,null,null,null,null,null,null,null,null,null,null,null,null,null,null,null,null,null,null,null,null,null,null,null,null,null,null,"３－２．活動量（エネルギー使用量）の計算"]
[]
[null,null,null,null,null,null,null,null,null,null,null,null,null,null,null,null,null,null,null,null,null,null,null,null,null,null,null,null,null,null,null,null,null,null,null,null,null,null,null,null,null,"※【他の記入欄にも共通する注意事項】\n\n■第三者が読んで理解できるように記述してください。\n\n■スペースが足りない場合には、[別紙]として新規シートを追加し、当該対策個票の別紙であることがわかるようなシート名称\n　 にして使用してください。記入欄には、別紙がある旨を明記してください。\n　 その他、※別紙シートを利用する場合の注記を参照してください。\n\n■「SHIFT事業CO2削減対策の効果算定ガイドライン」を参照してください。",null,null,null,null,null,null,null,null,null,null,null,null,null,null,null,null,null,null,null,null,null,null,null,null,null,null,null,null,null,null,null,null,null,null,null,"※別紙シートを利用する場合の注記\n\n■別紙を追加・添付する場合は、\n　 本シートの記入欄に別紙の要点を記載\n　 してください。\n\n■別紙への参照を記述する際は、\n　 「別紙のとおり」ではなく、\n 　「別紙XXの何ページ、何行目～何行目の\n　 記載(YY)のとおり」 （XX、YYは通し番号）\n 　とする等、参照箇所を明示してください。\n　 なお、\n　 該当する別紙や記載には対応する通し\n 　番号(XX、YY)を打ち、\n 　本文と、該当する別紙や記載が\n 　１対１に対応するようにしてください。"]
[]
[]
[]
[]
[]
[]
[]
[]
[]
[null,"３－３．活動量（エネルギー使用量）の計算で使用した各数値の説明・根拠",null,null,null,null,null,null,null,null,null,null,null,null,null,null,null,null,null,null,null,null,null,null,null,null,null,null,null,null,null,null,null,null,null,null,null,null,null,null,"３－３．活動量（エネルギー使用量）の計算で使用した各数値の説明・根拠"]
[null,null,null,null,null,null,null,null,null,null,null,null,null,null,null,null,null,null,null,null,null,null,null,null,null,null,null,null,null,null,null,null,null,null,null,null,null,null,null,null,null,"■当該施設の特性、使用条件であることがわかるように記載してください。類似の設備、たとえば「40W型」だけでは活動量\n　 の確認ができませんので、当該設備のメーカー名、型番、仕様を根拠として記載してください。\n\n■計測値を記載する場合には、結果だけではなく計測対象・期間・装置・条件を明記してください。\n\n■同一の設備や類似の設備が別の個票にもある場合には、他の個票との関係が１対１でわかるようにしてください。たとえ\n　 ば、個票1に各個票の同一の設備や類似の設備の相互の関係がわかる表を添付することが考えられます。\n\n■数値の単位はSI単位で記述するよう努めてください。たとえば、機器銘板がkcal/h表示の場合には、そのままcal単位を\n　 使い続けずに、初めにkWへの換算を記載した上で、以降はkWで説明を行ってください。\n\n■DXシステムによる計測結果に基づく対策の場合は、DXシステムの計測結果を提示してください。"]
[]
[]
[]
[]
[]
[]
[]
[]
[]
[]
[]
[null,"対策実施【計画】",null,null,null,null,null,null,null,null,null,null,null,null,null,null,null,null,null,null,null,null,null,null,null,null,null,null,null,null,null,null,null,null,null,null,null,null,null,null,"対策実施【計画】"]
[null,"３－４．活動量（エネルギー使用量）把握方法・計算方法の説明",null,null,null,null,null,null,null,null,null,null,null,null,null,null,null,null,null,null,null,null,null,null,null,null,null,null,null,null,null,null,null,null,null,null,null,null,null,null,"３－４．活動量（エネルギー使用量）把握方法・計算方法の説明"]
[]
[null,null,null,null,null,null,null,null,null,null,null,null,null,null,null,null,null,null,null,null,null,null,null,null,null,null,null,null,null,null,null,null,null,null,null,null,null,null,null,null,null,"■要点を第三者が読んで理解できるように記述してください。"]
[]
[null,"３－５．活動量（エネルギー使用量）の計算",null,null,null,null,null,null,null,null,null,null,null,null,null,null,null,null,null,null,null,null,null,null,null,null,null,null,null,null,null,null,null,null,null,null,null,null,null,null,"３－５．活動量（エネルギー使用量）の計算"]
[]
[]
[]
[null,null,null,null,null,null,null,null,null,null,null,null,null,null,null,null,null,null,null,null,null,null,null,null,null,null,null,null,null,null,null,null,null,null,null,null,null,null,null,null,null,"■上記３－２の注記にある【他の記入欄にも共通する注意事項】を参照してください。\n\n■数値シミュレーションを使用する場合には、シミュレーションの計算式や考え方に加え、計算条件が該当事業所の状況\n　 に合致していることがわかるように記載してください。"]
[]
[]
[]
[]
[]
[]
[]
[null,"３－６．活動量（エネルギー使用量）の計算で使用した各数値の説明・根拠",null,null,null,null,null,null,null,null,null,null,null,null,null,null,null,null,null,null,null,null,null,null,null,null,null,null,null,null,null,null,null,null,null,null,null,null,null,null,"３－６．活動量（エネルギー使用量）の計算で使用した各数値の説明・根拠"]
[]
[null,null,null,null,null,null,null,null,null,null,null,null,null,null,null,null,null,null,null,null,null,null,null,null,null,null,null,null,null,null,null,null,null,null,null,null,null,null,null,null,null,"■当該施設の特性、使用条件であることがわかるように記載してください。類似の設備、たとえば「40W型」だけでは活動量\n　 の確認ができませんので、当該設備のメーカー名、型番、仕様を根拠として記載してください。\n\n■計測値を記載する場合には、結果だけではなく計測対象・期間・装置・条件を明記してください。\n\n■同一の設備や類似の設備が別の個票にもある場合には、他の個票との関係が１対１でわかるようにしてください。たとえ\n　 ば、個票1に各個票の同一の設備や類似の設備の相互の関係がわかる表を添付することが考えられます。\n\n■数値の単位はSI単位で記述するよう努めてください。たとえば、機器銘板がkcal/h表示の場合には、そのままcal単位を\n　 使い続けずに、初めにkWへの換算を記載した上で、以降はkWで説明を行ってください。"]
[]
[]
[]
[]
[]
[]
[]
[]
[]
[]
[null,{"$f":"\"対策個票\"&$B$9","v":"対策個票5"},null,null,null,null,null,null,null,null,null,null,null,null,null,null,null,null,null,null,null,null,null,null,null,null,null,null,null,null,null,null,null,null,null,null,null,null,null,null,"対策個票1"]
[]
[null,"４．実施方法",null,null,null,null,null,null,null,null,null,null,null,null,null,null,null,null,null,null,null,null,null,null,null,null,null,null,null,null,null,null,null,null,null,null,null,null,null,null,"４．実施方法"]
[null,"４－１．実施手順/実施に関する注意事項",null,null,null,null,null,null,null,null,null,null,null,null,null,null,null,null,null,null,null,null,null,null,null,null,null,null,null,null,null,null,null,null,null,null,null,null,null,null,"４－１．実施手順/実施に関する注意事項",null,null,null,null,null,null,null,null,null,null,null,null,null,null,null,null,null,null,null,null,null,null,null,null,null,null,null,null,null,null,null,null,null,null,null,null,"※別紙シートを利用する場合の注記\n\n■別紙を追加・添付する場合は、\n　 本シートの記入欄に別紙の要点を記載\n　 してください。\n\n■別紙への参照を記述する際は、\n　 「別紙のとおり」ではなく、\n 　「別紙XXの何ページ、何行目～何行目の\n　 記載(YY)のとおり」 （XX、YYは通し番号）\n 　とする等、参照箇所を明示してください。\n　 なお、\n　 該当する別紙や記載には対応する通し\n 　番号(XX、YY)を打ち、\n 　本文と、該当する別紙や記載が\n 　１対１に対応するようにしてください。"]
[]
[null,null,null,null,null,null,null,null,null,null,null,null,null,null,null,null,null,null,null,null,null,null,null,null,null,null,null,null,null,null,null,null,null,null,null,null,null,null,null,null,null,"■対策を具体的に進めるために必要な実施方法や手順を記載\n 　してください。\n 　例えば、\n　 ・運用改善対策の場合は、新たな運用規定の内容や、\n　　 周知の仕方など。\n　 ・設備導入対策の場合は、設備仕様や必要コスト、また国への\n 　　届出が必要な設備機器の場合には、その申請方法や申請の\n　　 タイミングなど。\n\n■スペースが足りない場合には、[別紙]として新規シートを追加し、\n　 当該対策個票の別紙であることがわかるようなシート名称にして\n 　使用してください。記入欄には、別紙がある旨を明記してください。\n　 その他、※別紙シートを利用する場合の注記を参照してください。"]
[]
[]
[]
[]
[]
[]
[]
[]
[]
[]
[]
[]
[]
[]
[]
[]
[]
[]
[]
[]
[]
[null,"４－２．［設備導入等］既存設備と導入設備の仕様（能力等）比較、及び導入設備の能力が適切であることの説明\n　　　　［運用改善等］対策実施前後の運用条件の比較、及び対策が問題なく実行できることの説明",null,null,null,null,null,null,null,null,null,null,null,null,null,null,null,null,null,null,null,null,null,null,null,null,null,null,null,null,null,null,null,null,null,null,null,null,null,null,"４－２．［設備導入等］既存設備と導入設備の仕様（能力等）比較、及び導入設備の能力が適切であることの説明\n　　　　［運用改善等］対策実施前後の運用条件の比較、及び対策が問題なく実行できることの説明"]
[]
[null,null,null,null,null,null,null,null,null,null,null,null,null,null,null,null,null,null,null,null,null,null,null,null,null,null,null,null,null,null,null,null,null,null,null,null,null,null,null,null,null,"■既存設備と導入設備の能力（出力）が定量的に比較できるように記載してください。たとえば、設備導入前と設備導入後\n　 で能力比較ができる表（下記記入例参照）を記載してください。\n\n■特に、既存設備よりも導入設備の能力（出力）の方が大きくなる場合には、「別紙のとおり」だけでは確認困難なため、\n　 本欄と別紙の該当箇所とで１対１の対応がつくようにした上で、本欄に説明を記載してください。\n　 ※別紙シートを利用する場合の注記を参照してください。"]
[]
[]
[]
[]
[]
[]
[]
[]
[null,null,null,null,null,null,null,null,null,null,null,null,null,null,null,null,null,null,null,null,null,null,null,null,null,null,null,null,null,null,null,null,null,null,null,null,null,null,null,null,null,null,null,null,null,null,"記入例:重油炊きボイラーからガス炊きボイラーへの設備更新前後の仕様比較"]
[null,null,null,null,null,null,null,null,null,null,null,null,null,null,null,null,null,null,null,null,null,null,null,null,null,null,null,null,null,null,null,null,null,null,null,null,null,null,null,null,null,null,null,null,null,null,"項目",null,null,null,null,null,null,null,"設備導入前",null,null,null,null,null,null,null,"設備導入後"]
[null,null,null,null,null,null,null,null,null,null,null,null,null,null,null,null,null,null,null,null,null,null,null,null,null,null,null,null,null,null,null,null,null,null,null,null,null,null,null,null,null,null,null,null,null,null,"設備名",null,null,null,null,null,null,null,"重油炊きボイラー",null,null,null,null,null,null,null,"ガス炊きボイラー"]
[null,null,null,null,null,null,null,null,null,null,null,null,null,null,null,null,null,null,null,null,null,null,null,null,null,null,null,null,null,null,null,null,null,null,null,null,null,null,null,null,null,null,null,null,null,null,"台数",null,null,null,null,null,null,null,1,null,null,null,null,null,null,null,1]
[null,null,null,null,null,null,null,null,null,null,null,null,null,null,null,null,null,null,null,null,null,null,null,null,null,null,null,null,null,null,null,null,null,null,null,null,null,null,null,null,null,null,null,null,null,null,"燃料",null,null,null,null,null,null,null,"A重油",null,null,null,null,null,null,null,"都市ガス"]
[null,null,null,null,null,null,null,null,null,null,null,null,null,null,null,null,null,null,null,null,null,null,null,null,null,null,null,null,null,null,null,null,null,null,null,null,null,null,null,null,null,null,null,null,null,null,"相当蒸発量（kg/ｈ）",null,null,null,null,null,null,null,1000,null,null,null,null,null,null,null,1000]
[null,null,null,null,null,null,null,null,null,null,null,null,null,null,null,null,null,null,null,null,null,null,null,null,null,null,null,null,null,null,null,null,null,null,null,null,null,null,null,null,null,null,null,null,null,null,"設計効率（％）",null,null,null,null,null,null,null,90,null,null,null,null,null,null,null,97]
[null,null,null,null,null,null,null,null,null,null,null,null,null,null,null,null,null,null,null,null,null,null,null,null,null,null,null,null,null,null,null,null,null,null,null,null,null,null,null,null,null,null,null,null,null,null,"定格燃焼量（L/h）",null,null,null,null,null,null,null,68.3,null,null,null,null,null,null,null,57.3]
[]
[]
[]
[]
[]
[null,"４－３．法定耐用年数",null,null,null,null,null,null,null,null,null,null,null,null,null,null,null,null,null,null,null,null,null,null,null,null,null,null,null,null,null,null,null,null,null,null,null,null,null,null,"４－３．法定耐用年数"]
[null,"導入設備",null,null,{"$f":"IF($AB$13=\"\",\"\",$AB$13)","v":""},null,null,null,null,null,null,null,null,null,"用途・\n目的",null,null,null,null,null,null,null,null,null,null,null,null,null,null,null,null,null,null,null,null,null,null,null,null,null,"導入設備",null,null,"ガス焚き蒸気ボイラー",null,null,null,null,null,null,null,null,null,"用途・\n目的",null,null,"原料加熱"]
[]
[null,"耐用年数省令別表の記載事項",null,null,null,null,null,null,null,null,null,null,null,null,null,null,null,null,null,null,null,null,null,null,null,null,null,null,null,null,null,null,null,null,null,null,null,null,null,null,"耐用年数省令別表の記載事項"]
[null,"別表の名称",null,null,null,null,null,null,null,null,null,null,null,null,null,null,null,null,null,null,null,null,null,null,null,null,null,null,null,null,null,null,null,null,null,null,null,null,null,null,"別表の名称",null,null,null,null,null,"別表第２ 機械及び装置の耐用年数表"]
[null,"[種類]または[番号]",null,null,null,null,null,null,null,null,null,null,null,null,null,null,null,null,null,null,null,null,null,null,null,null,null,null,null,null,null,null,null,null,null,null,null,null,null,null,"[種類]または[番号]",null,null,null,null,null,1]
[null,"[構造又は用途]、または[設備の種類]",null,null,null,null,null,null,null,null,null,null,null,null,null,null,null,null,null,null,null,null,null,null,null,null,null,null,null,null,null,null,null,null,null,null,null,null,null,null,"[構造又は用途]、または[設備の種類]",null,null,null,null,null,"食料品製造業用設備"]
[]
[null,"細目",null,null,null,null,null,null,null,null,null,null,null,null,null,null,null,null,null,null,null,null,null,null,null,null,null,null,null,null,null,null,null,null,null,null,null,null,null,null,"細目",null,null,null,null,null,"---"]
[]
[null,"法定耐用年数 (年)",null,null,null,null,null,null,null,null,null,null,null,null,null,null,null,null,null,null,null,null,null,null,null,null,null,null,null,null,null,null,null,null,null,null,null,null,null,null,"法定耐用年数 (年)",null,null,null,null,null,10]
[]
[null,{"$f":"\"対策個票\"&$B$9","v":"対策個票5"},null,null,null,null,null,null,null,null,null,null,null,null,null,null,null,null,null,null,null,null,null,null,null,null,null,null,null,null,null,null,null,null,null,null,null,null,null,null,"対策個票1"]
[null,null,null,null,null,null,null,null,null,null,null,null,null,null,null,null,null,null,null,null,null,null,null,null,null,null,null,null,null,null,null,null,null,null,null,null,null,null,null,null,"※実施計画書Cを選択している場合、5ページ目（5.実施計画…）の作成は不要です。"]
[null,"５．実施計画、CO2削減計画、投資回収計画",null,null,null,null,null,null,null,null,null,null,null,null,null,null,null,null,null,null,null,null,null,null,null,null,null,null,null,null,null,null,null,null,null,null,null,null,null,null,"５．実施計画、CO2削減計画、投資回収計画"]
[null,"対策の種類\n[対策個票番号]",null,null,null,null,"対策名称",null,null,null,null,null,null,null,null,null,null,null,null,null,null,null,null,null,"対象/\n既存設備",null,null,{"$f":"IF($AB$11=\"\",\"\",$AB$11)","v":""},null,null,null,null,null,null,null,null,null,null,null,null,"対策の種類\n[対策個票番号]",null,null,null,null,"対策名称",null,null,null,null,null,null,null,null,null,null,null,null,null,null,null,null,null,"対象/\n既存設備",null,null,"重油焚き蒸気ボイラー",null,null,null,null,null,null,null,null,null,null,null,null,null,null,"※「完了時期」に関する注記\n\n■「完了時期」として選択する年月は、\n　 対策の運用準備が整い、\n　 翌月1日には対策による効果が発生している月\n　 としてください。\n　 対策の運用開始は、「完了」年月内あるいは翌月1日\n　 からのいずれの可能性もあります。\n 　段階的に設備を導入し利用を開始する対策（例：LED\n 　の導入）の場合には、すべての対象エリア（効果算定\n　 をした範囲）を考慮して完了年月を選択してください。\n\n　 例えば、\n 　・運用改善対策の場合は、\n　　 新たな運用の準備が完了した年月\n　　（完了月内または翌月1日から新運用が開始され、\n　　　翌月1日からCO2削減効果が発生している）。\n 　・設備導入対策の場合は、\n 　　施工や引き渡しが完了した年月\n　　（完了月内または翌月1日から新たに導入した設備\n　　の運転が開始され、翌月1日からCO2削減効果が\n　　発生している）。"]
[]
[null,{"$f":"$B$9","v":"5"},{"$f":"IF($C$9=\"\",\"\",$C$9)","v":""},null,null,null,{"$f":"IF($G$9=\"\",\"\",$G$9)","v":""},null,null,null,null,null,null,null,null,null,null,null,null,null,null,null,null,null,"導入設備",null,null,{"$f":"IF($AB$13=\"\",\"\",$AB$13)","v":""},null,null,null,null,null,null,null,null,null,null,null,null,6,"燃料転換",null,null,null,"ボイラーの燃料転換",null,null,null,null,null,null,null,null,null,null,null,null,null,null,null,null,null,"導入設備",null,null,"ガス焚き蒸気ボイラー"]
[]
[]
[null,null,null,null,null,null,null,null,null,null,null,null,null,null,null,null,null,"計画年度",null,null,null,null,null,null,null,null,null,null,null,null,null,null,null,null,null,null,null,null,null,null,null,null,null,null,null,null,null,null,null,null,null,null,null,null,null,null,"計画年度",null,null,null,null,null,null,null,null,null,null,null,null,null,null,null,null,null,null,null,null,null,null,null,null,null,null,null,null,null,null,null,"計画年度1",null,"計画年度2",null,"計画年度3",null,"計画年度4",null,"計画年度5"]
[null,null,null,null,null,null,null,null,null,null,null,null,null,null,null,null,null,{"$f":"IF('511脱炭素化計画'!$AQ24=\"\",\"\",'511脱炭素化計画'!$AQ24)","v":""},null,null,null,{"$f":"IF('511脱炭素化計画'!$AT24=\"\",\"\",'511脱炭素化計画'!$AT24)","v":"目標年度"},null,null,null,{"$f":"IF('511脱炭素化計画'!$AW24=\"\",\"\",'511脱炭素化計画'!$AW24)","v":""},null,null,null,{"$f":"IF('511脱炭素化計画'!$AZ24=\"\",\"\",'511脱炭素化計画'!$AZ24)","v":""},null,null,null,{"$f":"IF('511脱炭素化計画'!$BC24=\"\",\"\",'511脱炭素化計画'!$BC24)","v":""},null,null,null,null,null,null,null,null,null,null,null,null,null,null,null,null,null,null,null,null,null,null,"",null,null,null,"目標年度",null,null,null,null,null,null,null,"",null,null,null,null,null,null,null,null,null,null,null,null,null,null,null,null,null,null,null,{"$f":"$R$272","v":0},{"$f":"$T$272","v":0},{"$f":"$V$272","v":0},{"$f":"$X$272","v":0},{"$f":"$Z$272","v":0},{"$f":"$AB$272","v":0},{"$f":"$AD$272","v":0},{"$f":"$AF$272","v":0},{"$f":"$AH$272","v":0},{"$f":"$AJ$272","v":0}]
[null,null,null,null,null,null,null,null,null,null,null,null,null,null,null,null,null,{"$f":"IF('511脱炭素化計画'!$AQ25=\"\",\"\",'511脱炭素化計画'!$AQ25)","v":"令和6年度"},null,null,null,{"$f":"IF('511脱炭素化計画'!$AT25=\"\",\"\",'511脱炭素化計画'!$AT25)","v":"令和7年度"},null,null,null,{"$f":"IF('511脱炭素化計画'!$AW25=\"\",\"\",'511脱炭素化計画'!$AW25)","v":"令和8年度"},null,null,null,{"$f":"IF('511脱炭素化計画'!$AZ25=\"\",\"\",'511脱炭素化計画'!$AZ25)","v":"令和9年度"},null,null,null,{"$f":"IF('511脱炭素化計画'!$BC25=\"\",\"\",'511脱炭素化計画'!$BC25)","v":"令和10年度"},null,null,null,null,null,null,null,null,null,null,null,null,null,null,null,null,null,null,null,null,null,null,"令和6年度",null,null,null,"令和7年度",null,null,null,"令和8年度",null,null,null,"令和9年度",null,null,null,"令和10年度",null,null,null,null,null,null,null,null,null,null,null,null,null,null,null,{"$f":"$R$267","v":"令和6年度"},{"$f":"$R$267","v":"令和6年度"},{"$f":"$V$267","v":"令和7年度"},{"$f":"$V$267","v":"令和7年度"},{"$f":"$Z$267","v":"令和8年度"},{"$f":"$Z$267","v":"令和8年度"},{"$f":"$AD$267","v":"令和9年度"},{"$f":"$AD$267","v":"令和9年度"},{"$f":"$AH$267","v":"令和10年度"},{"$f":"$AH$267","v":"令和10年度"},{"$f":"\"令和\"&MID(CS267,3,2)+1&\"年度\"","v":"令和11年度"},{"$f":"\"令和\"&MID(CT267,3,2)+1&\"年度\"","v":"令和11年度"}]
[null,"５－１．実施計画",null,null,null,null,null,null,null,null,null,null,null,null,null,null,null,null,null,null,null,null,null,null,null,null,null,null,null,null,null,null,null,null,null,null,null,null,null,null,"５－１．実施計画"]
[null,null,null,null,null,"着手時期",null,null,null,null,null,"完了時期",null,null,null,null,null,"着手～完了期間",null,null,null,null,null,null,null,null,null,null,null,null,null,null,null,null,null,null,null,null,null,null,null,null,null,null,"着手時期",null,null,null,null,null,"完了時期",null,null,null,null,null,"着手～完了期間"]
[null,null,null,"年度",null,{"$f":"IFERROR(HLOOKUP(\"着手\",$CK$266:$CT$271,2,FALSE),\"\")","v":""},null,null,null,null,null,{"$f":"IFERROR(HLOOKUP(\"完了\",$CK$266:$CT$271,2,FALSE),\"\")","v":""},null,null,null,null,null,null,null,null,null,null,null,null,null,null,null,null,null,null,null,null,null,null,null,null,null,null,null,null,null,null,"年度",null,"令和6年度",null,null,null,null,null,"令和6年度",null,null,null,null,null,null,null,null,null,null,null,null,null,null,null,null,null,null,null,null,null,null,null,null,null,null,null,null,null,null,null,null,null,null,null,null,null,{"$f":"IF(CK271=0,\"---\",IF(OR(CK271=\"1月\",CK271=\"2月\",CK271=\"3月\"),LEFT(CM267,LEN(CM267)-1),LEFT(CK267,LEN(CK267)-1)))","v":"---"},"---","---","---","---","---","---","---","---","---"]
[null,null,null,"年","月",{"$f":"IFERROR(HLOOKUP(\"着手\",$CK$266:$CT$271,5,FALSE),\"\")","v":""},null,null,{"$f":"IFERROR(HLOOKUP(\"着手\",$CK$266:$CT$271,6,FALSE),\"\")","v":""},null,null,{"$f":"IFERROR(HLOOKUP(\"完了\",$CK$266:$CT$271,5,FALSE),\"\")","v":""},null,null,{"$f":"IFERROR(HLOOKUP(\"完了\",$CK$266:$CT$271,6,FALSE),\"\")","v":""},null,null,null,null,null,null,null,null,null,null,null,null,null,null,null,null,null,null,null,null,null,null,null,null,null,null,null,"年","月","令和6年",null,null,"9月",null,null,"令和7年",null,null,"1月",null,null,"9月",null,"1月",null,null,null,null,null,null,null,null,null,null,null,null,null,null,null,null,null,null,null,null,null,null,null,null,null,null,null,null,null,{"$f":"$R$271","v":0},{"$f":"$T$271","v":0},{"$f":"$V$271","v":0},{"$f":"$X$271","v":0},{"$f":"$Z$271","v":0},{"$f":"$AB$271","v":0},{"$f":"$AD$271","v":0},{"$f":"$AF$271","v":0},{"$f":"$AH$271","v":0},{"$f":"$AJ$271","v":0}]
[null,null,null,null,null,null,null,null,null,null,null,null,null,null,null,null,null,null,null,null,null,null,null,null,null,null,null,null,null,null,null,null,null,null,null,null,null,null,null,null,null,null,null,null,null,null,null,null,null,null,null,null,null,null,null,null,"着手",null,"完了"]
[null,null,null,null,null,null,null,null,null,null,null,null,null,null,null,null,null,null,null,null,null,null,null,null,null,null,null,null,null,null,null,null,null,null,null,null,null,null,null,null,null,null,null,null,null,null,null,null,null,null,null,null,null,null,null,null,"契約・設計：令和6年9月～、施工：令和6年12月～、完了：令和7年1月、運用開始：令和7年2月～"]
[]
[null,"５－２．CO2削減計画",null,null,null,null,null,null,null,null,null,null,null,null,null,null,null,null,null,null,null,null,null,null,null,null,null,null,null,null,null,null,null,null,null,null,"（単位：t-CO2/年）",null,null,null,"５－２．CO2削減計画",null,null,null,null,null,null,null,null,null,null,null,null,null,null,null,null,null,null,null,null,null,null,null,null,null,null,null,null,null,null,null,null,null,null,"（単位：t-CO2/年）"]
[null,null,null,null,null,null,null,null,null,null,null,"年間CO2削減量",null,null,null,null,null,"CO2削減量（年度単位）",null,null,null,null,null,null,null,null,null,null,null,null,null,null,null,null,null,null,null,null,null,null,null,null,null,null,null,null,null,null,null,null,"年間CO2削減量",null,null,null,null,null,"CO2削減量（年度単位）"]
[]
[null,null,null,null,null,null,null,null,null,null,null,{"$f":"IF(J75=\"\",\"\",J75)","v":0},null,null,null,null,null,null,null,null,null,{"$f":"IF(COUNTIF($R$272:$U$272,\"完了\"),$L$278,\"\")","v":""},null,null,null,{"$f":"IF($V278<>\"\",$L$278,IF(COUNTIF($V$272:$Y$272,\"完了\"),$L$278,\"\"))","v":""},null,null,null,{"$f":"IF($Z278<>\"\",$L$278,IF(COUNTIF($Z$272:$AC$272,\"完了\"),$L$278,\"\"))","v":""},null,null,null,{"$f":"IF($AD278<>\"\",$L$278,IF(COUNTIF($AD$272:$AG$272,\"完了\"),$L$278,\"\"))","v":""},null,null,null,null,null,null,null,null,null,null,null,null,null,null,null,null,200,null,null,null,null,null,null,null,null,null,200,null,null,null,200,null,null,null,200,null,null,null,200]
[]
[null,"５－３．投資回収計画（補助金利用なし）",null,null,null,null,null,null,null,null,null,null,null,null,null,null,null,null,null,null,null,null,null,null,null,null,null,null,null,null,null,null,null,null,null,null,"（単位：千円）",null,null,null,"５－３．投資回収計画（補助金利用なし）",null,null,null,null,null,null,null,null,null,null,null,null,null,null,null,null,null,null,null,null,null,null,null,null,null,null,null,null,null,null,null,null,null,null,"（単位：千円）"]
[null,null,null,null,null,null,null,null,"導入コスト(a)",null,null,null,null,null,"単純投資回収年数\n(a/b)",null,null,"投資額（上段）及び削減額（下段）",null,null,null,null,null,null,null,null,null,null,null,null,null,null,null,null,null,null,null,null,null,null,null,null,null,null,null,null,null,"導入コスト(a)",null,null,null,null,null,"単純投資回収年数\n(a/b)",null,null,"投資額（上段）及び削減額（下段）"]
[]
[null,null,null,null,null,null,null,null,"年間運転コスト削減額 (b)",null,null,null,null,null,null,null,null,null,null,null,null,null,null,null,null,null,null,null,null,null,null,null,null,null,null,null,null,null,null,null,null,null,null,null,null,null,null,"年間運転コスト削減額 (b)"]
[]
[null,null,null,null,null,null,null,null,{"$f":"IF(AD75=\"\",\"\",AD75)","v":0},null,null,null,null,null,{"$f":"IFERROR(IF(I285/I287<0,\"---\",I285/I287),\"---\")","v":"---"},null,null,null,null,null,null,null,null,null,null,null,null,null,null,null,null,null,null,null,null,null,null,null,null,null,null,null,null,null,null,null,null,3000,null,null,null,null,null,5,null,null,1500,null,null,null,1500]
[]
[null,null,null,null,null,null,null,null,{"$f":"IF(J79=\"\",\"\",J79)","v":0},null,null,null,null,null,null,null,null,null,null,null,null,{"$f":"IF(COUNTIF($R$272:$U$272,\"完了\"),$I$287,\"\")","v":""},null,null,null,{"$f":"IF($V287<>\"\",$I$287,IF(COUNTIF($V$272:$Y$272,\"完了\"),$I$287,\"\"))","v":""},null,null,null,{"$f":"IF($Z287<>\"\",$I$287,IF(COUNTIF($Z$272:$AC$272,\"完了\"),$I$287,\"\"))","v":""},null,null,null,{"$f":"IF($AD287<>\"\",$I$287,IF(COUNTIF($AD$272:$AG$272,\"完了\"),$I$287,\"\"))","v":""},null,null,null,null,null,null,null,null,null,null,null,null,null,600,null,null,null,null,null,null,null,null,null,null,null,null,600,null,null,null,600,null,null,null,600,null,null,null,600]
[]
[null,"５－４．投資回収計画（補助金利用あり）",null,null,null,null,null,null,null,null,null,null,null,null,null,null,null,null,null,null,null,null,null,null,null,null,null,null,null,null,null,null,null,null,null,null,"（単位：千円）",null,null,null,"５－４．投資回収計画（補助金利用あり）",null,null,null,null,null,null,null,null,null,null,null,null,null,null,null,null,null,null,null,null,null,null,null,null,null,null,null,null,null,null,null,null,null,null,"（単位：千円）"]
[null,"申請予定補助金",null,null,"その他資金\n(自己負担）",null,null,null,"導入コスト自己負担額 (c)",null,null,null,null,null,"単純投資回収年数\n(c)/(b)",null,null,"投資額（上段）及び削減額（下段）",null,null,null,null,null,null,null,null,null,null,null,null,null,null,null,null,null,null,null,null,null,null,"申請予定補助金",null,null,"その他資金\n(自己負担）",null,null,null,"導入コスト自己負担額 (c)",null,null,null,null,null,"単純投資回収年数\n(c/b)",null,null,"投資額（上段）及び削減額（下段）"]
[]
[null,null,null,null,null,null,null,null,"年間運転コスト削減額 (b)",null,null,null,null,null,null,null,null,null,null,null,null,null,null,null,null,null,null,null,null,null,null,null,null,null,null,null,null,null,null,null,null,null,null,null,null,null,null,"年間運転コスト削減額 (b)"]
[null,null,null,null,null,null,null,null,null,null,null,null,null,null,null,null,null,null,null,null,null,null,null,null,null,null,null,null,null,null,null,null,null,null,null,null,null,null,null,null,null,null,null,null,null,null,null,null,null,null,null,null,null,null,null,null,null,null,null,null,null,null,null,null,null,null,null,null,null,null,null,null,null,null,null,null,null,null,null,null,null,null,null,null,null,null,null,null,"補助金申請予定"]
[null,null,null,null,null,null,null,null,{"$f":"IF(I285=\"\",\"\",IF(OR($B294=\"\",$B294=\"予定なし\"),I285,\"\"))","v":0},null,null,null,null,null,{"$f":"IFERROR(IF(I294/I296<0,\"---\",I294/I296),\"---\")","v":"---"},null,null,{"$f":"IF(R285=\"\",\"\",IF(OR($B294=\"\",$B294=\"予定なし\"),R285,\"\"))","v":""},null,null,null,{"$f":"IF(V285=\"\",\"\",IF(OR($B294=\"\",$B294=\"予定なし\"),V285,\"\"))","v":""},null,null,null,{"$f":"IF(Z285=\"\",\"\",IF(OR($B294=\"\",$B294=\"予定なし\"),Z285,\"\"))","v":""},null,null,null,{"$f":"IF(AD285=\"\",\"\",IF(OR($B294=\"\",$B294=\"予定なし\"),AD285,\"\"))","v":""},null,null,null,{"$f":"IF(AH285=\"\",\"\",IF(OR($B294=\"\",$B294=\"予定なし\"),AH285,\"\"))","v":""},null,null,null,null,null,null,"国(SHIFT)",null,null,"金融機関からの借入金＆\n自己資金",null,null,null,2000,null,null,null,null,null,3.3,null,null,1000,null,null,null,1000,null,null,null,null,null,null,null,null,null,null,null,null,null,null,null,null,null,null,null,null,null,null,null,null,null,null,null,{"$f":"IF(OR(B294=\"\",COUNTIF(B294,\"*なし*\")),FALSE,TRUE)","v":false}]
[]
[null,null,null,null,null,null,null,null,{"$f":"IF(J79=\"\",\"\",J79)","v":0},null,null,null,null,null,null,null,null,null,null,null,null,{"$f":"IF(V287=\"\",\"\",V287)","v":""},null,null,null,{"$f":"IF(Z287=\"\",\"\",Z287)","v":""},null,null,null,{"$f":"IF(AD287=\"\",\"\",AD287)","v":""},null,null,null,{"$f":"IF(AH287=\"\",\"\",AH287)","v":""},null,null,null,null,null,null,null,null,null,null,null,null,null,600,null,null,null,null,null,null,null,null,null,null,null,null,{"$f":"IF(BI287=\"\",\"\",BI287)","v":600},null,null,null,{"$f":"IF(BM287=\"\",\"\",BM287)","v":600},null,null,null,{"$f":"IF(BQ287=\"\",\"\",BQ287)","v":600},null,null,null,{"$f":"IF(BU287=\"\",\"\",BU287)","v":600}]
[]
[null,"※","導入コスト自己負担額(c)＝導入コスト(a)から補助受給額を差し引いた金額",null,null,null,null,null,null,null,null,null,null,null,null,null,null,null,null,null,null,null,null,null,null,null,null,null,null,null,null,null,null,null,null,null,null,null,null,null,"※","導入コスト自己負担額＝導入コストから補助受給額を差し引いた金額"]
[null,"※","補助金申請の予定がない場合、「導入コスト自己負担額(c)」には「導入コスト(a)」と同じ金額が入ります。",null,null,null,null,null,null,null,null,null,null,null,null,null,null,null,null,null,null,null,null,null,null,null,null,null,null,null,null,null,null,null,null,null,null,null,null,null,"※","申請予定の補助金がない場合、「導入コスト自己負担額(c)」には「導入コスト(a)」と同じ金額が入ります。"]
[null,null,"また、「投資額及び削減額」も補助金を利用しない場合の投資回収計画と同じ金額が入ります。",null,null,null,null,null,null,null,null,null,null,null,null,null,null,null,null,null,null,null,null,null,null,null,null,null,null,null,null,null,null,null,null,null,null,null,null,null,null,"また、「投資額及び削減額」も補助金を利用しない場合の投資回収計画と同じ金額が入ります。"]
[]
[]
[null,"５－５．実施責任者・実施担当者",null,null,null,null,null,null,null,null,null,null,null,null,null,null,null,null,null,null,null,null,null,null,null,null,null,null,null,null,null,null,null,null,null,null,null,null,null,null,"５－５．実施責任者・実施担当者"]
[null,"実施責任者",null,null,null,"氏名",null,null,null,null,null,null,null,null,"所属・役職",null,null,null,null,null,null,null,null,null,null,null,null,null,null,null,null,null,null,null,null,null,null,null,null,null,"実施責任者",null,null,null,"氏名",null,null,null,null,null,null,null,null,"所属・役職"]
[]
[]
[null,"実施担当者",null,null,null,"氏名",null,null,null,null,null,null,null,null,"所属・役職",null,null,null,null,null,null,null,null,null,null,null,null,null,null,null,null,null,null,null,null,null,null,null,null,null,"実施担当者",null,null,null,"氏名",null,null,null,null,null,null,null,null,"所属・役職"]
[]
[]
[]
[]
[]
[]
[]
[]
[]
[]
[]
[]
[]
[]
[null,{"$f":"\"対策個票\"&$B$9","v":"対策個票5"},null,null,null,null,null,null,null,null,null,null,null,null,null,null,null,null,null,null,null,null,null,null,null,null,null,null,null,null,null,null,null,null,null,null,null,null,null,null,"対策個票1"]
[]
[null,"６．更新設備仕様・見積書",null,null,null,null,null,null,null,null,null,null,null,null,null,null,null,null,null,null,null,null,null,null,null,null,null,null,null,null,null,null,null,null,null,null,null,null,null,null,"６．更新設備仕様・見積書"]
[null,null,null,null,null,null,null,null,null,null,null,null,null,null,null,null,null,null,null,null,null,null,null,null,null,null,null,null,null,null,null,null,null,null,null,null,null,null,null,null,null,null,null,null,null,null,null,null,null,null,null,null,null,null,null,null,null,null,null,null,null,null,null,null,null,null,null,null,null,null,null,null,null,null,null,null,null,"※別紙シートを利用する場合の注記\n\n■別紙を追加・添付する場合は、\n　 本シートの記入欄に別紙の要点を記載\n　 してください。\n\n■別紙への参照を記述する際は、\n　 「別紙のとおり」ではなく、\n 　「別紙XXの何ページ、何行目～何行目の\n　 記載(YY)のとおり」 （XX、YYは通し番号）\n 　とする等、参照箇所を明示してください。\n　 なお、\n　 該当する別紙や記載には対応する通し\n 　番号(XX、YY)を打ち、\n 　本文と、該当する別紙や記載が\n 　１対１に対応するようにしてください。"]
[]
[null,null,null,null,null,null,null,null,null,null,null,null,null,null,null,null,null,null,null,null,null,null,null,null,null,null,null,null,null,null,null,null,null,null,null,null,null,null,null,null,null,"■当該設備のメーカー名、型番、仕様がわかるように記載してください。\n\n■報告時の活動量の把握に計測器を使用する場合は、そのメーカー名、型番、仕様もわかるように記載してください。\n\n■スペースが足りない場合には、[別紙]として新規シートを追加し、当該対策個票の別紙であることがわかるようなシート名称\n　 にして使用してください。その際、更新設備仕様・見積書の記入欄には、別紙がある旨を明記してください。\n   その他、※別紙シートを利用する場合の注記を参照してください。"]
[]
[]
[]
[]
[]
[]
[]
[]
[]
[]
[]
[]
[]
[]
[]
[]
[]
[]
[]
[]
[]
[]
[]
[]
[]
[]
[]
[]
[]
[]
[]
[]
[]
[]
[]
[]
[]
[]
[]
[]
[]
[]
[]
[]
[]
[]
[]
[]
[]
[]
[]
[]
[]
[]
[]
[]
[]
[null,{"$f":"\"対策個票\"&$B$9","v":"対策個票5"},null,null,null,null,null,null,null,null,null,null,null,null,null,null,null,null,null,null,null,null,null,null,null,null,null,null,null,null,null,null,null,null,null,null,null,null,null,null,"対策個票1"]
[null,null,null,null,null,null,null,null,null,null,null,null,null,null,null,null,null,null,null,null,null,null,null,null,null,null,null,null,null,null,null,null,null,null,null,null,null,null,null,null,"※実施計画書A/Bを選択している場合、7ページ目（7.報告時の…、8.導入した…）の作成は不要です。"]
[null,"７．報告時のCO2排出量算定のための活動量把握方法",null,null,null,null,null,null,null,null,null,null,null,null,null,null,null,null,null,null,null,null,null,null,null,null,null,null,null,null,null,null,null,null,null,null,null,null,null,null,"７．報告時のCO2排出量算定のための活動量把握方法"]
[null,"対策実施【後】",null,null,null,null,null,null,null,null,null,null,null,null,null,null,null,null,null,null,null,null,null,null,null,null,null,null,null,null,null,null,null,null,null,null,null,null,null,null,"対策実施【後】",null,null,null,null,null,null,null,null,null,null,null,null,null,null,null,null,null,null,null,null,null,null,null,null,null,null,null,null,null,null,null,null,null,null,null,null,"※別紙シートを利用する場合の注記\n\n■別紙を追加・添付する場合は、\n　 本シートの記入欄に別紙の要点を記載\n　 してください。\n\n■別紙への参照を記述する際は、\n　 「別紙のとおり」ではなく、\n 　「別紙XXの何ページ、何行目～何行目の\n　 記載(YY)のとおり」 （XX、YYは通し番号）\n 　とする等、参照箇所を明示してください。\n　 なお、\n　 該当する別紙や記載には対応する通し\n 　番号(XX、YY)を打ち、\n 　本文と、該当する別紙や記載が\n 　１対１に対応するようにしてください。"]
[null,"７－１．活動量（エネルギー使用量）把握方法・計算方法の説明",null,null,null,null,null,null,null,null,null,null,null,null,null,null,null,null,null,null,null,null,null,null,null,null,null,null,null,null,null,null,null,null,null,null,null,null,null,null,"７－１．活動量（エネルギー使用量）把握方法・計算方法の説明"]
[null,null,null,null,null,null,null,null,null,null,null,null,null,null,null,null,null,null,null,null,null,null,null,null,null,null,null,null,null,null,null,null,null,null,null,null,null,null,null,null,null,"■事業完了後に事業者が提出する「事業報告書」は、活動量を記入することでCO2排出量・削減量が自動計算されます。\n\n■事業報告時の活動量を事業者が算定できるように、わかりやすく記入してください。\n\n■スペースが足りない場合には、[別紙]として新規シートを追加し、当該対策個票の別紙であることがわかるようなシート名称\n　 にして使用してください。その際、更新設備仕様・見積書の記入欄には、別紙がある旨を明記してください。\n   その他、※別紙シートを利用する場合の注記を参照してください。\n\n■DXシステムによる計測結果を利用する場合は、DXシステムを利用することを明示してください。"]
[]
[]
[]
[]
[]
[]
[]
[]
[]
[null,"７－２．活動量（エネルギー使用量）の計算",null,null,null,null,null,null,null,null,null,null,null,null,null,null,null,null,null,null,null,null,null,null,null,null,null,null,null,null,null,null,null,null,null,null,null,null,null,null,"７－２．活動量（エネルギー使用量）の計算"]
[]
[null,null,null,null,null,null,null,null,null,null,null,null,null,null,null,null,null,null,null,null,null,null,null,null,null,null,null,null,null,null,null,null,null,null,null,null,null,null,null,null,null,"■活動量の計算式を記載する際には、7-3に示している数値も記載して、事業者が容易に計算できるように記載してくださ\n　 い。\n\n■[別紙]として新規シートを追加する場合は、7-1の注意を参照してください。"]
[]
[]
[]
[]
[]
[]
[]
[]
[]
[null,"７－３．活動量（エネルギー使用量）の計算で使用した各数値の説明・根拠",null,null,null,null,null,null,null,null,null,null,null,null,null,null,null,null,null,null,null,null,null,null,null,null,null,null,null,null,null,null,null,null,null,null,null,null,null,null,"７－３．活動量（エネルギー使用量）の計算で使用した各数値の説明・根拠"]
[]
[null,null,null,null,null,null,null,null,null,null,null,null,null,null,null,null,null,null,null,null,null,null,null,null,null,null,null,null,null,null,null,null,null,null,null,null,null,null,null,null,null,"■7-2に使用する数値すべて記載してください。\n　設備・機器固有の特性は、当該設備の具体的な数値の根拠とともにすべて本欄に示してください。\n\n■[別紙]として新規シートを追加する場合は、7-1の注意を参照してください。\n\n■DXシステムによる計測結果を利用する場合は、DXシステムを利用することを明示してください。"]
[]
[]
[]
[]
[]
[]
[]
[]
[]
[null,"７－４．活動量（エネルギー使用量）の計算で使用した各数値のうち、実績値を使用する数値の記録方法",null,null,null,null,null,null,null,null,null,null,null,null,null,null,null,null,null,null,null,null,null,null,null,null,null,null,null,null,null,null,null,null,null,null,null,null,null,null,"７－４．活動量（エネルギー使用量）の計算で使用した各数値のうち、実績値を使用する数値の記録方法"]
[]
[null,null,null,null,null,null,null,null,null,null,null,null,null,null,null,null,null,null,null,null,null,null,null,null,null,null,null,null,null,null,null,null,null,null,null,null,null,null,null,null,null,"■実績値を何から把握するのか、使用するデータの情報源（証憑となる書類）と数値の抽出・記録方法を\n　事業者が自ら対応できるように、平易かつ具体的に記載してください。（DXシステムによる計測結果を\n　利用する場合は、DXシステムからのデータ入手方法を明示してください。）\n\n■[別紙]として新規シートを追加する場合は、7-1の注意を参照してください。"]
[]
[]
[]
[]
[]
[]
[]
[]
[]
[]
[null,"８．導入した設備の効率的な運用方法",null,null,null,null,null,null,null,null,null,null,null,null,null,null,null,null,null,null,null,null,null,null,null,null,null,null,null,null,null,null,null,null,null,null,null,null,null,null,"８．導入した設備の効率的な運用方法"]
[]
[null,null,null,null,null,null,null,null,null,null,null,null,null,null,null,null,null,null,null,null,null,null,null,null,null,null,null,null,null,null,null,null,null,null,null,null,null,null,null,null,null,"■目標未達時には、事業者による効果的な運用改善が求められます。\n　そのため、設備導入後に考えられる効率的な運用方法を具体的に記載してください。\n\n■[別紙]として新規シートを追加する場合は、7-1の注意を参照してください。"]
[]
[]
[]
[]
[]
[]
[]
[]
[]
[null,{"$f":"\"対策個票\"&$B$9","v":"対策個票5"},null,null,null,null,null,null,null,null,null,null,null,null,null,null,null,null,null,null,null,null,null,null,null,null,null,null,null,null,null,null,null,null,null,null,null,null,null,null,"対策個票1"]
[null,null,null,null,null,null,null,null,null,null,null,null,null,null,null,null,null,null,null,null,null,null,null,null,null,null,null,null,null,null,null,null,null,null,null,null,null,null,null,null,"※実施計画書A/Bを選択している場合、8ページ目（9.既存診断…）の作成は不要です。"]
[null,"９．既存診断利用の場合の参照事項",null,null,null,null,null,null,null,null,null,null,null,null,null,null,null,null,null,null,null,null,null,null,null,null,null,null,null,null,null,null,null,null,null,null,null,null,null,null,"９．既存診断利用の場合の参照事項"]
[null,"９－１．既存診断報告書の該当対策",null,null,null,null,null,null,null,null,null,null,null,null,null,null,null,null,null,null,null,null,null,null,null,null,null,null,null,null,null,null,null,null,null,null,null,null,null,null,"９－１．既存診断報告書の該当対策"]
[]
[null,null,null,null,null,null,null,null,null,null,null,null,null,null,null,null,null,null,null,null,null,null,null,null,null,null,null,null,null,null,null,null,null,null,null,null,null,null,null,null,null,"■本対策の算定の元となった既存の診断報告書の対策がある場合には、該当する内容を記載してください。\n　 無い場合には、記載不要です。"]
[]
[]
[]
[]
[]
[]
[]
[]
[]
[null,"９－２．既存診断報告書からの修正事項",null,null,null,null,null,null,null,null,null,null,null,null,null,null,null,null,null,null,null,null,null,null,null,null,null,null,null,null,null,null,null,null,null,null,null,null,null,null,"９－２．既存診断報告書からの修正事項"]
[]
[null,null,null,null,null,null,null,null,null,null,null,null,null,null,null,null,null,null,null,null,null,null,null,null,null,null,null,null,null,null,null,null,null,null,null,null,null,null,null,null,null,"■9-1に記載の対策で、変更点があればその内容を記載してください。\n　 無い場合には、記載不要です。　"]
[]
[]
[]
[]
[]
[]
[]
[]
[]
[null,"９－３．修正理由",null,null,null,null,null,null,null,null,null,null,null,null,null,null,null,null,null,null,null,null,null,null,null,null,null,null,null,null,null,null,null,null,null,null,null,null,null,null,"９－３．修正理由"]
[]
[null,null,null,null,null,null,null,null,null,null,null,null,null,null,null,null,null,null,null,null,null,null,null,null,null,null,null,null,null,null,null,null,null,null,null,null,null,null,null,null,null,"■9-2に変更点の記載があればその理由を記載してください。\n　 無い場合には、記載不要です。"]
[]
[]
[]
[]
[]
[]
[]
[]
[]
[null,"９－４．修正方法",null,null,null,null,null,null,null,null,null,null,null,null,null,null,null,null,null,null,null,null,null,null,null,null,null,null,null,null,null,null,null,null,null,null,null,null,null,null,"９－４．修正方法"]
[]
[null,null,null,null,null,null,null,null,null,null,null,null,null,null,null,null,null,null,null,null,null,null,null,null,null,null,null,null,null,null,null,null,null,null,null,null,null,null,null,null,null,"■9-2に変更点の記載がある場合には、その修正方法を記載してください。\n　 無い場合には、記載不要です。"]

{"sheet":"対策個票6","index":35,"n_rows":490,"n_cols":100,"rows_kept":490,"cut":false,"hidden":false,"merged":[[476,1,486,36],[477,41,479,74],[488,1,498,36],[489,41,491,74],[448,1,448,21],[448,40,448,60],[452,1,462,36],[453,41,455,74],[464,1,474,36],[465,41,467,74],[412,1,422,36],[413,41,419,74],[424,1,434,36],[425,41,429,74],[437,1,446,36],[438,41,442,74],[384,1,384,21],[384,40,384,60],[387,77,402,79],[389,1,398,36],[389,41,398,74],[400,1,410,36],[401,41,405,74],[306,57,308,75],[321,1,321,21],[321,40,321,60],[324,1,382,36],[324,77,339,79],[326,41,333,74],[303,57,305,75],[306,1,308,4],[306,5,308,7],[306,8,308,13],[306,14,308,17],[306,18,308,36],[306,40,308,43],[306,44,308,46],[306,47,308,52],[306,53,308,56],[295,72,296,75],[303,1,305,4],[303,5,305,7],[303,8,305,13],[303,14,305,17],[303,18,305,36],[303,40,305,43],[303,44,305,46],[303,47,305,52],[303,53,305,56],[295,8,296,13],[295,17,296,20],[295,21,296,24],[295,25,296,28],[295,29,296,32],[295,33,296,36],[293,53,296,55],[293,56,294,59],[293,60,294,63],[293,64,294,67],[293,68,294,71],[293,72,294,75],[295,56,296,59],[295,60,296,63],[293,1,296,3],[293,4,296,7],[293,8,294,13],[293,14,296,16],[293,17,294,20],[293,21,294,24],[295,64,296,67],[295,68,296,71],[293,25,294,28],[293,29,294,32],[293,33,294,36],[293,40,296,42],[293,43,296,46],[293,47,294,52],[295,47,296,52],[286,68,287,71],[286,72,287,75],[289,1,292,3],[289,4,292,7],[289,8,290,13],[289,14,292,16],[289,17,292,36],[289,40,292,42],[289,43,292,46],[289,47,290,52],[289,53,292,55],[289,56,292,75],[291,8,292,13],[291,47,292,52],[284,68,285,71],[284,72,285,75],[286,8,287,13],[286,17,287,20],[286,21,287,24],[286,25,287,28],[286,29,287,32],[286,33,287,36],[286,47,287,52],[286,56,287,59],[284,33,285,36],[284,47,285,52],[284,53,287,55],[284,56,285,59],[284,60,285,63],[284,64,285,67],[286,60,287,63],[286,64,287,67],[284,8,285,13],[284,14,287,16],[284,17,285,20],[284,21,285,24],[284,25,285,28],[284,29,285,32],[280,8,281,13],[280,14,283,16],[280,17,283,36],[280,47,281,52],[280,53,283,55],[280,56,283,75],[282,8,283,13],[282,47,283,52],[277,50,278,55],[277,56,278,59],[277,60,278,63],[277,64,278,67],[277,68,278,71],[277,72,278,75],[277,11,278,16],[277,17,278,20],[277,21,278,24],[277,25,278,28],[277,29,278,32],[277,33,278,36],[271,72,271,73],[271,74,271,75],[272,17,273,36],[272,56,273,75],[275,11,276,16],[275,17,276,36],[275,50,276,55],[275,56,276,75],[271,60,271,61],[271,62,271,63],[271,64,271,65],[271,66,271,67],[271,68,271,69],[271,70,271,71],[271,29,271,30],[271,31,271,32],[271,33,271,34],[271,35,271,36],[271,56,271,57],[271,58,271,59],[270,68,270,69],[270,70,270,71],[270,72,270,73],[270,74,270,75],[271,17,271,18],[271,19,271,20],[271,21,271,22],[271,23,271,24],[271,25,271,26],[271,27,271,28],[270,56,270,57],[270,58,270,59],[270,60,270,61],[270,62,270,63],[270,64,270,65],[270,66,270,67],[270,33,270,34],[270,35,270,36],[270,44,270,46],[270,47,270,49],[270,50,270,52],[270,53,270,55],[270,21,270,22],[270,23,270,24],[270,25,270,26],[270,27,270,28],[270,29,270,30],[270,31,270,32],[270,5,270,7],[270,8,270,10],[270,11,270,13],[270,14,270,16],[270,17,270,18],[270,19,270,20],[266,21,266,24],[266,25,266,28],[266,29,266,32],[266,33,266,36],[268,56,269,75],[269,3,269,4],[269,5,269,10],[269,11,269,16],[269,42,269,43],[269,44,269,49],[269,50,269,55],[266,56,266,59],[266,60,266,63],[266,64,266,67],[266,68,266,71],[266,72,266,75],[268,5,268,10],[268,11,268,16],[268,17,269,36],[268,44,268,49],[268,50,268,55],[259,81,278,84],[261,1,262,1],[261,2,262,5],[261,6,262,23],[261,24,262,26],[261,27,262,36],[261,40,262,40],[261,41,262,44],[261,45,262,62],[261,63,262,65],[261,66,262,75],[264,17,264,36],[264,56,264,75],[265,17,265,20],[265,21,265,24],[265,25,265,28],[265,29,265,32],[265,33,265,36],[265,56,265,59],[265,60,265,63],[265,64,265,67],[265,68,265,71],[265,72,265,75],[266,17,266,20],[249,7,249,36],[249,46,249,75],[250,1,251,6],[250,7,251,36],[250,40,251,45],[250,46,251,75],[256,1,256,21],[256,40,256,60],[259,1,260,5],[259,6,260,23],[259,24,260,26],[259,27,260,36],[259,40,260,44],[259,45,260,62],[252,1,253,6],[252,7,253,36],[252,40,253,45],[252,46,253,75],[254,7,254,36],[254,46,254,75],[259,63,260,65],[259,66,260,75],[245,1,246,3],[245,4,246,13],[245,14,246,16],[245,17,246,36],[245,40,246,42],[245,43,246,52],[245,53,246,55],[245,56,246,75],[248,7,248,36],[248,46,248,75],[196,77,211,79],[237,46,237,53],[237,54,237,61],[237,62,237,69],[238,46,238,53],[238,54,238,61],[238,62,238,69],[235,46,235,53],[235,54,235,61],[235,62,235,69],[236,46,236,53],[236,54,236,61],[236,62,236,69],[197,1,218,36],[198,41,211,59],[220,1,220,36],[220,40,220,75],[221,1,242,36],[222,41,228,74],[229,41,229,47],[231,46,231,69],[232,46,232,53],[232,54,232,61],[232,62,232,69],[233,46,233,53],[233,54,233,61],[233,62,233,69],[234,46,234,53],[234,54,234,61],[234,62,234,69],[239,52,239,59],[240,52,240,59],[241,52,241,59],[169,1,179,36],[172,41,175,74],[181,1,191,36],[182,41,190,74],[193,1,193,21],[193,40,193,60],[139,1,149,36],[140,41,148,74],[140,77,155,79],[151,1,161,36],[151,41,161,74],[165,1,167,36],[166,41,166,74],[126,55,127,69],[126,70,127,75],[130,1,130,21],[130,40,130,60],[135,1,137,36],[135,41,137,74],[124,55,125,69],[124,70,125,75],[126,3,127,9],[126,10,127,12],[126,13,127,15],[126,16,127,30],[126,31,127,36],[126,42,127,48],[126,49,127,51],[126,52,127,54],[122,55,123,69],[122,70,123,75],[124,3,125,9],[124,10,125,12],[124,13,125,15],[124,16,125,30],[124,31,125,36],[124,42,125,48],[124,49,125,51],[124,52,125,54],[122,3,123,9],[122,10,123,12],[122,13,123,15],[122,16,123,30],[122,31,123,36],[122,42,123,48],[114,62,115,65],[114,66,115,69],[118,62,119,65],[118,66,119,69],[118,70,119,75],[120,3,121,15],[120,16,121,30],[120,31,121,36],[120,42,121,54],[120,55,121,69],[120,70,121,75],[118,16,119,22],[118,23,119,26],[118,27,119,30],[118,31,119,36],[118,55,119,61],[114,16,115,18],[114,19,115,22],[116,23,117,26],[116,27,117,30],[116,31,117,36],[116,42,117,48],[116,49,117,52],[116,53,117,54],[114,58,115,61],[112,31,113,36],[112,42,113,48],[112,49,113,52],[112,53,113,54],[114,55,115,57],[110,62,111,65],[110,66,111,69],[114,70,115,75],[116,3,117,9],[116,10,117,13],[116,14,117,15],[116,16,117,18],[116,19,117,22],[114,23,115,26],[114,27,115,30],[114,31,115,36],[114,42,115,48],[114,49,115,52],[114,53,115,54],[116,55,117,57],[116,58,117,61],[116,62,117,65],[116,66,117,69],[116,70,117,75],[110,70,111,75],[112,3,113,9],[112,10,113,13],[112,14,113,15],[112,16,113,18],[112,19,113,22],[110,27,111,30],[110,31,111,36],[110,40,127,41],[110,42,111,48],[110,49,111,52],[110,53,111,54],[122,49,123,51],[122,52,123,54],[112,55,113,57],[112,58,113,61],[112,62,113,65],[112,66,113,69],[112,70,113,75],[114,3,115,9],[114,10,115,13],[114,14,115,15],[112,23,113,26],[112,27,113,30],[106,77,112,79],[108,1,109,2],[108,3,109,9],[108,10,109,15],[108,16,109,22],[108,23,109,26],[108,62,109,65],[108,66,109,69],[108,70,109,75],[110,1,127,2],[110,3,111,9],[110,10,111,13],[110,14,111,15],[110,16,111,18],[110,19,111,22],[110,23,111,26],[108,27,109,30],[108,31,109,36],[108,40,109,41],[108,42,109,48],[108,49,109,54],[108,55,109,61],[110,55,111,57],[110,58,111,61],[103,55,104,69],[103,70,104,75],[105,3,106,9],[105,10,106,12],[105,13,106,15],[105,16,106,30],[105,31,106,36],[105,42,106,48],[105,49,106,51],[105,52,106,54],[105,55,106,69],[105,70,106,75],[103,3,104,9],[103,10,104,12],[103,13,104,15],[103,16,104,30],[103,31,104,36],[103,42,104,48],[101,3,102,9],[101,10,102,12],[101,13,102,15],[101,16,102,30],[101,31,102,36],[101,42,102,48],[99,3,100,15],[99,16,100,30],[99,31,100,36],[99,42,100,54],[99,55,100,69],[99,70,100,75],[95,70,96,75],[97,16,98,22],[97,23,98,26],[97,27,98,30],[97,31,98,36],[97,55,98,61],[97,62,98,65],[97,66,98,69],[97,70,98,75],[95,49,96,52],[95,53,96,54],[95,55,96,57],[95,58,96,61],[95,62,96,65],[95,66,96,69],[95,10,96,13],[95,14,96,15],[95,16,96,18],[95,19,96,22],[95,23,96,26],[95,27,96,30],[95,31,96,36],[95,42,96,48],[93,49,94,52],[92,77,104,79],[93,3,94,9],[93,10,94,13],[93,14,94,15],[93,16,94,18],[93,19,94,22],[93,23,94,26],[93,27,94,30],[93,31,94,36],[93,42,94,48],[91,53,92,54],[91,55,92,57],[91,58,92,61],[91,62,92,65],[91,66,92,69],[91,70,92,75],[91,3,92,9],[91,10,92,13],[91,14,92,15],[91,16,92,18],[91,19,92,22],[91,23,92,26],[93,70,94,75],[95,3,96,9],[89,62,90,65],[89,66,90,69],[89,70,90,75],[89,23,90,26],[89,27,90,30],[89,31,90,36],[89,40,106,41],[89,42,90,48],[89,49,90,52],[91,27,92,30],[91,31,92,36],[91,42,92,48],[91,49,92,52],[93,53,94,54],[93,55,94,57],[93,58,94,61],[93,62,94,65],[93,66,94,69],[101,49,102,51],[101,52,102,54],[101,55,102,69],[101,70,102,75],[103,49,104,51],[103,52,104,54],[87,23,88,26],[87,27,88,30],[87,31,88,36],[87,40,88,41],[87,42,88,48],[87,49,88,54],[89,53,90,54],[89,55,90,57],[89,58,90,61],[85,1,86,36],[85,40,86,75],[85,77,90,79],[86,81,86,85],[87,1,88,2],[87,3,88,9],[87,10,88,15],[87,16,88,22],[82,40,83,44],[82,45,83,47],[82,48,83,53],[82,54,83,59],[82,60,83,64],[82,65,83,67],[87,55,88,61],[87,62,88,65],[87,66,88,69],[87,70,88,75],[89,1,106,2],[89,3,90,9],[89,10,90,13],[89,14,90,15],[89,16,90,18],[89,19,90,22],[80,68,81,72],[80,73,81,75],[82,1,83,5],[82,6,83,8],[82,9,83,14],[82,15,83,20],[82,21,83,25],[82,26,83,28],[82,29,83,33],[82,34,83,36],[80,34,81,36],[80,40,81,44],[80,45,81,47],[80,48,81,53],[80,54,81,59],[80,60,81,67],[80,1,81,5],[80,6,81,8],[80,9,81,14],[80,15,81,20],[80,21,81,28],[80,29,81,33],[82,68,83,72],[82,73,83,75],[78,45,79,47],[78,48,79,53],[78,54,79,59],[78,60,79,67],[78,68,79,72],[78,73,79,75],[76,68,77,72],[76,73,77,75],[78,1,79,5],[78,6,79,8],[78,9,79,14],[78,15,79,20],[78,21,79,28],[78,29,79,33],[78,34,79,36],[78,40,79,44],[76,34,77,36],[76,45,77,47],[76,48,77,53],[76,54,77,54],[76,55,77,59],[76,60,77,67],[76,6,77,8],[76,9,77,14],[74,73,75,75],[72,63,73,65],[72,66,73,75],[74,1,77,5],[74,6,75,8],[74,9,75,14],[74,15,75,20],[74,21,75,28],[74,29,75,33],[74,34,75,36],[74,40,77,44],[76,15,77,15],[76,16,77,20],[76,21,77,28],[76,29,77,33],[74,45,75,47],[74,48,75,53],[74,54,75,59],[74,60,75,67],[74,68,75,72],[70,63,71,65],[70,66,71,75],[72,1,73,1],[72,2,73,5],[72,6,73,23],[72,24,73,26],[72,27,73,36],[72,40,73,40],[72,41,73,44],[72,45,73,62],[70,1,71,5],[70,6,71,23],[70,24,71,26],[70,27,71,36],[70,40,71,44],[70,45,71,62],[67,1,67,21],[67,40,67,60],[60,6,61,12],[60,13,61,14],[60,15,61,36],[60,45,61,51],[60,52,61,53],[60,54,61,75],[43,1,61,5],[43,6,43,14],[43,15,43,36],[46,45,47,51],[46,52,47,53],[46,54,47,75],[44,6,45,12],[44,13,45,14],[44,15,45,36],[44,45,45,51],[44,52,45,53],[44,54,45,75],[56,6,57,12],[56,13,57,14],[56,15,57,36],[56,45,57,51],[56,52,57,53],[56,54,57,75],[62,1,65,5],[62,6,65,36],[62,40,65,44],[62,45,65,75],[54,6,55,12],[54,13,55,14],[54,15,55,36],[54,45,55,51],[54,52,55,53],[54,54,55,75],[52,6,53,12],[52,13,53,14],[52,15,53,36],[52,45,53,51],[52,52,53,53],[52,54,53,75],[43,40,61,44],[43,45,43,53],[43,54,43,75],[46,6,47,12],[46,13,47,14],[46,15,47,36],[58,6,59,12],[58,13,59,14],[58,15,59,36],[58,45,59,51],[58,52,59,53],[58,54,59,75],[50,6,51,12],[50,13,51,14],[50,15,51,36],[50,45,51,51],[50,52,51,53],[50,54,51,75],[37,46,38,48],[37,49,38,75],[39,6,42,6],[39,7,40,9],[39,10,40,36],[39,45,42,45],[39,46,40,48],[39,49,40,75],[41,7,42,9],[41,10,42,36],[41,46,42,48],[41,49,42,75],[48,6,49,12],[48,13,49,14],[48,15,49,36],[48,45,49,51],[48,52,49,53],[48,54,49,75],[33,1,34,5],[33,6,34,9],[33,10,34,16],[33,17,34,20],[33,21,34,24],[33,25,34,31],[33,64,34,70],[33,71,34,75],[35,1,42,5],[35,6,38,6],[35,7,36,9],[35,10,36,36],[35,40,42,44],[35,45,38,45],[35,46,36,48],[35,49,36,75],[33,32,34,36],[33,40,34,44],[33,45,34,48],[33,49,34,55],[33,56,34,59],[33,60,34,63],[37,7,38,9],[37,10,38,36],[28,45,29,48],[28,49,29,55],[28,56,29,59],[28,60,29,63],[28,64,29,70],[28,71,29,75],[26,64,27,65],[26,66,27,75],[28,1,32,5],[28,6,29,9],[28,10,29,16],[28,17,29,20],[28,21,29,24],[28,25,29,31],[28,32,29,36],[28,40,32,44],[24,1,27,5],[30,6,32,9],[30,10,32,36],[30,45,32,48],[30,49,32,75],[24,60,25,61],[24,62,25,75],[26,6,27,7],[26,8,27,20],[26,21,27,24],[26,25,27,26],[26,27,27,36],[26,45,27,46],[26,47,27,59],[26,60,27,63],[24,8,25,20],[24,21,25,22],[24,23,25,36],[24,40,27,44],[24,47,25,59],[20,1,23,5],[20,6,23,36],[20,40,23,44],[20,45,23,75],[10,66,11,75],[12,1,13,5],[12,6,13,23],[12,24,13,26],[12,27,13,36],[12,40,13,44],[12,45,13,62],[12,63,13,65],[12,66,13,75],[8,66,9,75],[10,1,11,5],[10,6,11,23],[10,24,11,26],[10,27,11,36],[10,40,11,44],[10,45,11,62],[10,63,11,65],[16,1,19,5],[16,6,19,36],[16,40,19,44],[16,45,19,75],[8,1,9,1],[8,2,9,5],[8,6,9,23],[8,24,9,26],[8,27,9,36],[8,40,9,40],[8,41,9,44],[8,45,9,62],[8,63,9,65],[3,1,3,9],[3,10,3,21],[4,1,4,21],[6,1,7,5],[6,6,7,23],[6,24,7,36],[6,40,7,44],[6,45,7,62],[6,63,7,75]]}
[]
[]
[]
[null,{"$f":"IF(COUNTIF(表紙!J21,\"*診断*\"),\"4．診断報告書\",\"5．実施計画書\")","v":"4．診断報告書"},null,null,null,null,null,null,null,null,"---",null,null,null,null,null,null,null,null,null,null,null,null,null,null,null,null,null,null,null,null,null,null,null,null,null,null,null,null,null,"記入例及び注記",null,null,null,null,null,null,null,"セル色凡例",null,null,null,null,null,"直接入力",null,null,null,null,"選択",null,null,null,"自動計算",null,null,null,null,null,null,null,null,null,null,null,null,null,null,null,null,null,null,null,null,null,null,null,null,"セル色の表示／非表示"]
[null,"対策個票",null,null,null,null,null,null,null,null,null,null,null,null,null,null,null,null,null,null,null,null,null,null,null,null,null,null,null,null,null,null,null,null,null,null,null,null,null,null,"（セルのメモやテキストボックスによる注記は移動できます）",null,null,null,null,null,null,null,null,null,null,null,null,null,null,null,null,null,null,null,null,null,null,null,null,null,null,null,null,null,null,null,null,null,null,null,null,null,null,null,null,null,null,null,null,null,null,null,false]
[]
[null,"対策の種類\n[対策個票番号]",null,null,null,null,"対策名称",null,null,null,null,null,null,null,null,null,null,null,null,null,null,null,null,null,"対策メニュー番号・メニュー名",null,null,null,null,null,null,null,null,null,null,null,null,null,null,null,"対策の種類\n[対策個票番号]",null,null,null,null,"対策名称",null,null,null,null,null,null,null,null,null,null,null,null,null,null,null,null,null,"対策メニュー番号・メニュー名"]
[]
[null,{"$f":"RIGHT(CELL(\"filename\",B7),(LEN(CELL(\"filename\",B7))-FIND(\"票\",CELL(\"filename\",B7))))","v":"6"},{"$f":"IF(Y9=\"\",\"\",VLOOKUP(Y9,対策メニューリスト,3,FALSE))","v":""},null,null,null,null,null,null,null,null,null,null,null,null,null,null,null,null,null,null,null,null,null,null,null,null,{"$f":"IF(Y9=\"\",\"\",VLOOKUP(Y9,対策メニューリスト,2,FALSE))","v":""},null,null,null,null,null,null,null,null,null,null,null,null,6,"燃料転換",null,null,null,"ボイラーの燃料転換",null,null,null,null,null,null,null,null,null,null,null,null,null,null,null,null,null,12142,null,null,"重油焚きからガス焚きボイラへの燃料転換",null,null,null,null,null,null,null,null,null,null,null,null,null,null,null,null,null,null,null,null,null,null,null,"課題番号"]
[null,null,null,null,null,null,null,null,null,null,null,null,null,null,null,null,null,null,null,null,null,null,null,null,null,null,null,null,null,null,null,null,null,null,null,null,null,null,null,null,null,null,null,null,null,null,null,null,null,null,null,null,null,null,null,null,null,null,null,null,null,null,null,null,null,null,null,null,null,null,null,null,null,null,null,null,null,null,null,null,null,null,null,null,null,null,null,null,"(課題1)",null,{"$f":"MID(B19,2,3)","v":""}]
[null,"工程名",null,null,null,null,null,null,null,null,null,null,null,null,null,null,null,null,null,null,null,null,null,null,"対象/\n既存設備",null,null,null,null,null,null,null,null,null,null,null,null,null,null,null,"工程名",null,null,null,null,"原料加熱",null,null,null,null,null,null,null,null,null,null,null,null,null,null,null,null,null,"対象/\n既存設備",null,null,"重油焚き蒸気ボイラー",null,null,null,null,null,null,null,null,null,null,null,null,null,null,null,null,null,null,null,null,null,"(課題2)"]
[null,null,null,null,null,null,null,null,null,null,null,null,null,null,null,null,null,null,null,null,null,null,null,null,null,null,null,null,null,null,null,null,null,null,null,null,null,null,null,null,null,null,null,null,null,null,null,null,null,null,null,null,null,null,null,null,null,null,null,null,null,null,null,null,null,null,null,null,null,null,null,null,null,null,null,null,null,null,null,null,null,null,null,null,null,null,null,null,"(課題3)"]
[null,"システム／\n設備区分名",null,null,null,null,{"$f":"IF(Y9=\"\",\"\",VLOOKUP(Y9,対策メニューリスト,4,FALSE))","v":""},null,null,null,null,null,null,null,null,null,null,null,null,null,null,null,null,null,"導入設備",null,null,null,null,null,null,null,null,null,null,null,null,null,null,null,"システム／\n設備区分名",null,null,null,null,"蒸気システム",null,null,null,null,null,null,null,null,null,null,null,null,null,null,null,null,null,"導入設備",null,null,"ガス焚き蒸気ボイラー",null,null,null,null,null,null,null,null,null,null,null,null,null,null,null,null,null,null,null,null,null,"(課題4)"]
[null,null,null,null,null,null,null,null,null,null,null,null,null,null,null,null,null,null,null,null,null,null,null,null,null,null,null,null,null,null,null,null,null,null,null,null,null,null,null,null,null,null,null,null,null,null,null,null,null,null,null,null,null,null,null,null,null,null,null,null,null,null,null,null,null,null,null,null,null,null,null,null,null,null,null,null,null,null,null,null,null,null,null,null,null,null,null,null,"(課題5)"]
[null,null,null,null,null,null,null,null,null,null,null,null,null,null,null,null,null,null,null,null,null,null,null,null,null,null,null,null,null,null,null,null,null,null,null,null,null,null,null,null,null,null,null,null,null,null,null,null,null,null,null,null,null,null,null,null,null,null,null,null,null,null,null,null,null,null,null,null,null,null,null,null,null,null,null,null,null,null,null,null,null,null,null,null,null,null,null,null,"(課題6)"]
[null,"１．対策概要",null,null,null,null,null,null,null,null,null,null,null,null,null,null,null,null,null,null,null,null,null,null,null,null,null,null,null,null,null,null,null,null,null,null,null,null,null,null,"１．対策概要",null,null,null,null,null,null,null,null,null,null,null,null,null,null,null,null,null,null,null,null,null,null,null,null,null,null,null,null,null,null,null,null,null,null,null,null,null,null,null,null,null,null,null,null,null,null,null,"(課題7)"]
[null,"現状と課題",null,null,null,null,null,null,null,null,null,null,null,null,null,null,null,null,null,null,null,null,null,null,null,null,null,null,null,null,null,null,null,null,null,null,null,null,null,null,"現状と課題",null,null,null,null,"現用のボイラーが更新時期を超えている。またA重油を使用した蒸気ボイラーが使用されており、CO2排出量が過多となっている",null,null,null,null,null,null,null,null,null,null,null,null,null,null,null,null,null,null,null,null,null,null,null,null,null,null,null,null,null,null,null,null,null,null,null,null,null,null,null,null,null,null,"(課題8)"]
[null,null,null,null,null,null,null,null,null,null,null,null,null,null,null,null,null,null,null,null,null,null,null,null,null,null,null,null,null,null,null,null,null,null,null,null,null,null,null,null,null,null,null,null,null,null,null,null,null,null,null,null,null,null,null,null,null,null,null,null,null,null,null,null,null,null,null,null,null,null,null,null,null,null,null,null,null,null,null,null,null,null,null,null,null,null,null,null,"(課題9)"]
[null,null,null,null,null,null,null,null,null,null,null,null,null,null,null,null,null,null,null,null,null,null,null,null,null,null,null,null,null,null,null,null,null,null,null,null,null,null,null,null,null,null,null,null,null,null,null,null,null,null,null,null,null,null,null,null,null,null,null,null,null,null,null,null,null,null,null,null,null,null,null,null,null,null,null,null,null,null,null,null,null,null,null,null,null,null,null,null,"(課題10)"]
[null,null,null,null,null,null,null,null,null,null,null,null,null,null,null,null,null,null,null,null,null,null,null,null,null,null,null,null,null,null,null,null,null,null,null,null,null,null,null,null,null,null,null,null,null,null,null,null,null,null,null,null,null,null,null,null,null,null,null,null,null,null,null,null,null,null,null,null,null,null,null,null,null,null,null,null,null,null,null,null,null,null,null,null,null,null,null,null,"(課題11)"]
[null,"対策の概要",null,null,null,null,null,null,null,null,null,null,null,null,null,null,null,null,null,null,null,null,null,null,null,null,null,null,null,null,null,null,null,null,null,null,null,null,null,null,"対策の概要",null,null,null,null,"A重油焚きボイラーから気体燃料ボイラーに更新することで、熱効率向上による燃料使用量の削減、CO2排出量の削減を目指す",null,null,null,null,null,null,null,null,null,null,null,null,null,null,null,null,null,null,null,null,null,null,null,null,null,null,null,null,null,null,null,null,null,null,null,null,null,null,null,null,null,null,"(課題12)"]
[null,null,null,null,null,null,null,null,null,null,null,null,null,null,null,null,null,null,null,null,null,null,null,null,null,null,null,null,null,null,null,null,null,null,null,null,null,null,null,null,null,null,null,null,null,null,null,null,null,null,null,null,null,null,null,null,null,null,null,null,null,null,null,null,null,null,null,null,null,null,null,null,null,null,null,null,null,null,null,null,null,null,null,null,null,null,null,null,"(課題13)"]
[null,null,null,null,null,null,null,null,null,null,null,null,null,null,null,null,null,null,null,null,null,null,null,null,null,null,null,null,null,null,null,null,null,null,null,null,null,null,null,null,null,null,null,null,null,null,null,null,null,null,null,null,null,null,null,null,null,null,null,null,null,null,null,null,null,null,null,null,null,null,null,null,null,null,null,null,null,null,null,null,null,null,null,null,null,null,null,null,"(課題14)"]
[null,null,null,null,null,null,null,null,null,null,null,null,null,null,null,null,null,null,null,null,null,null,null,null,null,null,null,null,null,null,null,null,null,null,null,null,null,null,null,null,null,null,null,null,null,null,null,null,null,null,null,null,null,null,null,null,null,null,null,null,null,null,null,null,null,null,null,null,null,null,null,null,null,null,null,null,null,null,null,null,null,null,null,null,null,null,null,null,"(課題15)"]
[null,"対策の種別",null,null,null,null,null,null,"受診事業者からの診断要請あり",null,null,null,null,null,null,null,null,null,null,null,null,null,null,"設備寿命による交換提案",null,null,null,null,null,null,null,null,null,null,null,null,null,null,null,null,"対策の種別",null,null,null,null,null,null,"受診事業者からの診断要請あり",null,null,null,null,null,null,null,null,null,null,null,null,null,null,"設備寿命による交換提案",null,null,null,null,null,null,null,null,null,null,null,null,null,null,null,null,null,null,null,null,null,null,null,null,null,"(課題16)",null,false,{"$f":"IF(CM25=TRUE,\"○\",\"―\")","v":"―"},"診断要請"]
[null,null,null,null,null,null,null,null,null,null,null,null,null,null,null,null,null,null,null,null,null,null,null,null,null,null,null,null,null,null,null,null,null,null,null,null,null,null,null,null,null,null,null,null,null,null,null,null,null,null,null,null,null,null,null,null,null,null,null,null,null,null,null,null,null,null,null,null,null,null,null,null,null,null,null,null,null,null,null,null,null,null,null,null,null,null,null,null,"(課題17)",null,false,{"$f":"IF(CM26=TRUE,\"○\",\"―\")","v":"―"},"設備寿命"]
[null,null,null,null,null,null,null,null,"推奨対策",null,null,null,null,null,null,null,null,null,null,null,null,"DXシステム",null,null,null,null,null,"DXシステム計測結果に基づく対策",null,null,null,null,null,null,null,null,null,null,null,null,null,null,null,null,null,null,null,"推奨対策",null,null,null,null,null,null,null,null,null,null,null,null,"DXシステム",null,null,null,null,null,"DXシステム計測結果に基づく対策",null,null,null,null,null,null,null,null,null,null,null,null,null,null,null,null,null,null,null,null,null,"(課題18)",null,false,{"$f":"IF(CM27=TRUE,\"○\",\"―\")","v":"―"},"推奨対策"]
[null,null,null,null,null,null,null,null,null,null,null,null,null,null,null,null,null,null,null,null,null,null,null,null,null,null,null,null,null,null,null,null,null,null,null,null,null,null,null,null,null,null,null,null,null,null,null,null,null,null,null,null,null,null,null,null,null,null,null,null,null,null,null,null,null,null,null,null,null,null,null,null,null,null,null,null,null,null,null,null,null,null,null,null,null,null,null,null,"(課題19)",null,false,{"$f":"IF(CM28=TRUE,\"○\",\"―\")","v":"―"},"DX計測対策"]
[null,"対策の\n効果・効用",null,null,null,null,"CO2削減\n効果",null,null,null,{"$f":"IF(J75=\"\",\"\",J75)","v":0},null,null,null,null,null,null,"t-CO2/年",null,null,null,"運転コスト\n削減効果",null,null,null,{"$f":"IF(J79=\"\",\"\",J79)","v":0},null,null,null,null,null,null,"千円/年 (b)",null,null,null,null,null,null,null,"対策の\n効果・効用",null,null,null,null,"CO2削減\n効果",null,null,null,200.37600000000003,null,null,null,null,null,null,"t-CO2/年",null,null,null,"運転コスト\n削減効果",null,null,null,600,null,null,null,null,null,null,"千円/年 (b)",null,null,null,null,null,null,null,null,null,null,null,null,null,null,null,null,"(課題20)"]
[]
[null,null,null,null,null,null,"その他の\n効果・効用",null,null,null,null,null,null,null,null,null,null,null,null,null,null,null,null,null,null,null,null,null,null,null,null,null,null,null,null,null,null,null,null,null,null,null,null,null,null,"その他の\n効果・効用",null,null,null,"気体燃料に変更することにより燃焼時に発生するすすが低減されます。そのため、ボイラーの伝熱面が汚れにくくなり効率低下の防止につながります。また、定期的なスートブロー（すす吹き）等の作業回数を減らすことができます。"]
[]
[]
[null,"導入コストと投資回収年数",null,null,null,null,"導入コスト",null,null,null,{"$f":"IF(AD75=\"\",\"\",AD75)","v":0},null,null,null,null,null,null,"千円 (a)",null,null,null,"単純投資\n回収年数",null,null,null,{"$f":"IF(AD83=\"\",\"\",AD83)","v":"---"},null,null,null,null,null,null,"年 (a/b)",null,null,null,null,null,null,null,"導入コストと投資回収年数",null,null,null,null,"導入コスト",null,null,null,3000,null,null,null,null,null,null,"千円 (a)",null,null,null,"単純投資\n回収年数",null,null,null,5,null,null,null,null,null,null,"年 (a/b)"]
[]
[null,"活用可能な\n補助制度",null,null,null,null,1,"名称",null,null,null,null,null,null,null,null,null,null,null,null,null,null,null,null,null,null,null,null,null,null,null,null,null,null,null,null,null,null,null,null,"活用可能な\n補助制度",null,null,null,null,1,"名称",null,null,"環境省SHIFT事業 設備更新補助金",null,null,null,null,null,null,null,null,null,null,null,null,null,null,null,null,null,null,null,null,null,null,null,null,null,null,null,null,null,null,null,null,null,null,null,null,null,null,null,{"$f":"IF(OR(K36=\"\",COUNTIF(K36,\"*なし*\"),COUNTIF(K36,\"*無し*\")),0,1)","v":0}]
[]
[null,null,null,null,null,null,null,"概要",null,null,null,null,null,null,null,null,null,null,null,null,null,null,null,null,null,null,null,null,null,null,null,null,null,null,null,null,null,null,null,null,null,null,null,null,null,null,"概要"]
[]
[null,null,null,null,null,null,2,"名称",null,null,null,null,null,null,null,null,null,null,null,null,null,null,null,null,null,null,null,null,null,null,null,null,null,null,null,null,null,null,null,null,null,null,null,null,null,2,"名称",null,null,null,null,null,null,null,null,null,null,null,null,null,null,null,null,null,null,null,null,null,null,null,null,null,null,null,null,null,null,null,null,null,null,null,null,null,null,null,null,null,null,{"$f":"IF(OR(K40=\"\",COUNTIF(K40,\"*なし*\"),COUNTIF(K40,\"*無し*\")),0,1)","v":0}]
[null,null,null,null,null,null,null,null,null,null,null,null,null,null,null,null,null,null,null,null,null,null,null,null,null,null,null,null,null,null,null,null,null,null,null,null,null,null,null,null,null,null,null,null,null,null,null,null,null,null,null,null,null,null,null,null,null,null,null,null,null,null,null,null,null,null,null,null,null,null,null,null,null,null,null,null,null,null,null,null,null,null,null,null,null,null,null,null,"合計",{"$f":"SUM(CL36:CL40)","v":0}]
[null,null,null,null,null,null,null,"概要",null,null,null,null,null,null,null,null,null,null,null,null,null,null,null,null,null,null,null,null,null,null,null,null,null,null,null,null,null,null,null,null,null,null,null,null,null,null,"概要",null,null,null,null,null,null,null,null,null,null,null,null,null,null,null,null,null,null,null,null,null,null,null,null,null,null,null,null,null,null,null,null,null,null,null,null,null,null,null,null,null,"あり/なし",{"$f":"IF(CL41>=1,\"あり\",\"―\")","v":"―"}]
[]
[null,"制約条件\n（有り＝○）",null,null,null,null,"対策実施における制約条件",null,null,null,null,null,null,null,null,"備考（対応策等）",null,null,null,null,null,null,null,null,null,null,null,null,null,null,null,null,null,null,null,null,null,null,null,null,"制約条件\n（有り＝○）",null,null,null,null,"対策実施における制約条件",null,null,null,null,null,null,null,null,"備考（対応策等）"]
[null,null,null,null,null,null,"初期コスト",null,null,null,null,null,null,null,null,null,null,null,null,null,null,null,null,null,null,null,null,null,null,null,null,null,null,null,null,null,null,null,null,null,null,null,null,null,null,"初期コスト",null,null,null,null,null,null,"○",null,"既存設備の撤去費やガス引き込み費が必要です。補助金を利用することで初期費用の圧縮が可能です。",null,null,null,null,null,null,null,null,null,null,null,null,null,null,null,null,null,null,null,null,null,null,null,null,null,null,null,null,null,null,null,null,null,null,"制約条件の個数"]
[null,null,null,null,null,null,null,null,null,null,null,null,null,null,null,null,null,null,null,null,null,null,null,null,null,null,null,null,null,null,null,null,null,null,null,null,null,null,null,null,null,null,null,null,null,null,null,null,null,null,null,null,null,null,null,null,null,null,null,null,null,null,null,null,null,null,null,null,null,null,null,null,null,null,null,null,null,null,null,null,null,null,null,null,null,null,null,null,null,{"$f":"COUNTIF($N$45:$N$62,\"○\")","v":0}]
[null,null,null,null,null,null,"投資回収年数",null,null,null,null,null,null,null,null,null,null,null,null,null,null,null,null,null,null,null,null,null,null,null,null,null,null,null,null,null,null,null,null,null,null,null,null,null,null,"投資回収年数",null,null,null,null,null,null,"○",null,"ボイラー運転時間、都市ガス単価で変動します。",null,null,null,null,null,null,null,null,null,null,null,null,null,null,null,null,null,null,null,null,null,null,null,null,null,null,null,null,null,null,null,null,null,"○／―",{"$f":"IF(CL46>=1,\"あり\",\"―\")","v":"―"}]
[]
[null,null,null,null,null,null,"削減効果の不確実性",null,null,null,null,null,null,null,null,null,null,null,null,null,null,null,null,null,null,null,null,null,null,null,null,null,null,null,null,null,null,null,null,null,null,null,null,null,null,"削減効果の不確実性"]
[]
[null,null,null,null,null,null,"設置スペース",null,null,null,null,null,null,null,null,null,null,null,null,null,null,null,null,null,null,null,null,null,null,null,null,null,null,null,null,null,null,null,null,null,null,null,null,null,null,"設置スペース"]
[]
[null,null,null,null,null,null,"既存の設備・生産ラインへの適合",null,null,null,null,null,null,null,null,null,null,null,null,null,null,null,null,null,null,null,null,null,null,null,null,null,null,null,null,null,null,null,null,null,null,null,null,null,null,"既存の設備・生産ラインへの適合"]
[]
[null,null,null,null,null,null,"対策実施による操業への影響",null,null,null,null,null,null,null,null,null,null,null,null,null,null,null,null,null,null,null,null,null,null,null,null,null,null,null,null,null,null,null,null,null,null,null,null,null,null,"対策実施による操業への影響"]
[]
[null,null,null,null,null,null,"故障・不具合のリスク",null,null,null,null,null,null,null,null,null,null,null,null,null,null,null,null,null,null,null,null,null,null,null,null,null,null,null,null,null,null,null,null,null,null,null,null,null,null,"故障・不具合のリスク"]
[]
[null,null,null,null,null,null,"他の提案対策との相反性",null,null,null,null,null,null,null,null,null,null,null,null,null,null,null,null,null,null,null,null,null,null,null,null,null,null,null,null,null,null,null,null,null,null,null,null,null,null,"他の提案対策との相反性",null,null,null,null,null,null,"―"]
[]
[null,null,null,null,null,null,"その他",null,null,null,null,null,null,null,null,null,null,null,null,null,null,null,null,null,null,null,null,null,null,null,null,null,null,null,null,null,null,null,null,null,null,null,null,null,null,"その他"]
[]
[null,"補足・備考",null,null,null,null,null,null,null,null,null,null,null,null,null,null,null,null,null,null,null,null,null,null,null,null,null,null,null,null,null,null,null,null,null,null,null,null,null,null,"補足・備考"]
[]
[]
[]
[]
[null,{"$f":"\"対策個票\"&$B$9","v":"対策個票6"},null,null,null,null,null,null,null,null,null,null,null,null,null,null,null,null,null,null,null,null,null,null,null,null,null,null,null,null,null,null,null,null,null,null,null,null,null,null,"対策個票1"]
[]
[null,"２．削減効果根拠",null,null,null,null,null,null,null,null,null,null,null,null,null,null,null,null,null,null,null,null,null,null,null,null,null,null,null,null,null,null,null,null,null,null,null,null,null,null,"２．削減効果根拠"]
[null,"対策の種類\n[対策個票番号]",null,null,null,null,"対策名称",null,null,null,null,null,null,null,null,null,null,null,null,null,null,null,null,null,"対象/\n既存設備",null,null,{"$f":"IF($AB$11=\"\",\"\",$AB$11)","v":""},null,null,null,null,null,null,null,null,null,null,null,null,"対策の種類\n[対策個票番号]",null,null,null,null,"対策名称",null,null,null,null,null,null,null,null,null,null,null,null,null,null,null,null,null,"対象/\n既存設備",null,null,"重油焚き蒸気ボイラー"]
[]
[null,{"$f":"$B$9","v":"6"},{"$f":"IF($C$9=\"\",\"\",$C$9)","v":""},null,null,null,{"$f":"IF($G$9=\"\",\"\",$G$9)","v":""},null,null,null,null,null,null,null,null,null,null,null,null,null,null,null,null,null,"導入設備",null,null,{"$f":"IF($AB$13=\"\",\"\",$AB$13)","v":""},null,null,null,null,null,null,null,null,null,null,null,null,6,"燃料転換",null,null,null,"ボイラーの燃料転換",null,null,null,null,null,null,null,null,null,null,null,null,null,null,null,null,null,"導入設備",null,null,"ガス焚き蒸気ボイラー"]
[]
[null,"CO2削減効果",null,null,null,null,"削減量",null,null,{"$f":"X98-X119","v":0},null,null,null,null,null,"t-CO2/年(d)",null,null,null,null,null,"設備等導入コスト合計\n（工事費等込み）",null,null,null,null,null,null,null,{"$f":"SUM(AD77:AH82)","v":0},null,null,null,null,"千円(a)",null,null,null,null,null,"CO2削減効果",null,null,null,null,"削減量",null,null,200.37600000000003,null,null,null,null,null,"t-CO2/年(d)",null,null,null,null,null,"設備等導入コスト合計\n（工事費等込み）",null,null,null,null,null,null,null,3000,null,null,null,null,"千円(a)"]
[]
[null,null,null,null,null,null,"削減率",null,null,{"$f":"IFERROR(J75/'511脱炭素化計画'!$Q$11*100,\"---\")","v":0},null,null,null,null,null,"％","（工場・事業場基準年度排出量との比）",null,null,null,null,"（設備等名称・台数）",null,null,null,null,null,null,null,null,null,null,null,null,"千円",null,null,null,null,null,null,null,null,null,null,"削減率",null,null,16.698,null,null,null,null,null,"％","（工場・事業場基準年度排出量との比）",null,null,null,null,"ガス炊貫流ボイラー・\n1台",null,null,null,null,null,null,null,3000,null,null,null,null,"千円"]
[]
[null,"運転コスト\n削減効果",null,null,null,null,"削減額",null,null,{"$f":"AF106-AF127","v":0},null,null,null,null,null,"千円/年(b)",null,null,null,null,null,"（設備等名称・台数）",null,null,null,null,null,null,null,null,null,null,null,null,"千円",null,null,null,null,null,"運転コスト\n削減効果",null,null,null,null,"削減額",null,null,600,null,null,null,null,null,"千円/年(b)",null,null,null,null,null,"（設備等名称・台数）",null,null,null,null,null,null,null,null,null,null,null,null,"千円"]
[]
[null,"エネルギー\n削減効果",null,null,null,null,"削減量",null,null,{"$f":"CH95-CH102","v":0},null,null,null,null,null,"GJ換算値/年(e)",null,null,null,null,null,"（設備等名称・台数）",null,null,null,null,null,null,null,null,null,null,null,null,"千円",null,null,null,null,null,"エネルギー\n削減効果",null,null,null,null,"削減量",null,null,1070,null,null,null,null,null,"GJ換算値(e)",null,null,null,null,null,"（設備等名称・台数）",null,null,null,null,null,null,null,null,null,null,null,null,"千円"]
[]
[null,"脱炭素化指標（削減効果）",null,null,null,null,"(d)/(e)",null,null,{"$f":"IFERROR(J75/J81,\"---\")","v":"---"},null,null,null,null,null,"（GJ削減効果あたりのCO2削減効果）",null,null,null,null,null,"投資回収年数",null,null,null,null,"(a)/(b)",null,null,{"$f":"IFERROR(IF(AD75/J79<0,\"---\",AD75/J79),\"---\")","v":"---"},null,null,null,null,"年",null,null,null,null,null,"脱炭素化指標（削減効果）",null,null,null,null,"(d)/GJ",null,null,0.1872672897196262,null,null,null,null,null,"（GJ削減効果あたりのCO2削減効果）",null,null,null,null,null,"投資回収年数",null,null,null,null,"(a)/(b)",null,null,5,null,null,null,null,"年"]
[]
[]
[null,"削減効果の算出",null,null,null,null,null,null,null,null,null,null,null,null,null,null,null,null,null,null,null,null,null,null,null,null,null,null,null,null,null,null,null,null,null,null,null,null,null,null,"削減効果の算出",null,null,null,null,null,null,null,null,null,null,null,null,null,null,null,null,null,null,null,null,null,null,null,null,null,null,null,null,null,null,null,null,null,null,null,null,"※実施【前】と実施【計画】に分けることが難しい場合の注記\n\n「対策実施【前】」にエネルギー消費削減量を記載し、「対策実施【後】」は空欄としてください。"]
[null,null,null,null,null,null,null,null,null,null,null,null,null,null,null,null,null,null,null,null,null,null,null,null,null,null,null,null,null,null,null,null,null,null,null,null,null,null,null,null,null,null,null,null,null,null,null,null,null,null,null,null,null,null,null,null,null,null,null,null,null,null,null,null,null,null,null,null,null,null,null,null,null,null,null,null,null,null,null,null,null,"脱炭素化指標のための活動量のGJ換算値"]
[null,"前",null,"活動種別",null,null,null,null,null,null,"年間活動量",null,null,null,null,null,"変換係数",null,null,null,null,null,null,"CO2排出量\n(t-CO2/年)",null,null,null,"単価(千円)",null,null,null,"運転コスト\n(千円/年)",null,null,null,null,null,null,null,null,"前",null,"活動種別",null,null,null,null,null,null,"年間活動量",null,null,null,null,null,"変換係数",null,null,null,null,null,null,"CO2排出量\n(t-CO2/年)",null,null,null,"単価(千円)",null,null,null,"運転コスト\n(千円/年)"]
[null,null,null,null,null,null,null,null,null,null,null,null,null,null,null,null,null,null,null,null,null,null,null,null,null,null,null,null,null,null,null,null,null,null,null,null,null,null,null,null,null,null,null,null,null,null,null,null,null,null,null,null,null,null,null,null,null,null,null,null,null,null,null,null,null,null,null,null,null,null,null,null,null,null,null,null,null,null,null,null,null,"前"]
[{"$f":"IF($D90=\"\",\"\",VLOOKUP($D90,排出係数と単価2,10,FALSE))","v":""},"対策実施【前】",null,null,null,null,null,null,null,null,null,null,null,null,{"$f":"IF($D90=\"\",\"\",VLOOKUP($D90,排出係数と単価2,2,FALSE))","v":""},null,{"$f":"IF($D90=\"\",\"\",IF(A90=1,VLOOKUP($D90,排出係数と単価2,5,FALSE),VLOOKUP($D90,排出係数と単価2,3,FALSE)*VLOOKUP($D90,排出係数と単価2,5,FALSE)))","v":""},null,null,{"$f":"IF($D90=\"\",\"\",\"t-CO2/\"&$O90)","v":""},null,null,null,{"$f":"IF(OR(K90=\"\",Q90=\"\"),\"\",K90*Q90)","v":""},null,null,null,{"$f":"IF($D90=\"\",\"\",VLOOKUP($D90,排出係数と単価2,7,FALSE))","v":""},null,null,null,{"$f":"IF(OR(K90=\"\",AB90=\"\"),\"\",K90*AB90)","v":""},null,null,null,null,null,null,null,null,"対策実施【前】",null,"A重油",null,null,null,null,null,null,200,null,null,null,"kl",null,2.7096300000000002,null,null,"tCO2/kl",null,null,null,541.92600000000004,null,null,null,60,null,null,null,12000,null,null,null,null,null,null,null,null,null,null,"計算種別","活動種別","活動量","単位発熱量","GJ換算量"]
[null,null,null,null,null,null,null,null,null,null,null,null,null,null,null,null,null,null,null,null,null,null,null,null,null,null,null,null,null,null,null,null,null,null,null,null,null,null,null,null,null,null,null,null,null,null,null,null,null,null,null,null,null,null,null,null,null,null,null,null,null,null,null,null,null,null,null,null,null,null,null,null,null,null,null,null,null,null,null,null,null,{"$f":"A90","v":""},{"$f":"IF(COUNTIF($D90,\"*系統電力*\"),\"*系統電力*\",IF(COUNTIF($D90,\"*産業用蒸気*\"),\"*産業用蒸気*\",IF(COUNTIF($D90,\"*温水*\"),\"*温水*\",IF(COUNTIF($D90,\"*冷水*\"),\"*冷水*\",IF(COUNTIF($D90,\"*蒸気（産業用以外）*\"),\"*蒸気（産業用以外）*\",$D90)))))","v":0},{"$f":"K90","v":0},{"$f":"IFERROR(VLOOKUP($CE91,電力等のGJ換算係数,2,FALSE),IF(VLOOKUP($CE91,排出係数と単価1,3,FALSE)=\"\",\"\",VLOOKUP($CE91,排出係数と単価1,3,FALSE)))","v":{"$error":"#N/A"}},{"$f":"IFERROR(CF91*CG91,\"---\")","v":"---"}]
[{"$f":"IF($D92=\"\",\"\",VLOOKUP($D92,排出係数と単価2,10,FALSE))","v":""},null,null,null,null,null,null,null,null,null,null,null,null,null,{"$f":"IF($D92=\"\",\"\",VLOOKUP($D92,排出係数と単価2,2,FALSE))","v":""},null,{"$f":"IF($D92=\"\",\"\",IF(A92=1,VLOOKUP($D92,排出係数と単価2,5,FALSE),VLOOKUP($D92,排出係数と単価2,3,FALSE)*VLOOKUP($D92,排出係数と単価2,5,FALSE)))","v":""},null,null,{"$f":"IF($D92=\"\",\"\",\"t-CO2/\"&$O92)","v":""},null,null,null,{"$f":"IF(OR(K92=\"\",Q92=\"\"),\"\",K92*Q92)","v":""},null,null,null,{"$f":"IF($D92=\"\",\"\",VLOOKUP($D92,排出係数と単価2,7,FALSE))","v":""},null,null,null,{"$f":"IF(OR(K92=\"\",AB92=\"\"),\"\",K92*AB92)","v":""},null,null,null,null,null,null,null,null,null,null,null,null,null,null,null,null,null,null,null,null,null,null,null,"",null,null,"",null,null,null,"",null,null,null,"",null,null,null,"",null,null,null,null,null,null,null,null,null,null,{"$f":"A92","v":""},{"$f":"IF(COUNTIF($D92,\"*系統電力*\"),\"*系統電力*\",IF(COUNTIF($D92,\"*産業用蒸気*\"),\"*産業用蒸気*\",IF(COUNTIF($D92,\"*温水*\"),\"*温水*\",IF(COUNTIF($D92,\"*冷水*\"),\"*冷水*\",IF(COUNTIF($D92,\"*蒸気（産業用以外）*\"),\"*蒸気（産業用以外）*\",$D92)))))","v":0},{"$f":"K92","v":0},{"$f":"IFERROR(VLOOKUP($CE92,電力等のGJ換算係数,2,FALSE),IF(VLOOKUP($CE92,排出係数と単価1,3,FALSE)=\"\",\"\",VLOOKUP($CE92,排出係数と単価1,3,FALSE)))","v":{"$error":"#N/A"}},{"$f":"IFERROR(CF92*CG92,\"---\")","v":"---"}]
[null,null,null,null,null,null,null,null,null,null,null,null,null,null,null,null,null,null,null,null,null,null,null,null,null,null,null,null,null,null,null,null,null,null,null,null,null,null,null,null,null,null,null,null,null,null,null,null,null,null,null,null,null,null,null,null,null,null,null,null,null,null,null,null,null,null,null,null,null,null,null,null,null,null,null,null,null,"※「低炭素系統電力への変更」対策の場合の注記\n\n■実施【前】の活動の種別は、「系統電力」\n 　を選択してください。\n 　実施【計画】の活動の種別は、「系統電力\n 　切替先」を選択してください。\n\n■系統電力切替先は、排出係数が\n 　0.00025t-CO2/kWh未満（固定） の\n　 メニューのみが対象です。\n 　排出係数及び単価等の情報は、\n　  ［排出係数・単価表］にて入力して\n 　ください。\n\n",null,null,null,{"$f":"A94","v":""},{"$f":"IF(COUNTIF($D94,\"*系統電力*\"),\"*系統電力*\",IF(COUNTIF($D94,\"*産業用蒸気*\"),\"*産業用蒸気*\",IF(COUNTIF($D94,\"*温水*\"),\"*温水*\",IF(COUNTIF($D94,\"*冷水*\"),\"*冷水*\",IF(COUNTIF($D94,\"*蒸気（産業用以外）*\"),\"*蒸気（産業用以外）*\",$D94)))))","v":0},{"$f":"K94","v":0},{"$f":"IFERROR(VLOOKUP($CE93,電力等のGJ換算係数,2,FALSE),IF(VLOOKUP($CE93,排出係数と単価1,3,FALSE)=\"\",\"\",VLOOKUP($CE93,排出係数と単価1,3,FALSE)))","v":{"$error":"#N/A"}},"---"]
[{"$f":"IF($D94=\"\",\"\",VLOOKUP($D94,排出係数と単価2,10,FALSE))","v":""},null,null,null,null,null,null,null,null,null,null,null,null,null,{"$f":"IF($D94=\"\",\"\",VLOOKUP($D94,排出係数と単価2,2,FALSE))","v":""},null,{"$f":"IF($D94=\"\",\"\",IF(A94=1,VLOOKUP($D94,排出係数と単価2,5,FALSE),VLOOKUP($D94,排出係数と単価2,3,FALSE)*VLOOKUP($D94,排出係数と単価2,5,FALSE)))","v":""},null,null,{"$f":"IF($D94=\"\",\"\",\"t-CO2/\"&$O94)","v":""},null,null,null,{"$f":"IF(OR(K94=\"\",Q94=\"\"),\"\",K94*Q94)","v":""},null,null,null,{"$f":"IF($D94=\"\",\"\",VLOOKUP($D94,排出係数と単価2,7,FALSE))","v":""},null,null,null,{"$f":"IF(OR(K94=\"\",AB94=\"\"),\"\",K94*AB94)","v":""},null,null,null,null,null,null,null,null,null,null,null,null,null,null,null,null,null,null,null,null,null,null,null,"",null,null,"",null,null,null,"",null,null,null,"",null,null,null,"",null,null,null,null,null,null,null,null,null,null,{"$f":"A96","v":""},{"$f":"IF(COUNTIF($D96,\"*系統電力*\"),\"*系統電力*\",IF(COUNTIF($D96,\"*産業用蒸気*\"),\"*産業用蒸気*\",IF(COUNTIF($D96,\"*温水*\"),\"*温水*\",IF(COUNTIF($D96,\"*冷水*\"),\"*冷水*\",IF(COUNTIF($D96,\"*蒸気（産業用以外）*\"),\"*蒸気（産業用以外）*\",$D96)))))","v":0},{"$f":"K96","v":0},{"$f":"IFERROR(VLOOKUP($CE94,電力等のGJ換算係数,2,FALSE),IF(VLOOKUP($CE94,排出係数と単価1,3,FALSE)=\"\",\"\",VLOOKUP($CE94,排出係数と単価1,3,FALSE)))","v":{"$error":"#N/A"}},"---"]
[null,null,null,null,null,null,null,null,null,null,null,null,null,null,null,null,null,null,null,null,null,null,null,null,null,null,null,null,null,null,null,null,null,null,null,null,null,null,null,null,null,null,null,null,null,null,null,null,null,null,null,null,null,null,null,null,null,null,null,null,null,null,null,null,null,null,null,null,null,null,null,null,null,null,null,null,null,null,null,null,null,null,null,null,"合計",{"$f":"SUM(CH91:CH94)","v":0}]
[{"$f":"IF($D96=\"\",\"\",VLOOKUP($D96,排出係数と単価2,10,FALSE))","v":""},null,null,null,null,null,null,null,null,null,null,null,null,null,{"$f":"IF($D96=\"\",\"\",VLOOKUP($D96,排出係数と単価2,2,FALSE))","v":""},null,{"$f":"IF($D96=\"\",\"\",IF(A96=1,VLOOKUP($D96,排出係数と単価2,5,FALSE),VLOOKUP($D96,排出係数と単価2,3,FALSE)*VLOOKUP($D96,排出係数と単価2,5,FALSE)))","v":""},null,null,{"$f":"IF($D96=\"\",\"\",\"t-CO2/\"&$O96)","v":""},null,null,null,{"$f":"IF(OR(K96=\"\",Q96=\"\"),\"\",K96*Q96)","v":""},null,null,null,{"$f":"IF($D96=\"\",\"\",VLOOKUP($D96,排出係数と単価2,7,FALSE))","v":""},null,null,null,{"$f":"IF(OR(K96=\"\",AB96=\"\"),\"\",K96*AB96)","v":""},null,null,null,null,null,null,null,null,null,null,null,null,null,null,null,null,null,null,null,null,null,null,null,"",null,null,"",null,null,null,"",null,null,null,"",null,null,null,"",null,null,null,null,null,null,null,null,null,null,"計画"]
[null,null,null,null,null,null,null,null,null,null,null,null,null,null,null,null,null,null,null,null,null,null,null,null,null,null,null,null,null,null,null,null,null,null,null,null,null,null,null,null,null,null,null,null,null,null,null,null,null,null,null,null,null,null,null,null,null,null,null,null,null,null,null,null,null,null,null,null,null,null,null,null,null,null,null,null,null,null,null,null,null,"計算種別","活動種別","活動量","単位発熱量","GJ換算量"]
[null,null,null,null,null,null,null,null,null,null,null,null,null,null,null,null,"合計(f1)",null,null,null,null,null,null,{"$f":"SUM(X90:X97)","v":0},null,null,null,"合計",null,null,null,{"$f":"SUM(AF90:AF97)","v":0},null,null,null,null,null,null,null,null,null,null,null,null,null,null,null,null,null,null,null,null,null,null,null,"合計",null,null,null,null,null,null,541.92600000000004,null,null,null,"合計",null,null,null,12000,null,null,null,null,null,null,null,null,null,null,{"$f":"A111","v":""},{"$f":"IF(COUNTIF($D111,\"*系統電力*\"),\"*系統電力*\",IF(COUNTIF($D111,\"*産業用蒸気*\"),\"*産業用蒸気*\",IF(COUNTIF($D111,\"*温水*\"),\"*温水*\",IF(COUNTIF($D111,\"*冷水*\"),\"*冷水*\",IF(COUNTIF($D111,\"*蒸気（産業用以外）*\"),\"*蒸気（産業用以外）*\",$D111)))))","v":0},{"$f":"K111","v":0},{"$f":"IFERROR(VLOOKUP($CE98,電力等のGJ換算係数,2,FALSE),IF(VLOOKUP($CE98,排出係数と単価1,3,FALSE)=\"\",\"\",VLOOKUP($CE98,排出係数と単価1,3,FALSE)))","v":{"$error":"#N/A"}},{"$f":"IFERROR(CF98*CG98,\"---\")","v":"---"}]
[null,null,null,null,null,null,null,null,null,null,null,null,null,null,null,null,null,null,null,null,null,null,null,null,null,null,null,null,null,null,null,null,null,null,null,null,null,null,null,null,null,null,null,null,null,null,null,null,null,null,null,null,null,null,null,null,null,null,null,null,null,null,null,null,null,null,null,null,null,null,null,null,null,null,null,null,null,null,null,null,null,{"$f":"A113","v":""},{"$f":"IF(COUNTIF($D113,\"*系統電力*\"),\"*系統電力*\",IF(COUNTIF($D113,\"*産業用蒸気*\"),\"*産業用蒸気*\",IF(COUNTIF($D113,\"*温水*\"),\"*温水*\",IF(COUNTIF($D113,\"*冷水*\"),\"*冷水*\",IF(COUNTIF($D113,\"*蒸気（産業用以外）*\"),\"*蒸気（産業用以外）*\",$D113)))))","v":0},{"$f":"K113","v":0},{"$f":"IFERROR(VLOOKUP($CE99,電力等のGJ換算係数,2,FALSE),IF(VLOOKUP($CE99,排出係数と単価1,3,FALSE)=\"\",\"\",VLOOKUP($CE99,排出係数と単価1,3,FALSE)))","v":{"$error":"#N/A"}},{"$f":"IFERROR(CF99*CG99,\"---\")","v":"---"}]
[null,null,null,"脱炭素化指標（状況）",null,null,null,null,null,null,null,null,null,null,null,null,"その他の運転コスト\n（運転・管理費、用水費、薬品費等）",null,null,null,null,null,null,null,null,null,null,null,null,null,null,"その他運転コスト\n(千円/年)",null,null,null,null,null,null,null,null,null,null,"脱炭素化指標（状況）",null,null,null,null,null,null,null,null,null,null,null,null,"その他の運転コスト\n（運転・管理費、用水費、薬品費等）",null,null,null,null,null,null,null,null,null,null,null,null,null,null,"その他運転コスト\n(千円/年)",null,null,null,null,null,null,null,null,null,null,{"$f":"A115","v":""},{"$f":"IF(COUNTIF($D115,\"*系統電力*\"),\"*系統電力*\",IF(COUNTIF($D115,\"*産業用蒸気*\"),\"*産業用蒸気*\",IF(COUNTIF($D115,\"*温水*\"),\"*温水*\",IF(COUNTIF($D115,\"*冷水*\"),\"*冷水*\",IF(COUNTIF($D115,\"*蒸気（産業用以外）*\"),\"*蒸気（産業用以外）*\",$D115)))))","v":0},{"$f":"K115","v":0},{"$f":"IFERROR(VLOOKUP($CE100,電力等のGJ換算係数,2,FALSE),IF(VLOOKUP($CE100,排出係数と単価1,3,FALSE)=\"\",\"\",VLOOKUP($CE100,排出係数と単価1,3,FALSE)))","v":{"$error":"#N/A"}},"---"]
[null,null,null,null,null,null,null,null,null,null,null,null,null,null,null,null,null,null,null,null,null,null,null,null,null,null,null,null,null,null,null,null,null,null,null,null,null,null,null,null,null,null,null,null,null,null,null,null,null,null,null,null,null,null,null,null,null,null,null,null,null,null,null,null,null,null,null,null,null,null,null,null,null,null,null,null,null,null,null,null,null,{"$f":"A117","v":""},{"$f":"IF(COUNTIF($D117,\"*系統電力*\"),\"*系統電力*\",IF(COUNTIF($D117,\"*産業用蒸気*\"),\"*産業用蒸気*\",IF(COUNTIF($D117,\"*温水*\"),\"*温水*\",IF(COUNTIF($D117,\"*冷水*\"),\"*冷水*\",IF(COUNTIF($D117,\"*蒸気（産業用以外）*\"),\"*蒸気（産業用以外）*\",$D117)))))","v":0},{"$f":"K117","v":0},{"$f":"IFERROR(VLOOKUP($CE101,電力等のGJ換算係数,2,FALSE),IF(VLOOKUP($CE101,排出係数と単価1,3,FALSE)=\"\",\"\",VLOOKUP($CE101,排出係数と単価1,3,FALSE)))","v":{"$error":"#N/A"}},"---"]
[null,null,null,"CO2排出量(f1)",null,null,null,null,null,null,{"$f":"X98","v":0},null,null,"t-CO2/年",null,null,null,null,null,null,null,null,null,null,null,null,null,null,null,null,null,null,null,null,null,null,null,null,null,null,null,null,"CO2排出量(f1)",null,null,null,null,null,null,541.92600000000004,null,null,"t-CO2/年",null,null,"ボイラー定期点検費用",null,null,null,null,null,null,null,null,null,null,null,null,null,null,30,null,null,null,null,null,null,null,null,null,null,null,null,null,"合計",{"$f":"SUM(CH98:CH101)","v":0}]
[]
[null,null,null,"エネルギー消費量(g1)",null,null,null,null,null,null,{"$f":"CH95","v":0},null,null,"GJ換算値/年",null,null,null,null,null,null,null,null,null,null,null,null,null,null,null,null,null,null,null,null,null,null,null,null,null,null,null,null,"エネルギー消費量(g1)",null,null,null,null,null,null,7820,null,null,"GJ/年"]
[]
[null,null,null,"脱炭素化指標（状況）",null,null,null,null,null,null,{"$f":"IFERROR(K102/K104,\"---\")","v":"---"},null,null,"(f1)/(g1)",null,null,"運転コスト合計",null,null,null,null,null,null,null,null,null,null,null,null,null,null,{"$f":"AF98+AF102+AF104","v":0},null,null,null,null,null,null,null,null,null,null,"脱炭素化指標（状況）",null,null,null,null,null,null,6.93E-2,null,null,"(f1)/(g1)",null,null,"運転コスト合計",null,null,null,null,null,null,null,null,null,null,null,null,null,null,12030]
[null,null,null,null,null,null,null,null,null,null,null,null,null,null,null,null,null,null,null,null,null,null,null,null,null,null,null,null,null,null,null,null,null,null,null,null,null,null,null,null,null,null,null,null,null,null,null,null,null,null,null,null,null,null,null,null,null,null,null,null,null,null,null,null,null,null,null,null,null,null,null,null,null,null,null,null,null,"※活動種別「系統電力」に関する注記\n\n買電はすべて「系統電力」を選択してください。\n（「系統電力切替先」は低炭素系統電力への変更対策を記述する際にのみ使用してください。）"]
[]
[null,"計画",null,"活動種別",null,null,null,null,null,null,"年間活動量",null,null,null,null,null,"変換係数",null,null,null,null,null,null,"CO2排出量\n(t-CO2/年)",null,null,null,"単価(千円)",null,null,null,"運転コスト\n(千円/年)",null,null,null,null,null,null,null,null,"計画",null,"活動種別",null,null,null,null,null,null,"年間活動量",null,null,null,null,null,"変換係数",null,null,null,null,null,null,"CO2排出量\n(t-CO2/年)",null,null,null,"単価(千円)",null,null,null,"運転コスト\n(千円/年)"]
[]
[{"$f":"IF($D111=\"\",\"\",VLOOKUP($D111,排出係数と単価2,10,FALSE))","v":""},"対策実施【計画】",null,null,null,null,null,null,null,null,null,null,null,null,{"$f":"IF($D111=\"\",\"\",VLOOKUP($D111,排出係数と単価2,2,FALSE))","v":""},null,{"$f":"IF($D111=\"\",\"\",IF(A111=1,VLOOKUP($D111,排出係数と単価2,5,FALSE),VLOOKUP($D111,排出係数と単価2,3,FALSE)*VLOOKUP($D111,排出係数と単価2,5,FALSE)))","v":""},null,null,{"$f":"IF($D111=\"\",\"\",\"t-CO2/\"&$O111)","v":""},null,null,null,{"$f":"IF(OR(K111=\"\",Q111=\"\"),\"\",K111*Q111)","v":""},null,null,null,{"$f":"IF($D111=\"\",\"\",VLOOKUP($D111,排出係数と単価2,7,FALSE))","v":""},null,null,null,{"$f":"IF(OR(K111=\"\",AB111=\"\"),\"\",K111*AB111)","v":""},null,null,null,null,null,null,null,null,"対策実施【計画】",null,"都市ガス",null,null,null,null,null,null,150,null,null,null,"千Nm3",null,2.2770000000000001,null,null,"t-CO2/千Nm3",null,null,null,341.55,null,null,null,76,null,null,null,11400]
[]
[{"$f":"IF($D113=\"\",\"\",VLOOKUP($D113,排出係数と単価2,10,FALSE))","v":""},null,null,null,null,null,null,null,null,null,null,null,null,null,{"$f":"IF($D113=\"\",\"\",VLOOKUP($D113,排出係数と単価2,2,FALSE))","v":""},null,{"$f":"IF($D113=\"\",\"\",IF(A113=1,VLOOKUP($D113,排出係数と単価2,5,FALSE),VLOOKUP($D113,排出係数と単価2,3,FALSE)*VLOOKUP($D113,排出係数と単価2,5,FALSE)))","v":""},null,null,{"$f":"IF($D113=\"\",\"\",\"t-CO2/\"&$O113)","v":""},null,null,null,{"$f":"IF(OR(K113=\"\",Q113=\"\"),\"\",K113*Q113)","v":""},null,null,null,{"$f":"IF($D113=\"\",\"\",VLOOKUP($D113,排出係数と単価2,7,FALSE))","v":""},null,null,null,{"$f":"IF(OR(K113=\"\",AB113=\"\"),\"\",K113*AB113)","v":""},null,null,null,null,null,null,null,null,null,null,null,null,null,null,null,null,null,null,null,null,null,"",null,"",null,null,"",null,null,null,"",null,null,null,"",null,null,null,""]
[]
[{"$f":"IF($D115=\"\",\"\",VLOOKUP($D115,排出係数と単価2,10,FALSE))","v":""},null,null,null,null,null,null,null,null,null,null,null,null,null,{"$f":"IF($D115=\"\",\"\",VLOOKUP($D115,排出係数と単価2,2,FALSE))","v":""},null,{"$f":"IF($D115=\"\",\"\",IF(A115=1,VLOOKUP($D115,排出係数と単価2,5,FALSE),VLOOKUP($D115,排出係数と単価2,3,FALSE)*VLOOKUP($D115,排出係数と単価2,5,FALSE)))","v":""},null,null,{"$f":"IF($D115=\"\",\"\",\"t-CO2/\"&$O115)","v":""},null,null,null,{"$f":"IF(OR(K115=\"\",Q115=\"\"),\"\",K115*Q115)","v":""},null,null,null,{"$f":"IF($D115=\"\",\"\",VLOOKUP($D115,排出係数と単価2,7,FALSE))","v":""},null,null,null,{"$f":"IF(OR(K115=\"\",AB115=\"\"),\"\",K115*AB115)","v":""},null,null,null,null,null,null,null,null,null,null,null,null,null,null,null,null,null,null,null,null,null,"",null,"",null,null,"",null,null,null,"",null,null,null,"",null,null,null,""]
[]
[{"$f":"IF($D117=\"\",\"\",VLOOKUP($D117,排出係数と単価2,10,FALSE))","v":""},null,null,null,null,null,null,null,null,null,null,null,null,null,{"$f":"IF($D117=\"\",\"\",VLOOKUP($D117,排出係数と単価2,2,FALSE))","v":""},null,{"$f":"IF($D117=\"\",\"\",IF(A117=1,VLOOKUP($D117,排出係数と単価2,5,FALSE),VLOOKUP($D117,排出係数と単価2,3,FALSE)*VLOOKUP($D117,排出係数と単価2,5,FALSE)))","v":""},null,null,{"$f":"IF($D117=\"\",\"\",\"t-CO2/\"&$O117)","v":""},null,null,null,{"$f":"IF(OR(K117=\"\",Q117=\"\"),\"\",K117*Q117)","v":""},null,null,null,{"$f":"IF($D117=\"\",\"\",VLOOKUP($D117,排出係数と単価2,7,FALSE))","v":""},null,null,null,{"$f":"IF(OR(K117=\"\",AB117=\"\"),\"\",K117*AB117)","v":""},null,null,null,null,null,null,null,null,null,null,null,null,null,null,null,null,null,null,null,null,null,"",null,"",null,null,"",null,null,null,"",null,null,null,"",null,null,null,""]
[]
[null,null,null,null,null,null,null,null,null,null,null,null,null,null,null,null,"合計(f2)",null,null,null,null,null,null,{"$f":"SUM(X111:X118)","v":0},null,null,null,"合計",null,null,null,{"$f":"SUM(AF111:AF118)","v":0},null,null,null,null,null,null,null,null,null,null,null,null,null,null,null,null,null,null,null,null,null,null,null,"合計",null,null,null,null,null,null,341.55,null,null,null,"合計",null,null,null,11400]
[]
[null,null,null,"脱炭素化指標（状況）",null,null,null,null,null,null,null,null,null,null,null,null,"その他の運転コスト\n（運転・管理費、用水費、薬品費等）",null,null,null,null,null,null,null,null,null,null,null,null,null,null,"その他運転コスト\n(千円/年)",null,null,null,null,null,null,null,null,null,null,"脱炭素化指標（状況）",null,null,null,null,null,null,null,null,null,null,null,null,"その他の運転コスト\n（運転・管理費、用水費、薬品費等）",null,null,null,null,null,null,null,null,null,null,null,null,null,null,"その他運転コスト\n(千円/年)"]
[]
[null,null,null,"CO2排出量(f2)",null,null,null,null,null,null,{"$f":"X119","v":0},null,null,"t-CO2/年",null,null,null,null,null,null,null,null,null,null,null,null,null,null,null,null,null,null,null,null,null,null,null,null,null,null,null,null,"CO2排出量(f2)",null,null,null,null,null,null,341.55,null,null,"t-CO2/年",null,null,"ボイラー定期点検費用",null,null,null,null,null,null,null,null,null,null,null,null,null,null,30]
[]
[null,null,null,"エネルギー消費量(g2)",null,null,null,null,null,null,{"$f":"CH102","v":0},null,null,"GJ換算値/年",null,null,null,null,null,null,null,null,null,null,null,null,null,null,null,null,null,null,null,null,null,null,null,null,null,null,null,null,"エネルギー消費量(g2)",null,null,null,null,null,null,6750,null,null,"GJ/年"]
[]
[null,null,null,"脱炭素化指標（状況）",null,null,null,null,null,null,{"$f":"IFERROR(K123/K125,\"---\")","v":"---"},null,null,"(f2)/(g2)",null,null,"運転コスト合計",null,null,null,null,null,null,null,null,null,null,null,null,null,null,{"$f":"AF119+AF123+AF125","v":0},null,null,null,null,null,null,null,null,null,null,"脱炭素化指標（状況）",null,null,null,null,null,null,5.0599999999999999E-2,null,null,"(f2)/(g2)",null,null,"運転コスト合計",null,null,null,null,null,null,null,null,null,null,null,null,null,null,11430]
[]
[]
[]
[null,{"$f":"\"対策個票\"&$B$9","v":"対策個票6"},null,null,null,null,null,null,null,null,null,null,null,null,null,null,null,null,null,null,null,null,null,null,null,null,null,null,null,null,null,null,null,null,null,null,null,null,null,null,"対策個票1"]
[]
[null,"３．年間活動量の算出根拠",null,null,null,null,null,null,null,null,null,null,null,null,null,null,null,null,null,null,null,null,null,null,null,null,null,null,null,null,null,null,null,null,null,null,null,null,null,null,"３．年間活動量の算出根拠"]
[null,"対策実施【前】",null,null,null,null,null,null,null,null,null,null,null,null,null,null,null,null,null,null,null,null,null,null,null,null,null,null,null,null,null,null,null,null,null,null,null,null,null,null,"対策実施【前】"]
[null,"３－１．活動量（エネルギー使用量）把握方法・計算方法の説明",null,null,null,null,null,null,null,null,null,null,null,null,null,null,null,null,null,null,null,null,null,null,null,null,null,null,null,null,null,null,null,null,null,null,null,null,null,null,"３－１．活動量（エネルギー使用量）把握方法・計算方法の説明"]
[null,null,null,null,null,null,null,null,null,null,null,null,null,null,null,null,null,null,null,null,null,null,null,null,null,null,null,null,null,null,null,null,null,null,null,null,null,null,null,null,null,"■要点を第三者が読んで理解できるように記述してください。\n■DXシステムによる計測結果に基づく対策の場合は、DXシステムを利用したことを明示してください。"]
[]
[]
[null,"３－２．活動量（エネルギー使用量）の計算",null,null,null,null,null,null,null,null,null,null,null,null,null,null,null,null,null,null,null,null,null,null,null,null,null,null,null,null,null,null,null,null,null,null,null,null,null,null,"３－２．活動量（エネルギー使用量）の計算"]
[]
[null,null,null,null,null,null,null,null,null,null,null,null,null,null,null,null,null,null,null,null,null,null,null,null,null,null,null,null,null,null,null,null,null,null,null,null,null,null,null,null,null,"※【他の記入欄にも共通する注意事項】\n\n■第三者が読んで理解できるように記述してください。\n\n■スペースが足りない場合には、[別紙]として新規シートを追加し、当該対策個票の別紙であることがわかるようなシート名称\n　 にして使用してください。記入欄には、別紙がある旨を明記してください。\n　 その他、※別紙シートを利用する場合の注記を参照してください。\n\n■「SHIFT事業CO2削減対策の効果算定ガイドライン」を参照してください。",null,null,null,null,null,null,null,null,null,null,null,null,null,null,null,null,null,null,null,null,null,null,null,null,null,null,null,null,null,null,null,null,null,null,null,"※別紙シートを利用する場合の注記\n\n■別紙を追加・添付する場合は、\n　 本シートの記入欄に別紙の要点を記載\n　 してください。\n\n■別紙への参照を記述する際は、\n　 「別紙のとおり」ではなく、\n 　「別紙XXの何ページ、何行目～何行目の\n　 記載(YY)のとおり」 （XX、YYは通し番号）\n 　とする等、参照箇所を明示してください。\n　 なお、\n　 該当する別紙や記載には対応する通し\n 　番号(XX、YY)を打ち、\n 　本文と、該当する別紙や記載が\n 　１対１に対応するようにしてください。"]
[]
[]
[]
[]
[]
[]
[]
[]
[]
[null,"３－３．活動量（エネルギー使用量）の計算で使用した各数値の説明・根拠",null,null,null,null,null,null,null,null,null,null,null,null,null,null,null,null,null,null,null,null,null,null,null,null,null,null,null,null,null,null,null,null,null,null,null,null,null,null,"３－３．活動量（エネルギー使用量）の計算で使用した各数値の説明・根拠"]
[null,null,null,null,null,null,null,null,null,null,null,null,null,null,null,null,null,null,null,null,null,null,null,null,null,null,null,null,null,null,null,null,null,null,null,null,null,null,null,null,null,"■当該施設の特性、使用条件であることがわかるように記載してください。類似の設備、たとえば「40W型」だけでは活動量\n　 の確認ができませんので、当該設備のメーカー名、型番、仕様を根拠として記載してください。\n\n■計測値を記載する場合には、結果だけではなく計測対象・期間・装置・条件を明記してください。\n\n■同一の設備や類似の設備が別の個票にもある場合には、他の個票との関係が１対１でわかるようにしてください。たとえ\n　 ば、個票1に各個票の同一の設備や類似の設備の相互の関係がわかる表を添付することが考えられます。\n\n■数値の単位はSI単位で記述するよう努めてください。たとえば、機器銘板がkcal/h表示の場合には、そのままcal単位を\n　 使い続けずに、初めにkWへの換算を記載した上で、以降はkWで説明を行ってください。\n\n■DXシステムによる計測結果に基づく対策の場合は、DXシステムの計測結果を提示してください。"]
[]
[]
[]
[]
[]
[]
[]
[]
[]
[]
[]
[null,"対策実施【計画】",null,null,null,null,null,null,null,null,null,null,null,null,null,null,null,null,null,null,null,null,null,null,null,null,null,null,null,null,null,null,null,null,null,null,null,null,null,null,"対策実施【計画】"]
[null,"３－４．活動量（エネルギー使用量）把握方法・計算方法の説明",null,null,null,null,null,null,null,null,null,null,null,null,null,null,null,null,null,null,null,null,null,null,null,null,null,null,null,null,null,null,null,null,null,null,null,null,null,null,"３－４．活動量（エネルギー使用量）把握方法・計算方法の説明"]
[]
[null,null,null,null,null,null,null,null,null,null,null,null,null,null,null,null,null,null,null,null,null,null,null,null,null,null,null,null,null,null,null,null,null,null,null,null,null,null,null,null,null,"■要点を第三者が読んで理解できるように記述してください。"]
[]
[null,"３－５．活動量（エネルギー使用量）の計算",null,null,null,null,null,null,null,null,null,null,null,null,null,null,null,null,null,null,null,null,null,null,null,null,null,null,null,null,null,null,null,null,null,null,null,null,null,null,"３－５．活動量（エネルギー使用量）の計算"]
[]
[]
[]
[null,null,null,null,null,null,null,null,null,null,null,null,null,null,null,null,null,null,null,null,null,null,null,null,null,null,null,null,null,null,null,null,null,null,null,null,null,null,null,null,null,"■上記３－２の注記にある【他の記入欄にも共通する注意事項】を参照してください。\n\n■数値シミュレーションを使用する場合には、シミュレーションの計算式や考え方に加え、計算条件が該当事業所の状況\n　 に合致していることがわかるように記載してください。"]
[]
[]
[]
[]
[]
[]
[]
[null,"３－６．活動量（エネルギー使用量）の計算で使用した各数値の説明・根拠",null,null,null,null,null,null,null,null,null,null,null,null,null,null,null,null,null,null,null,null,null,null,null,null,null,null,null,null,null,null,null,null,null,null,null,null,null,null,"３－６．活動量（エネルギー使用量）の計算で使用した各数値の説明・根拠"]
[]
[null,null,null,null,null,null,null,null,null,null,null,null,null,null,null,null,null,null,null,null,null,null,null,null,null,null,null,null,null,null,null,null,null,null,null,null,null,null,null,null,null,"■当該施設の特性、使用条件であることがわかるように記載してください。類似の設備、たとえば「40W型」だけでは活動量\n　 の確認ができませんので、当該設備のメーカー名、型番、仕様を根拠として記載してください。\n\n■計測値を記載する場合には、結果だけではなく計測対象・期間・装置・条件を明記してください。\n\n■同一の設備や類似の設備が別の個票にもある場合には、他の個票との関係が１対１でわかるようにしてください。たとえ\n　 ば、個票1に各個票の同一の設備や類似の設備の相互の関係がわかる表を添付することが考えられます。\n\n■数値の単位はSI単位で記述するよう努めてください。たとえば、機器銘板がkcal/h表示の場合には、そのままcal単位を\n　 使い続けずに、初めにkWへの換算を記載した上で、以降はkWで説明を行ってください。"]
[]
[]
[]
[]
[]
[]
[]
[]
[]
[]
[null,{"$f":"\"対策個票\"&$B$9","v":"対策個票6"},null,null,null,null,null,null,null,null,null,null,null,null,null,null,null,null,null,null,null,null,null,null,null,null,null,null,null,null,null,null,null,null,null,null,null,null,null,null,"対策個票1"]
[]
[null,"４．実施方法",null,null,null,null,null,null,null,null,null,null,null,null,null,null,null,null,null,null,null,null,null,null,null,null,null,null,null,null,null,null,null,null,null,null,null,null,null,null,"４．実施方法"]
[null,"４－１．実施手順/実施に関する注意事項",null,null,null,null,null,null,null,null,null,null,null,null,null,null,null,null,null,null,null,null,null,null,null,null,null,null,null,null,null,null,null,null,null,null,null,null,null,null,"４－１．実施手順/実施に関する注意事項",null,null,null,null,null,null,null,null,null,null,null,null,null,null,null,null,null,null,null,null,null,null,null,null,null,null,null,null,null,null,null,null,null,null,null,null,"※別紙シートを利用する場合の注記\n\n■別紙を追加・添付する場合は、\n　 本シートの記入欄に別紙の要点を記載\n　 してください。\n\n■別紙への参照を記述する際は、\n　 「別紙のとおり」ではなく、\n 　「別紙XXの何ページ、何行目～何行目の\n　 記載(YY)のとおり」 （XX、YYは通し番号）\n 　とする等、参照箇所を明示してください。\n　 なお、\n　 該当する別紙や記載には対応する通し\n 　番号(XX、YY)を打ち、\n 　本文と、該当する別紙や記載が\n 　１対１に対応するようにしてください。"]
[]
[null,null,null,null,null,null,null,null,null,null,null,null,null,null,null,null,null,null,null,null,null,null,null,null,null,null,null,null,null,null,null,null,null,null,null,null,null,null,null,null,null,"■対策を具体的に進めるために必要な実施方法や手順を記載\n 　してください。\n 　例えば、\n　 ・運用改善対策の場合は、新たな運用規定の内容や、\n　　 周知の仕方など。\n　 ・設備導入対策の場合は、設備仕様や必要コスト、また国への\n 　　届出が必要な設備機器の場合には、その申請方法や申請の\n　　 タイミングなど。\n\n■スペースが足りない場合には、[別紙]として新規シートを追加し、\n　 当該対策個票の別紙であることがわかるようなシート名称にして\n 　使用してください。記入欄には、別紙がある旨を明記してください。\n　 その他、※別紙シートを利用する場合の注記を参照してください。"]
[]
[]
[]
[]
[]
[]
[]
[]
[]
[]
[]
[]
[]
[]
[]
[]
[]
[]
[]
[]
[]
[null,"４－２．［設備導入等］既存設備と導入設備の仕様（能力等）比較、及び導入設備の能力が適切であることの説明\n　　　　［運用改善等］対策実施前後の運用条件の比較、及び対策が問題なく実行できることの説明",null,null,null,null,null,null,null,null,null,null,null,null,null,null,null,null,null,null,null,null,null,null,null,null,null,null,null,null,null,null,null,null,null,null,null,null,null,null,"４－２．［設備導入等］既存設備と導入設備の仕様（能力等）比較、及び導入設備の能力が適切であることの説明\n　　　　［運用改善等］対策実施前後の運用条件の比較、及び対策が問題なく実行できることの説明"]
[]
[null,null,null,null,null,null,null,null,null,null,null,null,null,null,null,null,null,null,null,null,null,null,null,null,null,null,null,null,null,null,null,null,null,null,null,null,null,null,null,null,null,"■既存設備と導入設備の能力（出力）が定量的に比較できるように記載してください。たとえば、設備導入前と設備導入後\n　 で能力比較ができる表（下記記入例参照）を記載してください。\n\n■特に、既存設備よりも導入設備の能力（出力）の方が大きくなる場合には、「別紙のとおり」だけでは確認困難なため、\n　 本欄と別紙の該当箇所とで１対１の対応がつくようにした上で、本欄に説明を記載してください。\n　 ※別紙シートを利用する場合の注記を参照してください。"]
[]
[]
[]
[]
[]
[]
[]
[]
[null,null,null,null,null,null,null,null,null,null,null,null,null,null,null,null,null,null,null,null,null,null,null,null,null,null,null,null,null,null,null,null,null,null,null,null,null,null,null,null,null,null,null,null,null,null,"記入例:重油炊きボイラーからガス炊きボイラーへの設備更新前後の仕様比較"]
[null,null,null,null,null,null,null,null,null,null,null,null,null,null,null,null,null,null,null,null,null,null,null,null,null,null,null,null,null,null,null,null,null,null,null,null,null,null,null,null,null,null,null,null,null,null,"項目",null,null,null,null,null,null,null,"設備導入前",null,null,null,null,null,null,null,"設備導入後"]
[null,null,null,null,null,null,null,null,null,null,null,null,null,null,null,null,null,null,null,null,null,null,null,null,null,null,null,null,null,null,null,null,null,null,null,null,null,null,null,null,null,null,null,null,null,null,"設備名",null,null,null,null,null,null,null,"重油炊きボイラー",null,null,null,null,null,null,null,"ガス炊きボイラー"]
[null,null,null,null,null,null,null,null,null,null,null,null,null,null,null,null,null,null,null,null,null,null,null,null,null,null,null,null,null,null,null,null,null,null,null,null,null,null,null,null,null,null,null,null,null,null,"台数",null,null,null,null,null,null,null,1,null,null,null,null,null,null,null,1]
[null,null,null,null,null,null,null,null,null,null,null,null,null,null,null,null,null,null,null,null,null,null,null,null,null,null,null,null,null,null,null,null,null,null,null,null,null,null,null,null,null,null,null,null,null,null,"燃料",null,null,null,null,null,null,null,"A重油",null,null,null,null,null,null,null,"都市ガス"]
[null,null,null,null,null,null,null,null,null,null,null,null,null,null,null,null,null,null,null,null,null,null,null,null,null,null,null,null,null,null,null,null,null,null,null,null,null,null,null,null,null,null,null,null,null,null,"相当蒸発量（kg/ｈ）",null,null,null,null,null,null,null,1000,null,null,null,null,null,null,null,1000]
[null,null,null,null,null,null,null,null,null,null,null,null,null,null,null,null,null,null,null,null,null,null,null,null,null,null,null,null,null,null,null,null,null,null,null,null,null,null,null,null,null,null,null,null,null,null,"設計効率（％）",null,null,null,null,null,null,null,90,null,null,null,null,null,null,null,97]
[null,null,null,null,null,null,null,null,null,null,null,null,null,null,null,null,null,null,null,null,null,null,null,null,null,null,null,null,null,null,null,null,null,null,null,null,null,null,null,null,null,null,null,null,null,null,"定格燃焼量（L/h）",null,null,null,null,null,null,null,68.3,null,null,null,null,null,null,null,57.3]
[]
[]
[]
[]
[]
[null,"４－３．法定耐用年数",null,null,null,null,null,null,null,null,null,null,null,null,null,null,null,null,null,null,null,null,null,null,null,null,null,null,null,null,null,null,null,null,null,null,null,null,null,null,"４－３．法定耐用年数"]
[null,"導入設備",null,null,{"$f":"IF($AB$13=\"\",\"\",$AB$13)","v":""},null,null,null,null,null,null,null,null,null,"用途・\n目的",null,null,null,null,null,null,null,null,null,null,null,null,null,null,null,null,null,null,null,null,null,null,null,null,null,"導入設備",null,null,"ガス焚き蒸気ボイラー",null,null,null,null,null,null,null,null,null,"用途・\n目的",null,null,"原料加熱"]
[]
[null,"耐用年数省令別表の記載事項",null,null,null,null,null,null,null,null,null,null,null,null,null,null,null,null,null,null,null,null,null,null,null,null,null,null,null,null,null,null,null,null,null,null,null,null,null,null,"耐用年数省令別表の記載事項"]
[null,"別表の名称",null,null,null,null,null,null,null,null,null,null,null,null,null,null,null,null,null,null,null,null,null,null,null,null,null,null,null,null,null,null,null,null,null,null,null,null,null,null,"別表の名称",null,null,null,null,null,"別表第２ 機械及び装置の耐用年数表"]
[null,"[種類]または[番号]",null,null,null,null,null,null,null,null,null,null,null,null,null,null,null,null,null,null,null,null,null,null,null,null,null,null,null,null,null,null,null,null,null,null,null,null,null,null,"[種類]または[番号]",null,null,null,null,null,1]
[null,"[構造又は用途]、または[設備の種類]",null,null,null,null,null,null,null,null,null,null,null,null,null,null,null,null,null,null,null,null,null,null,null,null,null,null,null,null,null,null,null,null,null,null,null,null,null,null,"[構造又は用途]、または[設備の種類]",null,null,null,null,null,"食料品製造業用設備"]
[]
[null,"細目",null,null,null,null,null,null,null,null,null,null,null,null,null,null,null,null,null,null,null,null,null,null,null,null,null,null,null,null,null,null,null,null,null,null,null,null,null,null,"細目",null,null,null,null,null,"---"]
[]
[null,"法定耐用年数 (年)",null,null,null,null,null,null,null,null,null,null,null,null,null,null,null,null,null,null,null,null,null,null,null,null,null,null,null,null,null,null,null,null,null,null,null,null,null,null,"法定耐用年数 (年)",null,null,null,null,null,10]
[]
[null,{"$f":"\"対策個票\"&$B$9","v":"対策個票6"},null,null,null,null,null,null,null,null,null,null,null,null,null,null,null,null,null,null,null,null,null,null,null,null,null,null,null,null,null,null,null,null,null,null,null,null,null,null,"対策個票1"]
[null,null,null,null,null,null,null,null,null,null,null,null,null,null,null,null,null,null,null,null,null,null,null,null,null,null,null,null,null,null,null,null,null,null,null,null,null,null,null,null,"※実施計画書Cを選択している場合、5ページ目（5.実施計画…）の作成は不要です。"]
[null,"５．実施計画、CO2削減計画、投資回収計画",null,null,null,null,null,null,null,null,null,null,null,null,null,null,null,null,null,null,null,null,null,null,null,null,null,null,null,null,null,null,null,null,null,null,null,null,null,null,"５．実施計画、CO2削減計画、投資回収計画"]
[null,"対策の種類\n[対策個票番号]",null,null,null,null,"対策名称",null,null,null,null,null,null,null,null,null,null,null,null,null,null,null,null,null,"対象/\n既存設備",null,null,{"$f":"IF($AB$11=\"\",\"\",$AB$11)","v":""},null,null,null,null,null,null,null,null,null,null,null,null,"対策の種類\n[対策個票番号]",null,null,null,null,"対策名称",null,null,null,null,null,null,null,null,null,null,null,null,null,null,null,null,null,"対象/\n既存設備",null,null,"重油焚き蒸気ボイラー",null,null,null,null,null,null,null,null,null,null,null,null,null,null,"※「完了時期」に関する注記\n\n■「完了時期」として選択する年月は、\n　 対策の運用準備が整い、\n　 翌月1日には対策による効果が発生している月\n　 としてください。\n　 対策の運用開始は、「完了」年月内あるいは翌月1日\n　 からのいずれの可能性もあります。\n 　段階的に設備を導入し利用を開始する対策（例：LED\n 　の導入）の場合には、すべての対象エリア（効果算定\n　 をした範囲）を考慮して完了年月を選択してください。\n\n　 例えば、\n 　・運用改善対策の場合は、\n　　 新たな運用の準備が完了した年月\n　　（完了月内または翌月1日から新運用が開始され、\n　　　翌月1日からCO2削減効果が発生している）。\n 　・設備導入対策の場合は、\n 　　施工や引き渡しが完了した年月\n　　（完了月内または翌月1日から新たに導入した設備\n　　の運転が開始され、翌月1日からCO2削減効果が\n　　発生している）。"]
[]
[null,{"$f":"$B$9","v":"6"},{"$f":"IF($C$9=\"\",\"\",$C$9)","v":""},null,null,null,{"$f":"IF($G$9=\"\",\"\",$G$9)","v":""},null,null,null,null,null,null,null,null,null,null,null,null,null,null,null,null,null,"導入設備",null,null,{"$f":"IF($AB$13=\"\",\"\",$AB$13)","v":""},null,null,null,null,null,null,null,null,null,null,null,null,6,"燃料転換",null,null,null,"ボイラーの燃料転換",null,null,null,null,null,null,null,null,null,null,null,null,null,null,null,null,null,"導入設備",null,null,"ガス焚き蒸気ボイラー"]
[]
[]
[null,null,null,null,null,null,null,null,null,null,null,null,null,null,null,null,null,"計画年度",null,null,null,null,null,null,null,null,null,null,null,null,null,null,null,null,null,null,null,null,null,null,null,null,null,null,null,null,null,null,null,null,null,null,null,null,null,null,"計画年度",null,null,null,null,null,null,null,null,null,null,null,null,null,null,null,null,null,null,null,null,null,null,null,null,null,null,null,null,null,null,null,"計画年度1",null,"計画年度2",null,"計画年度3",null,"計画年度4",null,"計画年度5"]
[null,null,null,null,null,null,null,null,null,null,null,null,null,null,null,null,null,{"$f":"IF('511脱炭素化計画'!$AQ24=\"\",\"\",'511脱炭素化計画'!$AQ24)","v":""},null,null,null,{"$f":"IF('511脱炭素化計画'!$AT24=\"\",\"\",'511脱炭素化計画'!$AT24)","v":"目標年度"},null,null,null,{"$f":"IF('511脱炭素化計画'!$AW24=\"\",\"\",'511脱炭素化計画'!$AW24)","v":""},null,null,null,{"$f":"IF('511脱炭素化計画'!$AZ24=\"\",\"\",'511脱炭素化計画'!$AZ24)","v":""},null,null,null,{"$f":"IF('511脱炭素化計画'!$BC24=\"\",\"\",'511脱炭素化計画'!$BC24)","v":""},null,null,null,null,null,null,null,null,null,null,null,null,null,null,null,null,null,null,null,null,null,null,"",null,null,null,"目標年度",null,null,null,null,null,null,null,"",null,null,null,null,null,null,null,null,null,null,null,null,null,null,null,null,null,null,null,{"$f":"$R$272","v":0},{"$f":"$T$272","v":0},{"$f":"$V$272","v":0},{"$f":"$X$272","v":0},{"$f":"$Z$272","v":0},{"$f":"$AB$272","v":0},{"$f":"$AD$272","v":0},{"$f":"$AF$272","v":0},{"$f":"$AH$272","v":0},{"$f":"$AJ$272","v":0}]
[null,null,null,null,null,null,null,null,null,null,null,null,null,null,null,null,null,{"$f":"IF('511脱炭素化計画'!$AQ25=\"\",\"\",'511脱炭素化計画'!$AQ25)","v":"令和6年度"},null,null,null,{"$f":"IF('511脱炭素化計画'!$AT25=\"\",\"\",'511脱炭素化計画'!$AT25)","v":"令和7年度"},null,null,null,{"$f":"IF('511脱炭素化計画'!$AW25=\"\",\"\",'511脱炭素化計画'!$AW25)","v":"令和8年度"},null,null,null,{"$f":"IF('511脱炭素化計画'!$AZ25=\"\",\"\",'511脱炭素化計画'!$AZ25)","v":"令和9年度"},null,null,null,{"$f":"IF('511脱炭素化計画'!$BC25=\"\",\"\",'511脱炭素化計画'!$BC25)","v":"令和10年度"},null,null,null,null,null,null,null,null,null,null,null,null,null,null,null,null,null,null,null,null,null,null,"令和6年度",null,null,null,"令和7年度",null,null,null,"令和8年度",null,null,null,"令和9年度",null,null,null,"令和10年度",null,null,null,null,null,null,null,null,null,null,null,null,null,null,null,{"$f":"$R$267","v":"令和6年度"},{"$f":"$R$267","v":"令和6年度"},{"$f":"$V$267","v":"令和7年度"},{"$f":"$V$267","v":"令和7年度"},{"$f":"$Z$267","v":"令和8年度"},{"$f":"$Z$267","v":"令和8年度"},{"$f":"$AD$267","v":"令和9年度"},{"$f":"$AD$267","v":"令和9年度"},{"$f":"$AH$267","v":"令和10年度"},{"$f":"$AH$267","v":"令和10年度"},{"$f":"\"令和\"&MID(CS267,3,2)+1&\"年度\"","v":"令和11年度"},{"$f":"\"令和\"&MID(CT267,3,2)+1&\"年度\"","v":"令和11年度"}]
[null,"５－１．実施計画",null,null,null,null,null,null,null,null,null,null,null,null,null,null,null,null,null,null,null,null,null,null,null,null,null,null,null,null,null,null,null,null,null,null,null,null,null,null,"５－１．実施計画"]
[null,null,null,null,null,"着手時期",null,null,null,null,null,"完了時期",null,null,null,null,null,"着手～完了期間",null,null,null,null,null,null,null,null,null,null,null,null,null,null,null,null,null,null,null,null,null,null,null,null,null,null,"着手時期",null,null,null,null,null,"完了時期",null,null,null,null,null,"着手～完了期間"]
[null,null,null,"年度",null,{"$f":"IFERROR(HLOOKUP(\"着手\",$CK$266:$CT$271,2,FALSE),\"\")","v":""},null,null,null,null,null,{"$f":"IFERROR(HLOOKUP(\"完了\",$CK$266:$CT$271,2,FALSE),\"\")","v":""},null,null,null,null,null,null,null,null,null,null,null,null,null,null,null,null,null,null,null,null,null,null,null,null,null,null,null,null,null,null,"年度",null,"令和6年度",null,null,null,null,null,"令和6年度",null,null,null,null,null,null,null,null,null,null,null,null,null,null,null,null,null,null,null,null,null,null,null,null,null,null,null,null,null,null,null,null,null,null,null,null,null,{"$f":"IF(CK271=0,\"---\",IF(OR(CK271=\"1月\",CK271=\"2月\",CK271=\"3月\"),LEFT(CM267,LEN(CM267)-1),LEFT(CK267,LEN(CK267)-1)))","v":"---"},"---","---","---","---","---","---","---","---","---"]
[null,null,null,"年","月",{"$f":"IFERROR(HLOOKUP(\"着手\",$CK$266:$CT$271,5,FALSE),\"\")","v":""},null,null,{"$f":"IFERROR(HLOOKUP(\"着手\",$CK$266:$CT$271,6,FALSE),\"\")","v":""},null,null,{"$f":"IFERROR(HLOOKUP(\"完了\",$CK$266:$CT$271,5,FALSE),\"\")","v":""},null,null,{"$f":"IFERROR(HLOOKUP(\"完了\",$CK$266:$CT$271,6,FALSE),\"\")","v":""},null,null,null,null,null,null,null,null,null,null,null,null,null,null,null,null,null,null,null,null,null,null,null,null,null,null,null,"年","月","令和6年",null,null,"9月",null,null,"令和7年",null,null,"1月",null,null,"9月",null,"1月",null,null,null,null,null,null,null,null,null,null,null,null,null,null,null,null,null,null,null,null,null,null,null,null,null,null,null,null,null,{"$f":"$R$271","v":0},{"$f":"$T$271","v":0},{"$f":"$V$271","v":0},{"$f":"$X$271","v":0},{"$f":"$Z$271","v":0},{"$f":"$AB$271","v":0},{"$f":"$AD$271","v":0},{"$f":"$AF$271","v":0},{"$f":"$AH$271","v":0},{"$f":"$AJ$271","v":0}]
[null,null,null,null,null,null,null,null,null,null,null,null,null,null,null,null,null,null,null,null,null,null,null,null,null,null,null,null,null,null,null,null,null,null,null,null,null,null,null,null,null,null,null,null,null,null,null,null,null,null,null,null,null,null,null,null,"着手",null,"完了"]
[null,null,null,null,null,null,null,null,null,null,null,null,null,null,null,null,null,null,null,null,null,null,null,null,null,null,null,null,null,null,null,null,null,null,null,null,null,null,null,null,null,null,null,null,null,null,null,null,null,null,null,null,null,null,null,null,"契約・設計：令和6年9月～、施工：令和6年12月～、完了：令和7年1月、運用開始：令和7年2月～"]
[]
[null,"５－２．CO2削減計画",null,null,null,null,null,null,null,null,null,null,null,null,null,null,null,null,null,null,null,null,null,null,null,null,null,null,null,null,null,null,null,null,null,null,"（単位：t-CO2/年）",null,null,null,"５－２．CO2削減計画",null,null,null,null,null,null,null,null,null,null,null,null,null,null,null,null,null,null,null,null,null,null,null,null,null,null,null,null,null,null,null,null,null,null,"（単位：t-CO2/年）"]
[null,null,null,null,null,null,null,null,null,null,null,"年間CO2削減量",null,null,null,null,null,"CO2削減量（年度単位）",null,null,null,null,null,null,null,null,null,null,null,null,null,null,null,null,null,null,null,null,null,null,null,null,null,null,null,null,null,null,null,null,"年間CO2削減量",null,null,null,null,null,"CO2削減量（年度単位）"]
[]
[null,null,null,null,null,null,null,null,null,null,null,{"$f":"IF(J75=\"\",\"\",J75)","v":0},null,null,null,null,null,null,null,null,null,{"$f":"IF(COUNTIF($R$272:$U$272,\"完了\"),$L$278,\"\")","v":""},null,null,null,{"$f":"IF($V278<>\"\",$L$278,IF(COUNTIF($V$272:$Y$272,\"完了\"),$L$278,\"\"))","v":""},null,null,null,{"$f":"IF($Z278<>\"\",$L$278,IF(COUNTIF($Z$272:$AC$272,\"完了\"),$L$278,\"\"))","v":""},null,null,null,{"$f":"IF($AD278<>\"\",$L$278,IF(COUNTIF($AD$272:$AG$272,\"完了\"),$L$278,\"\"))","v":""},null,null,null,null,null,null,null,null,null,null,null,null,null,null,null,null,200,null,null,null,null,null,null,null,null,null,200,null,null,null,200,null,null,null,200,null,null,null,200]
[]
[null,"５－３．投資回収計画（補助金利用なし）",null,null,null,null,null,null,null,null,null,null,null,null,null,null,null,null,null,null,null,null,null,null,null,null,null,null,null,null,null,null,null,null,null,null,"（単位：千円）",null,null,null,"５－３．投資回収計画（補助金利用なし）",null,null,null,null,null,null,null,null,null,null,null,null,null,null,null,null,null,null,null,null,null,null,null,null,null,null,null,null,null,null,null,null,null,null,"（単位：千円）"]
[null,null,null,null,null,null,null,null,"導入コスト(a)",null,null,null,null,null,"単純投資回収年数\n(a/b)",null,null,"投資額（上段）及び削減額（下段）",null,null,null,null,null,null,null,null,null,null,null,null,null,null,null,null,null,null,null,null,null,null,null,null,null,null,null,null,null,"導入コスト(a)",null,null,null,null,null,"単純投資回収年数\n(a/b)",null,null,"投資額（上段）及び削減額（下段）"]
[]
[null,null,null,null,null,null,null,null,"年間運転コスト削減額 (b)",null,null,null,null,null,null,null,null,null,null,null,null,null,null,null,null,null,null,null,null,null,null,null,null,null,null,null,null,null,null,null,null,null,null,null,null,null,null,"年間運転コスト削減額 (b)"]
[]
[null,null,null,null,null,null,null,null,{"$f":"IF(AD75=\"\",\"\",AD75)","v":0},null,null,null,null,null,{"$f":"IFERROR(IF(I285/I287<0,\"---\",I285/I287),\"---\")","v":"---"},null,null,null,null,null,null,null,null,null,null,null,null,null,null,null,null,null,null,null,null,null,null,null,null,null,null,null,null,null,null,null,null,3000,null,null,null,null,null,5,null,null,1500,null,null,null,1500]
[]
[null,null,null,null,null,null,null,null,{"$f":"IF(J79=\"\",\"\",J79)","v":0},null,null,null,null,null,null,null,null,null,null,null,null,{"$f":"IF(COUNTIF($R$272:$U$272,\"完了\"),$I$287,\"\")","v":""},null,null,null,{"$f":"IF($V287<>\"\",$I$287,IF(COUNTIF($V$272:$Y$272,\"完了\"),$I$287,\"\"))","v":""},null,null,null,{"$f":"IF($Z287<>\"\",$I$287,IF(COUNTIF($Z$272:$AC$272,\"完了\"),$I$287,\"\"))","v":""},null,null,null,{"$f":"IF($AD287<>\"\",$I$287,IF(COUNTIF($AD$272:$AG$272,\"完了\"),$I$287,\"\"))","v":""},null,null,null,null,null,null,null,null,null,null,null,null,null,600,null,null,null,null,null,null,null,null,null,null,null,null,600,null,null,null,600,null,null,null,600,null,null,null,600]
[]
[null,"５－４．投資回収計画（補助金利用あり）",null,null,null,null,null,null,null,null,null,null,null,null,null,null,null,null,null,null,null,null,null,null,null,null,null,null,null,null,null,null,null,null,null,null,"（単位：千円）",null,null,null,"５－４．投資回収計画（補助金利用あり）",null,null,null,null,null,null,null,null,null,null,null,null,null,null,null,null,null,null,null,null,null,null,null,null,null,null,null,null,null,null,null,null,null,null,"（単位：千円）"]
[null,"申請予定補助金",null,null,"その他資金\n(自己負担）",null,null,null,"導入コスト自己負担額 (c)",null,null,null,null,null,"単純投資回収年数\n(c)/(b)",null,null,"投資額（上段）及び削減額（下段）",null,null,null,null,null,null,null,null,null,null,null,null,null,null,null,null,null,null,null,null,null,null,"申請予定補助金",null,null,"その他資金\n(自己負担）",null,null,null,"導入コスト自己負担額 (c)",null,null,null,null,null,"単純投資回収年数\n(c/b)",null,null,"投資額（上段）及び削減額（下段）"]
[]
[null,null,null,null,null,null,null,null,"年間運転コスト削減額 (b)",null,null,null,null,null,null,null,null,null,null,null,null,null,null,null,null,null,null,null,null,null,null,null,null,null,null,null,null,null,null,null,null,null,null,null,null,null,null,"年間運転コスト削減額 (b)"]
[null,null,null,null,null,null,null,null,null,null,null,null,null,null,null,null,null,null,null,null,null,null,null,null,null,null,null,null,null,null,null,null,null,null,null,null,null,null,null,null,null,null,null,null,null,null,null,null,null,null,null,null,null,null,null,null,null,null,null,null,null,null,null,null,null,null,null,null,null,null,null,null,null,null,null,null,null,null,null,null,null,null,null,null,null,null,null,null,"補助金申請予定"]
[null,null,null,null,null,null,null,null,{"$f":"IF(I285=\"\",\"\",IF(OR($B294=\"\",$B294=\"予定なし\"),I285,\"\"))","v":0},null,null,null,null,null,{"$f":"IFERROR(IF(I294/I296<0,\"---\",I294/I296),\"---\")","v":"---"},null,null,{"$f":"IF(R285=\"\",\"\",IF(OR($B294=\"\",$B294=\"予定なし\"),R285,\"\"))","v":""},null,null,null,{"$f":"IF(V285=\"\",\"\",IF(OR($B294=\"\",$B294=\"予定なし\"),V285,\"\"))","v":""},null,null,null,{"$f":"IF(Z285=\"\",\"\",IF(OR($B294=\"\",$B294=\"予定なし\"),Z285,\"\"))","v":""},null,null,null,{"$f":"IF(AD285=\"\",\"\",IF(OR($B294=\"\",$B294=\"予定なし\"),AD285,\"\"))","v":""},null,null,null,{"$f":"IF(AH285=\"\",\"\",IF(OR($B294=\"\",$B294=\"予定なし\"),AH285,\"\"))","v":""},null,null,null,null,null,null,"国(SHIFT)",null,null,"金融機関からの借入金＆\n自己資金",null,null,null,2000,null,null,null,null,null,3.3,null,null,1000,null,null,null,1000,null,null,null,null,null,null,null,null,null,null,null,null,null,null,null,null,null,null,null,null,null,null,null,null,null,null,null,{"$f":"IF(OR(B294=\"\",COUNTIF(B294,\"*なし*\")),FALSE,TRUE)","v":false}]
[]
[null,null,null,null,null,null,null,null,{"$f":"IF(J79=\"\",\"\",J79)","v":0},null,null,null,null,null,null,null,null,null,null,null,null,{"$f":"IF(V287=\"\",\"\",V287)","v":""},null,null,null,{"$f":"IF(Z287=\"\",\"\",Z287)","v":""},null,null,null,{"$f":"IF(AD287=\"\",\"\",AD287)","v":""},null,null,null,{"$f":"IF(AH287=\"\",\"\",AH287)","v":""},null,null,null,null,null,null,null,null,null,null,null,null,null,600,null,null,null,null,null,null,null,null,null,null,null,null,{"$f":"IF(BI287=\"\",\"\",BI287)","v":600},null,null,null,{"$f":"IF(BM287=\"\",\"\",BM287)","v":600},null,null,null,{"$f":"IF(BQ287=\"\",\"\",BQ287)","v":600},null,null,null,{"$f":"IF(BU287=\"\",\"\",BU287)","v":600}]
[]
[null,"※","導入コスト自己負担額(c)＝導入コスト(a)から補助受給額を差し引いた金額",null,null,null,null,null,null,null,null,null,null,null,null,null,null,null,null,null,null,null,null,null,null,null,null,null,null,null,null,null,null,null,null,null,null,null,null,null,"※","導入コスト自己負担額＝導入コストから補助受給額を差し引いた金額"]
[null,"※","補助金申請の予定がない場合、「導入コスト自己負担額(c)」には「導入コスト(a)」と同じ金額が入ります。",null,null,null,null,null,null,null,null,null,null,null,null,null,null,null,null,null,null,null,null,null,null,null,null,null,null,null,null,null,null,null,null,null,null,null,null,null,"※","申請予定の補助金がない場合、「導入コスト自己負担額(c)」には「導入コスト(a)」と同じ金額が入ります。"]
[null,null,"また、「投資額及び削減額」も補助金を利用しない場合の投資回収計画と同じ金額が入ります。",null,null,null,null,null,null,null,null,null,null,null,null,null,null,null,null,null,null,null,null,null,null,null,null,null,null,null,null,null,null,null,null,null,null,null,null,null,null,"また、「投資額及び削減額」も補助金を利用しない場合の投資回収計画と同じ金額が入ります。"]
[]
[]
[null,"５－５．実施責任者・実施担当者",null,null,null,null,null,null,null,null,null,null,null,null,null,null,null,null,null,null,null,null,null,null,null,null,null,null,null,null,null,null,null,null,null,null,null,null,null,null,"５－５．実施責任者・実施担当者"]
[null,"実施責任者",null,null,null,"氏名",null,null,null,null,null,null,null,null,"所属・役職",null,null,null,null,null,null,null,null,null,null,null,null,null,null,null,null,null,null,null,null,null,null,null,null,null,"実施責任者",null,null,null,"氏名",null,null,null,null,null,null,null,null,"所属・役職"]
[]
[]
[null,"実施担当者",null,null,null,"氏名",null,null,null,null,null,null,null,null,"所属・役職",null,null,null,null,null,null,null,null,null,null,null,null,null,null,null,null,null,null,null,null,null,null,null,null,null,"実施担当者",null,null,null,"氏名",null,null,null,null,null,null,null,null,"所属・役職"]
[]
[]
[]
[]
[]
[]
[]
[]
[]
[]
[]
[]
[]
[]
[null,{"$f":"\"対策個票\"&$B$9","v":"対策個票6"},null,null,null,null,null,null,null,null,null,null,null,null,null,null,null,null,null,null,null,null,null,null,null,null,null,null,null,null,null,null,null,null,null,null,null,null,null,null,"対策個票1"]
[]
[null,"６．更新設備仕様・見積書",null,null,null,null,null,null,null,null,null,null,null,null,null,null,null,null,null,null,null,null,null,null,null,null,null,null,null,null,null,null,null,null,null,null,null,null,null,null,"６．更新設備仕様・見積書"]
[null,null,null,null,null,null,null,null,null,null,null,null,null,null,null,null,null,null,null,null,null,null,null,null,null,null,null,null,null,null,null,null,null,null,null,null,null,null,null,null,null,null,null,null,null,null,null,null,null,null,null,null,null,null,null,null,null,null,null,null,null,null,null,null,null,null,null,null,null,null,null,null,null,null,null,null,null,"※別紙シートを利用する場合の注記\n\n■別紙を追加・添付する場合は、\n　 本シートの記入欄に別紙の要点を記載\n　 してください。\n\n■別紙への参照を記述する際は、\n　 「別紙のとおり」ではなく、\n 　「別紙XXの何ページ、何行目～何行目の\n　 記載(YY)のとおり」 （XX、YYは通し番号）\n 　とする等、参照箇所を明示してください。\n　 なお、\n　 該当する別紙や記載には対応する通し\n 　番号(XX、YY)を打ち、\n 　本文と、該当する別紙や記載が\n 　１対１に対応するようにしてください。"]
[]
[null,null,null,null,null,null,null,null,null,null,null,null,null,null,null,null,null,null,null,null,null,null,null,null,null,null,null,null,null,null,null,null,null,null,null,null,null,null,null,null,null,"■当該設備のメーカー名、型番、仕様がわかるように記載してください。\n\n■報告時の活動量の把握に計測器を使用する場合は、そのメーカー名、型番、仕様もわかるように記載してください。\n\n■スペースが足りない場合には、[別紙]として新規シートを追加し、当該対策個票の別紙であることがわかるようなシート名称\n　 にして使用してください。その際、更新設備仕様・見積書の記入欄には、別紙がある旨を明記してください。\n   その他、※別紙シートを利用する場合の注記を参照してください。"]
[]
[]
[]
[]
[]
[]
[]
[]
[]
[]
[]
[]
[]
[]
[]
[]
[]
[]
[]
[]
[]
[]
[]
[]
[]
[]
[]
[]
[]
[]
[]
[]
[]
[]
[]
[]
[]
[]
[]
[]
[]
[]
[]
[]
[]
[]
[]
[]
[]
[]
[]
[]
[]
[]
[]
[]
[]
[null,{"$f":"\"対策個票\"&$B$9","v":"対策個票6"},null,null,null,null,null,null,null,null,null,null,null,null,null,null,null,null,null,null,null,null,null,null,null,null,null,null,null,null,null,null,null,null,null,null,null,null,null,null,"対策個票1"]
[null,null,null,null,null,null,null,null,null,null,null,null,null,null,null,null,null,null,null,null,null,null,null,null,null,null,null,null,null,null,null,null,null,null,null,null,null,null,null,null,"※実施計画書A/Bを選択している場合、7ページ目（7.報告時の…、8.導入した…）の作成は不要です。"]
[null,"７．報告時のCO2排出量算定のための活動量把握方法",null,null,null,null,null,null,null,null,null,null,null,null,null,null,null,null,null,null,null,null,null,null,null,null,null,null,null,null,null,null,null,null,null,null,null,null,null,null,"７．報告時のCO2排出量算定のための活動量把握方法"]
[null,"対策実施【後】",null,null,null,null,null,null,null,null,null,null,null,null,null,null,null,null,null,null,null,null,null,null,null,null,null,null,null,null,null,null,null,null,null,null,null,null,null,null,"対策実施【後】",null,null,null,null,null,null,null,null,null,null,null,null,null,null,null,null,null,null,null,null,null,null,null,null,null,null,null,null,null,null,null,null,null,null,null,null,"※別紙シートを利用する場合の注記\n\n■別紙を追加・添付する場合は、\n　 本シートの記入欄に別紙の要点を記載\n　 してください。\n\n■別紙への参照を記述する際は、\n　 「別紙のとおり」ではなく、\n 　「別紙XXの何ページ、何行目～何行目の\n　 記載(YY)のとおり」 （XX、YYは通し番号）\n 　とする等、参照箇所を明示してください。\n　 なお、\n　 該当する別紙や記載には対応する通し\n 　番号(XX、YY)を打ち、\n 　本文と、該当する別紙や記載が\n 　１対１に対応するようにしてください。"]
[null,"７－１．活動量（エネルギー使用量）把握方法・計算方法の説明",null,null,null,null,null,null,null,null,null,null,null,null,null,null,null,null,null,null,null,null,null,null,null,null,null,null,null,null,null,null,null,null,null,null,null,null,null,null,"７－１．活動量（エネルギー使用量）把握方法・計算方法の説明"]
[null,null,null,null,null,null,null,null,null,null,null,null,null,null,null,null,null,null,null,null,null,null,null,null,null,null,null,null,null,null,null,null,null,null,null,null,null,null,null,null,null,"■事業完了後に事業者が提出する「事業報告書」は、活動量を記入することでCO2排出量・削減量が自動計算されます。\n\n■事業報告時の活動量を事業者が算定できるように、わかりやすく記入してください。\n\n■スペースが足りない場合には、[別紙]として新規シートを追加し、当該対策個票の別紙であることがわかるようなシート名称\n　 にして使用してください。その際、更新設備仕様・見積書の記入欄には、別紙がある旨を明記してください。\n   その他、※別紙シートを利用する場合の注記を参照してください。\n\n■DXシステムによる計測結果を利用する場合は、DXシステムを利用することを明示してください。"]
[]
[]
[]
[]
[]
[]
[]
[]
[]
[null,"７－２．活動量（エネルギー使用量）の計算",null,null,null,null,null,null,null,null,null,null,null,null,null,null,null,null,null,null,null,null,null,null,null,null,null,null,null,null,null,null,null,null,null,null,null,null,null,null,"７－２．活動量（エネルギー使用量）の計算"]
[]
[null,null,null,null,null,null,null,null,null,null,null,null,null,null,null,null,null,null,null,null,null,null,null,null,null,null,null,null,null,null,null,null,null,null,null,null,null,null,null,null,null,"■活動量の計算式を記載する際には、7-3に示している数値も記載して、事業者が容易に計算できるように記載してくださ\n　 い。\n\n■[別紙]として新規シートを追加する場合は、7-1の注意を参照してください。"]
[]
[]
[]
[]
[]
[]
[]
[]
[]
[null,"７－３．活動量（エネルギー使用量）の計算で使用した各数値の説明・根拠",null,null,null,null,null,null,null,null,null,null,null,null,null,null,null,null,null,null,null,null,null,null,null,null,null,null,null,null,null,null,null,null,null,null,null,null,null,null,"７－３．活動量（エネルギー使用量）の計算で使用した各数値の説明・根拠"]
[]
[null,null,null,null,null,null,null,null,null,null,null,null,null,null,null,null,null,null,null,null,null,null,null,null,null,null,null,null,null,null,null,null,null,null,null,null,null,null,null,null,null,"■7-2に使用する数値すべて記載してください。\n　設備・機器固有の特性は、当該設備の具体的な数値の根拠とともにすべて本欄に示してください。\n\n■[別紙]として新規シートを追加する場合は、7-1の注意を参照してください。\n\n■DXシステムによる計測結果を利用する場合は、DXシステムを利用することを明示してください。"]
[]
[]
[]
[]
[]
[]
[]
[]
[]
[null,"７－４．活動量（エネルギー使用量）の計算で使用した各数値のうち、実績値を使用する数値の記録方法",null,null,null,null,null,null,null,null,null,null,null,null,null,null,null,null,null,null,null,null,null,null,null,null,null,null,null,null,null,null,null,null,null,null,null,null,null,null,"７－４．活動量（エネルギー使用量）の計算で使用した各数値のうち、実績値を使用する数値の記録方法"]
[]
[null,null,null,null,null,null,null,null,null,null,null,null,null,null,null,null,null,null,null,null,null,null,null,null,null,null,null,null,null,null,null,null,null,null,null,null,null,null,null,null,null,"■実績値を何から把握するのか、使用するデータの情報源（証憑となる書類）と数値の抽出・記録方法を\n　事業者が自ら対応できるように、平易かつ具体的に記載してください。（DXシステムによる計測結果を\n　利用する場合は、DXシステムからのデータ入手方法を明示してください。）\n\n■[別紙]として新規シートを追加する場合は、7-1の注意を参照してください。"]
[]
[]
[]
[]
[]
[]
[]
[]
[]
[]
[null,"８．導入した設備の効率的な運用方法",null,null,null,null,null,null,null,null,null,null,null,null,null,null,null,null,null,null,null,null,null,null,null,null,null,null,null,null,null,null,null,null,null,null,null,null,null,null,"８．導入した設備の効率的な運用方法"]
[]
[null,null,null,null,null,null,null,null,null,null,null,null,null,null,null,null,null,null,null,null,null,null,null,null,null,null,null,null,null,null,null,null,null,null,null,null,null,null,null,null,null,"■目標未達時には、事業者による効果的な運用改善が求められます。\n　そのため、設備導入後に考えられる効率的な運用方法を具体的に記載してください。\n\n■[別紙]として新規シートを追加する場合は、7-1の注意を参照してください。"]
[]
[]
[]
[]
[]
[]
[]
[]
[]
[null,{"$f":"\"対策個票\"&$B$9","v":"対策個票6"},null,null,null,null,null,null,null,null,null,null,null,null,null,null,null,null,null,null,null,null,null,null,null,null,null,null,null,null,null,null,null,null,null,null,null,null,null,null,"対策個票1"]
[null,null,null,null,null,null,null,null,null,null,null,null,null,null,null,null,null,null,null,null,null,null,null,null,null,null,null,null,null,null,null,null,null,null,null,null,null,null,null,null,"※実施計画書A/Bを選択している場合、8ページ目（9.既存診断…）の作成は不要です。"]
[null,"９．既存診断利用の場合の参照事項",null,null,null,null,null,null,null,null,null,null,null,null,null,null,null,null,null,null,null,null,null,null,null,null,null,null,null,null,null,null,null,null,null,null,null,null,null,null,"９．既存診断利用の場合の参照事項"]
[null,"９－１．既存診断報告書の該当対策",null,null,null,null,null,null,null,null,null,null,null,null,null,null,null,null,null,null,null,null,null,null,null,null,null,null,null,null,null,null,null,null,null,null,null,null,null,null,"９－１．既存診断報告書の該当対策"]
[]
[null,null,null,null,null,null,null,null,null,null,null,null,null,null,null,null,null,null,null,null,null,null,null,null,null,null,null,null,null,null,null,null,null,null,null,null,null,null,null,null,null,"■本対策の算定の元となった既存の診断報告書の対策がある場合には、該当する内容を記載してください。\n　 無い場合には、記載不要です。"]
[]
[]
[]
[]
[]
[]
[]
[]
[]
[null,"９－２．既存診断報告書からの修正事項",null,null,null,null,null,null,null,null,null,null,null,null,null,null,null,null,null,null,null,null,null,null,null,null,null,null,null,null,null,null,null,null,null,null,null,null,null,null,"９－２．既存診断報告書からの修正事項"]
[]
[null,null,null,null,null,null,null,null,null,null,null,null,null,null,null,null,null,null,null,null,null,null,null,null,null,null,null,null,null,null,null,null,null,null,null,null,null,null,null,null,null,"■9-1に記載の対策で、変更点があればその内容を記載してください。\n　 無い場合には、記載不要です。　"]
[]
[]
[]
[]
[]
[]
[]
[]
[]
[null,"９－３．修正理由",null,null,null,null,null,null,null,null,null,null,null,null,null,null,null,null,null,null,null,null,null,null,null,null,null,null,null,null,null,null,null,null,null,null,null,null,null,null,"９－３．修正理由"]
[]
[null,null,null,null,null,null,null,null,null,null,null,null,null,null,null,null,null,null,null,null,null,null,null,null,null,null,null,null,null,null,null,null,null,null,null,null,null,null,null,null,null,"■9-2に変更点の記載があればその理由を記載してください。\n　 無い場合には、記載不要です。"]
[]
[]
[]
[]
[]
[]
[]
[]
[]
[null,"９－４．修正方法",null,null,null,null,null,null,null,null,null,null,null,null,null,null,null,null,null,null,null,null,null,null,null,null,null,null,null,null,null,null,null,null,null,null,null,null,null,null,"９－４．修正方法"]
[]
[null,null,null,null,null,null,null,null,null,null,null,null,null,null,null,null,null,null,null,null,null,null,null,null,null,null,null,null,null,null,null,null,null,null,null,null,null,null,null,null,null,"■9-2に変更点の記載がある場合には、その修正方法を記載してください。\n　 無い場合には、記載不要です。"]

{"sheet":"対策個票7","index":36,"n_rows":490,"n_cols":100,"rows_kept":490,"cut":false,"hidden":false,"merged":[[476,1,486,36],[477,41,479,74],[488,1,498,36],[489,41,491,74],[448,1,448,21],[448,40,448,60],[452,1,462,36],[453,41,455,74],[464,1,474,36],[465,41,467,74],[412,1,422,36],[413,41,419,74],[424,1,434,36],[425,41,429,74],[437,1,446,36],[438,41,442,74],[384,1,384,21],[384,40,384,60],[387,77,402,79],[389,1,398,36],[389,41,398,74],[400,1,410,36],[401,41,405,74],[306,57,308,75],[321,1,321,21],[321,40,321,60],[324,1,382,36],[324,77,339,79],[326,41,333,74],[303,57,305,75],[306,1,308,4],[306,5,308,7],[306,8,308,13],[306,14,308,17],[306,18,308,36],[306,40,308,43],[306,44,308,46],[306,47,308,52],[306,53,308,56],[295,72,296,75],[303,1,305,4],[303,5,305,7],[303,8,305,13],[303,14,305,17],[303,18,305,36],[303,40,305,43],[303,44,305,46],[303,47,305,52],[303,53,305,56],[295,8,296,13],[295,17,296,20],[295,21,296,24],[295,25,296,28],[295,29,296,32],[295,33,296,36],[293,53,296,55],[293,56,294,59],[293,60,294,63],[293,64,294,67],[293,68,294,71],[293,72,294,75],[295,56,296,59],[295,60,296,63],[293,1,296,3],[293,4,296,7],[293,8,294,13],[293,14,296,16],[293,17,294,20],[293,21,294,24],[295,64,296,67],[295,68,296,71],[293,25,294,28],[293,29,294,32],[293,33,294,36],[293,40,296,42],[293,43,296,46],[293,47,294,52],[295,47,296,52],[286,68,287,71],[286,72,287,75],[289,1,292,3],[289,4,292,7],[289,8,290,13],[289,14,292,16],[289,17,292,36],[289,40,292,42],[289,43,292,46],[289,47,290,52],[289,53,292,55],[289,56,292,75],[291,8,292,13],[291,47,292,52],[284,68,285,71],[284,72,285,75],[286,8,287,13],[286,17,287,20],[286,21,287,24],[286,25,287,28],[286,29,287,32],[286,33,287,36],[286,47,287,52],[286,56,287,59],[284,33,285,36],[284,47,285,52],[284,53,287,55],[284,56,285,59],[284,60,285,63],[284,64,285,67],[286,60,287,63],[286,64,287,67],[284,8,285,13],[284,14,287,16],[284,17,285,20],[284,21,285,24],[284,25,285,28],[284,29,285,32],[280,8,281,13],[280,14,283,16],[280,17,283,36],[280,47,281,52],[280,53,283,55],[280,56,283,75],[282,8,283,13],[282,47,283,52],[277,50,278,55],[277,56,278,59],[277,60,278,63],[277,64,278,67],[277,68,278,71],[277,72,278,75],[277,11,278,16],[277,17,278,20],[277,21,278,24],[277,25,278,28],[277,29,278,32],[277,33,278,36],[271,72,271,73],[271,74,271,75],[272,17,273,36],[272,56,273,75],[275,11,276,16],[275,17,276,36],[275,50,276,55],[275,56,276,75],[271,60,271,61],[271,62,271,63],[271,64,271,65],[271,66,271,67],[271,68,271,69],[271,70,271,71],[271,29,271,30],[271,31,271,32],[271,33,271,34],[271,35,271,36],[271,56,271,57],[271,58,271,59],[270,68,270,69],[270,70,270,71],[270,72,270,73],[270,74,270,75],[271,17,271,18],[271,19,271,20],[271,21,271,22],[271,23,271,24],[271,25,271,26],[271,27,271,28],[270,56,270,57],[270,58,270,59],[270,60,270,61],[270,62,270,63],[270,64,270,65],[270,66,270,67],[270,33,270,34],[270,35,270,36],[270,44,270,46],[270,47,270,49],[270,50,270,52],[270,53,270,55],[270,21,270,22],[270,23,270,24],[270,25,270,26],[270,27,270,28],[270,29,270,30],[270,31,270,32],[270,5,270,7],[270,8,270,10],[270,11,270,13],[270,14,270,16],[270,17,270,18],[270,19,270,20],[266,21,266,24],[266,25,266,28],[266,29,266,32],[266,33,266,36],[268,56,269,75],[269,3,269,4],[269,5,269,10],[269,11,269,16],[269,42,269,43],[269,44,269,49],[269,50,269,55],[266,56,266,59],[266,60,266,63],[266,64,266,67],[266,68,266,71],[266,72,266,75],[268,5,268,10],[268,11,268,16],[268,17,269,36],[268,44,268,49],[268,50,268,55],[259,81,278,84],[261,1,262,1],[261,2,262,5],[261,6,262,23],[261,24,262,26],[261,27,262,36],[261,40,262,40],[261,41,262,44],[261,45,262,62],[261,63,262,65],[261,66,262,75],[264,17,264,36],[264,56,264,75],[265,17,265,20],[265,21,265,24],[265,25,265,28],[265,29,265,32],[265,33,265,36],[265,56,265,59],[265,60,265,63],[265,64,265,67],[265,68,265,71],[265,72,265,75],[266,17,266,20],[249,7,249,36],[249,46,249,75],[250,1,251,6],[250,7,251,36],[250,40,251,45],[250,46,251,75],[256,1,256,21],[256,40,256,60],[259,1,260,5],[259,6,260,23],[259,24,260,26],[259,27,260,36],[259,40,260,44],[259,45,260,62],[252,1,253,6],[252,7,253,36],[252,40,253,45],[252,46,253,75],[254,7,254,36],[254,46,254,75],[259,63,260,65],[259,66,260,75],[245,1,246,3],[245,4,246,13],[245,14,246,16],[245,17,246,36],[245,40,246,42],[245,43,246,52],[245,53,246,55],[245,56,246,75],[248,7,248,36],[248,46,248,75],[196,77,211,79],[237,46,237,53],[237,54,237,61],[237,62,237,69],[238,46,238,53],[238,54,238,61],[238,62,238,69],[235,46,235,53],[235,54,235,61],[235,62,235,69],[236,46,236,53],[236,54,236,61],[236,62,236,69],[197,1,218,36],[198,41,211,59],[220,1,220,36],[220,40,220,75],[221,1,242,36],[222,41,228,74],[229,41,229,47],[231,46,231,69],[232,46,232,53],[232,54,232,61],[232,62,232,69],[233,46,233,53],[233,54,233,61],[233,62,233,69],[234,46,234,53],[234,54,234,61],[234,62,234,69],[239,52,239,59],[240,52,240,59],[241,52,241,59],[169,1,179,36],[172,41,175,74],[181,1,191,36],[182,41,190,74],[193,1,193,21],[193,40,193,60],[139,1,149,36],[140,41,148,74],[140,77,155,79],[151,1,161,36],[151,41,161,74],[165,1,167,36],[166,41,166,74],[126,55,127,69],[126,70,127,75],[130,1,130,21],[130,40,130,60],[135,1,137,36],[135,41,137,74],[124,55,125,69],[124,70,125,75],[126,3,127,9],[126,10,127,12],[126,13,127,15],[126,16,127,30],[126,31,127,36],[126,42,127,48],[126,49,127,51],[126,52,127,54],[122,55,123,69],[122,70,123,75],[124,3,125,9],[124,10,125,12],[124,13,125,15],[124,16,125,30],[124,31,125,36],[124,42,125,48],[124,49,125,51],[124,52,125,54],[122,3,123,9],[122,10,123,12],[122,13,123,15],[122,16,123,30],[122,31,123,36],[122,42,123,48],[114,62,115,65],[114,66,115,69],[118,62,119,65],[118,66,119,69],[118,70,119,75],[120,3,121,15],[120,16,121,30],[120,31,121,36],[120,42,121,54],[120,55,121,69],[120,70,121,75],[118,16,119,22],[118,23,119,26],[118,27,119,30],[118,31,119,36],[118,55,119,61],[114,16,115,18],[114,19,115,22],[116,23,117,26],[116,27,117,30],[116,31,117,36],[116,42,117,48],[116,49,117,52],[116,53,117,54],[114,58,115,61],[112,31,113,36],[112,42,113,48],[112,49,113,52],[112,53,113,54],[114,55,115,57],[110,62,111,65],[110,66,111,69],[114,70,115,75],[116,3,117,9],[116,10,117,13],[116,14,117,15],[116,16,117,18],[116,19,117,22],[114,23,115,26],[114,27,115,30],[114,31,115,36],[114,42,115,48],[114,49,115,52],[114,53,115,54],[116,55,117,57],[116,58,117,61],[116,62,117,65],[116,66,117,69],[116,70,117,75],[110,70,111,75],[112,3,113,9],[112,10,113,13],[112,14,113,15],[112,16,113,18],[112,19,113,22],[110,27,111,30],[110,31,111,36],[110,40,127,41],[110,42,111,48],[110,49,111,52],[110,53,111,54],[122,49,123,51],[122,52,123,54],[112,55,113,57],[112,58,113,61],[112,62,113,65],[112,66,113,69],[112,70,113,75],[114,3,115,9],[114,10,115,13],[114,14,115,15],[112,23,113,26],[112,27,113,30],[106,77,112,79],[108,1,109,2],[108,3,109,9],[108,10,109,15],[108,16,109,22],[108,23,109,26],[108,62,109,65],[108,66,109,69],[108,70,109,75],[110,1,127,2],[110,3,111,9],[110,10,111,13],[110,14,111,15],[110,16,111,18],[110,19,111,22],[110,23,111,26],[108,27,109,30],[108,31,109,36],[108,40,109,41],[108,42,109,48],[108,49,109,54],[108,55,109,61],[110,55,111,57],[110,58,111,61],[103,55,104,69],[103,70,104,75],[105,3,106,9],[105,10,106,12],[105,13,106,15],[105,16,106,30],[105,31,106,36],[105,42,106,48],[105,49,106,51],[105,52,106,54],[105,55,106,69],[105,70,106,75],[103,3,104,9],[103,10,104,12],[103,13,104,15],[103,16,104,30],[103,31,104,36],[103,42,104,48],[101,3,102,9],[101,10,102,12],[101,13,102,15],[101,16,102,30],[101,31,102,36],[101,42,102,48],[99,3,100,15],[99,16,100,30],[99,31,100,36],[99,42,100,54],[99,55,100,69],[99,70,100,75],[95,70,96,75],[97,16,98,22],[97,23,98,26],[97,27,98,30],[97,31,98,36],[97,55,98,61],[97,62,98,65],[97,66,98,69],[97,70,98,75],[95,49,96,52],[95,53,96,54],[95,55,96,57],[95,58,96,61],[95,62,96,65],[95,66,96,69],[95,10,96,13],[95,14,96,15],[95,16,96,18],[95,19,96,22],[95,23,96,26],[95,27,96,30],[95,31,96,36],[95,42,96,48],[93,49,94,52],[92,77,104,79],[93,3,94,9],[93,10,94,13],[93,14,94,15],[93,16,94,18],[93,19,94,22],[93,23,94,26],[93,27,94,30],[93,31,94,36],[93,42,94,48],[91,53,92,54],[91,55,92,57],[91,58,92,61],[91,62,92,65],[91,66,92,69],[91,70,92,75],[91,3,92,9],[91,10,92,13],[91,14,92,15],[91,16,92,18],[91,19,92,22],[91,23,92,26],[93,70,94,75],[95,3,96,9],[89,62,90,65],[89,66,90,69],[89,70,90,75],[89,23,90,26],[89,27,90,30],[89,31,90,36],[89,40,106,41],[89,42,90,48],[89,49,90,52],[91,27,92,30],[91,31,92,36],[91,42,92,48],[91,49,92,52],[93,53,94,54],[93,55,94,57],[93,58,94,61],[93,62,94,65],[93,66,94,69],[101,49,102,51],[101,52,102,54],[101,55,102,69],[101,70,102,75],[103,49,104,51],[103,52,104,54],[87,23,88,26],[87,27,88,30],[87,31,88,36],[87,40,88,41],[87,42,88,48],[87,49,88,54],[89,53,90,54],[89,55,90,57],[89,58,90,61],[85,1,86,36],[85,40,86,75],[85,77,90,79],[86,81,86,85],[87,1,88,2],[87,3,88,9],[87,10,88,15],[87,16,88,22],[82,40,83,44],[82,45,83,47],[82,48,83,53],[82,54,83,59],[82,60,83,64],[82,65,83,67],[87,55,88,61],[87,62,88,65],[87,66,88,69],[87,70,88,75],[89,1,106,2],[89,3,90,9],[89,10,90,13],[89,14,90,15],[89,16,90,18],[89,19,90,22],[80,68,81,72],[80,73,81,75],[82,1,83,5],[82,6,83,8],[82,9,83,14],[82,15,83,20],[82,21,83,25],[82,26,83,28],[82,29,83,33],[82,34,83,36],[80,34,81,36],[80,40,81,44],[80,45,81,47],[80,48,81,53],[80,54,81,59],[80,60,81,67],[80,1,81,5],[80,6,81,8],[80,9,81,14],[80,15,81,20],[80,21,81,28],[80,29,81,33],[82,68,83,72],[82,73,83,75],[78,45,79,47],[78,48,79,53],[78,54,79,59],[78,60,79,67],[78,68,79,72],[78,73,79,75],[76,68,77,72],[76,73,77,75],[78,1,79,5],[78,6,79,8],[78,9,79,14],[78,15,79,20],[78,21,79,28],[78,29,79,33],[78,34,79,36],[78,40,79,44],[76,34,77,36],[76,45,77,47],[76,48,77,53],[76,54,77,54],[76,55,77,59],[76,60,77,67],[76,6,77,8],[76,9,77,14],[74,73,75,75],[72,63,73,65],[72,66,73,75],[74,1,77,5],[74,6,75,8],[74,9,75,14],[74,15,75,20],[74,21,75,28],[74,29,75,33],[74,34,75,36],[74,40,77,44],[76,15,77,15],[76,16,77,20],[76,21,77,28],[76,29,77,33],[74,45,75,47],[74,48,75,53],[74,54,75,59],[74,60,75,67],[74,68,75,72],[70,63,71,65],[70,66,71,75],[72,1,73,1],[72,2,73,5],[72,6,73,23],[72,24,73,26],[72,27,73,36],[72,40,73,40],[72,41,73,44],[72,45,73,62],[70,1,71,5],[70,6,71,23],[70,24,71,26],[70,27,71,36],[70,40,71,44],[70,45,71,62],[67,1,67,21],[67,40,67,60],[60,6,61,12],[60,13,61,14],[60,15,61,36],[60,45,61,51],[60,52,61,53],[60,54,61,75],[43,1,61,5],[43,6,43,14],[43,15,43,36],[46,45,47,51],[46,52,47,53],[46,54,47,75],[44,6,45,12],[44,13,45,14],[44,15,45,36],[44,45,45,51],[44,52,45,53],[44,54,45,75],[56,6,57,12],[56,13,57,14],[56,15,57,36],[56,45,57,51],[56,52,57,53],[56,54,57,75],[62,1,65,5],[62,6,65,36],[62,40,65,44],[62,45,65,75],[54,6,55,12],[54,13,55,14],[54,15,55,36],[54,45,55,51],[54,52,55,53],[54,54,55,75],[52,6,53,12],[52,13,53,14],[52,15,53,36],[52,45,53,51],[52,52,53,53],[52,54,53,75],[43,40,61,44],[43,45,43,53],[43,54,43,75],[46,6,47,12],[46,13,47,14],[46,15,47,36],[58,6,59,12],[58,13,59,14],[58,15,59,36],[58,45,59,51],[58,52,59,53],[58,54,59,75],[50,6,51,12],[50,13,51,14],[50,15,51,36],[50,45,51,51],[50,52,51,53],[50,54,51,75],[37,46,38,48],[37,49,38,75],[39,6,42,6],[39,7,40,9],[39,10,40,36],[39,45,42,45],[39,46,40,48],[39,49,40,75],[41,7,42,9],[41,10,42,36],[41,46,42,48],[41,49,42,75],[48,6,49,12],[48,13,49,14],[48,15,49,36],[48,45,49,51],[48,52,49,53],[48,54,49,75],[33,1,34,5],[33,6,34,9],[33,10,34,16],[33,17,34,20],[33,21,34,24],[33,25,34,31],[33,64,34,70],[33,71,34,75],[35,1,42,5],[35,6,38,6],[35,7,36,9],[35,10,36,36],[35,40,42,44],[35,45,38,45],[35,46,36,48],[35,49,36,75],[33,32,34,36],[33,40,34,44],[33,45,34,48],[33,49,34,55],[33,56,34,59],[33,60,34,63],[37,7,38,9],[37,10,38,36],[28,45,29,48],[28,49,29,55],[28,56,29,59],[28,60,29,63],[28,64,29,70],[28,71,29,75],[26,64,27,65],[26,66,27,75],[28,1,32,5],[28,6,29,9],[28,10,29,16],[28,17,29,20],[28,21,29,24],[28,25,29,31],[28,32,29,36],[28,40,32,44],[24,1,27,5],[30,6,32,9],[30,10,32,36],[30,45,32,48],[30,49,32,75],[24,60,25,61],[24,62,25,75],[26,6,27,7],[26,8,27,20],[26,21,27,24],[26,25,27,26],[26,27,27,36],[26,45,27,46],[26,47,27,59],[26,60,27,63],[24,8,25,20],[24,21,25,22],[24,23,25,36],[24,40,27,44],[24,47,25,59],[20,1,23,5],[20,6,23,36],[20,40,23,44],[20,45,23,75],[10,66,11,75],[12,1,13,5],[12,6,13,23],[12,24,13,26],[12,27,13,36],[12,40,13,44],[12,45,13,62],[12,63,13,65],[12,66,13,75],[8,66,9,75],[10,1,11,5],[10,6,11,23],[10,24,11,26],[10,27,11,36],[10,40,11,44],[10,45,11,62],[10,63,11,65],[16,1,19,5],[16,6,19,36],[16,40,19,44],[16,45,19,75],[8,1,9,1],[8,2,9,5],[8,6,9,23],[8,24,9,26],[8,27,9,36],[8,40,9,40],[8,41,9,44],[8,45,9,62],[8,63,9,65],[3,1,3,9],[3,10,3,21],[4,1,4,21],[6,1,7,5],[6,6,7,23],[6,24,7,36],[6,40,7,44],[6,45,7,62],[6,63,7,75]]}
[]
[]
[]
[null,{"$f":"IF(COUNTIF(表紙!J21,\"*診断*\"),\"4．診断報告書\",\"5．実施計画書\")","v":"4．診断報告書"},null,null,null,null,null,null,null,null,"---",null,null,null,null,null,null,null,null,null,null,null,null,null,null,null,null,null,null,null,null,null,null,null,null,null,null,null,null,null,"記入例及び注記",null,null,null,null,null,null,null,"セル色凡例",null,null,null,null,null,"直接入力",null,null,null,null,"選択",null,null,null,"自動計算",null,null,null,null,null,null,null,null,null,null,null,null,null,null,null,null,null,null,null,null,null,null,null,null,"セル色の表示／非表示"]
[null,"対策個票",null,null,null,null,null,null,null,null,null,null,null,null,null,null,null,null,null,null,null,null,null,null,null,null,null,null,null,null,null,null,null,null,null,null,null,null,null,null,"（セルのメモやテキストボックスによる注記は移動できます）",null,null,null,null,null,null,null,null,null,null,null,null,null,null,null,null,null,null,null,null,null,null,null,null,null,null,null,null,null,null,null,null,null,null,null,null,null,null,null,null,null,null,null,null,null,null,null,false]
[]
[null,"対策の種類\n[対策個票番号]",null,null,null,null,"対策名称",null,null,null,null,null,null,null,null,null,null,null,null,null,null,null,null,null,"対策メニュー番号・メニュー名",null,null,null,null,null,null,null,null,null,null,null,null,null,null,null,"対策の種類\n[対策個票番号]",null,null,null,null,"対策名称",null,null,null,null,null,null,null,null,null,null,null,null,null,null,null,null,null,"対策メニュー番号・メニュー名"]
[]
[null,{"$f":"RIGHT(CELL(\"filename\",B7),(LEN(CELL(\"filename\",B7))-FIND(\"票\",CELL(\"filename\",B7))))","v":"7"},{"$f":"IF(Y9=\"\",\"\",VLOOKUP(Y9,対策メニューリスト,3,FALSE))","v":""},null,null,null,null,null,null,null,null,null,null,null,null,null,null,null,null,null,null,null,null,null,null,null,null,{"$f":"IF(Y9=\"\",\"\",VLOOKUP(Y9,対策メニューリスト,2,FALSE))","v":""},null,null,null,null,null,null,null,null,null,null,null,null,6,"燃料転換",null,null,null,"ボイラーの燃料転換",null,null,null,null,null,null,null,null,null,null,null,null,null,null,null,null,null,12142,null,null,"重油焚きからガス焚きボイラへの燃料転換",null,null,null,null,null,null,null,null,null,null,null,null,null,null,null,null,null,null,null,null,null,null,null,"課題番号"]
[null,null,null,null,null,null,null,null,null,null,null,null,null,null,null,null,null,null,null,null,null,null,null,null,null,null,null,null,null,null,null,null,null,null,null,null,null,null,null,null,null,null,null,null,null,null,null,null,null,null,null,null,null,null,null,null,null,null,null,null,null,null,null,null,null,null,null,null,null,null,null,null,null,null,null,null,null,null,null,null,null,null,null,null,null,null,null,null,"(課題1)",null,{"$f":"MID(B19,2,3)","v":""}]
[null,"工程名",null,null,null,null,null,null,null,null,null,null,null,null,null,null,null,null,null,null,null,null,null,null,"対象/\n既存設備",null,null,null,null,null,null,null,null,null,null,null,null,null,null,null,"工程名",null,null,null,null,"原料加熱",null,null,null,null,null,null,null,null,null,null,null,null,null,null,null,null,null,"対象/\n既存設備",null,null,"重油焚き蒸気ボイラー",null,null,null,null,null,null,null,null,null,null,null,null,null,null,null,null,null,null,null,null,null,"(課題2)"]
[null,null,null,null,null,null,null,null,null,null,null,null,null,null,null,null,null,null,null,null,null,null,null,null,null,null,null,null,null,null,null,null,null,null,null,null,null,null,null,null,null,null,null,null,null,null,null,null,null,null,null,null,null,null,null,null,null,null,null,null,null,null,null,null,null,null,null,null,null,null,null,null,null,null,null,null,null,null,null,null,null,null,null,null,null,null,null,null,"(課題3)"]
[null,"システム／\n設備区分名",null,null,null,null,{"$f":"IF(Y9=\"\",\"\",VLOOKUP(Y9,対策メニューリスト,4,FALSE))","v":""},null,null,null,null,null,null,null,null,null,null,null,null,null,null,null,null,null,"導入設備",null,null,null,null,null,null,null,null,null,null,null,null,null,null,null,"システム／\n設備区分名",null,null,null,null,"蒸気システム",null,null,null,null,null,null,null,null,null,null,null,null,null,null,null,null,null,"導入設備",null,null,"ガス焚き蒸気ボイラー",null,null,null,null,null,null,null,null,null,null,null,null,null,null,null,null,null,null,null,null,null,"(課題4)"]
[null,null,null,null,null,null,null,null,null,null,null,null,null,null,null,null,null,null,null,null,null,null,null,null,null,null,null,null,null,null,null,null,null,null,null,null,null,null,null,null,null,null,null,null,null,null,null,null,null,null,null,null,null,null,null,null,null,null,null,null,null,null,null,null,null,null,null,null,null,null,null,null,null,null,null,null,null,null,null,null,null,null,null,null,null,null,null,null,"(課題5)"]
[null,null,null,null,null,null,null,null,null,null,null,null,null,null,null,null,null,null,null,null,null,null,null,null,null,null,null,null,null,null,null,null,null,null,null,null,null,null,null,null,null,null,null,null,null,null,null,null,null,null,null,null,null,null,null,null,null,null,null,null,null,null,null,null,null,null,null,null,null,null,null,null,null,null,null,null,null,null,null,null,null,null,null,null,null,null,null,null,"(課題6)"]
[null,"１．対策概要",null,null,null,null,null,null,null,null,null,null,null,null,null,null,null,null,null,null,null,null,null,null,null,null,null,null,null,null,null,null,null,null,null,null,null,null,null,null,"１．対策概要",null,null,null,null,null,null,null,null,null,null,null,null,null,null,null,null,null,null,null,null,null,null,null,null,null,null,null,null,null,null,null,null,null,null,null,null,null,null,null,null,null,null,null,null,null,null,null,"(課題7)"]
[null,"現状と課題",null,null,null,null,null,null,null,null,null,null,null,null,null,null,null,null,null,null,null,null,null,null,null,null,null,null,null,null,null,null,null,null,null,null,null,null,null,null,"現状と課題",null,null,null,null,"現用のボイラーが更新時期を超えている。またA重油を使用した蒸気ボイラーが使用されており、CO2排出量が過多となっている",null,null,null,null,null,null,null,null,null,null,null,null,null,null,null,null,null,null,null,null,null,null,null,null,null,null,null,null,null,null,null,null,null,null,null,null,null,null,null,null,null,null,"(課題8)"]
[null,null,null,null,null,null,null,null,null,null,null,null,null,null,null,null,null,null,null,null,null,null,null,null,null,null,null,null,null,null,null,null,null,null,null,null,null,null,null,null,null,null,null,null,null,null,null,null,null,null,null,null,null,null,null,null,null,null,null,null,null,null,null,null,null,null,null,null,null,null,null,null,null,null,null,null,null,null,null,null,null,null,null,null,null,null,null,null,"(課題9)"]
[null,null,null,null,null,null,null,null,null,null,null,null,null,null,null,null,null,null,null,null,null,null,null,null,null,null,null,null,null,null,null,null,null,null,null,null,null,null,null,null,null,null,null,null,null,null,null,null,null,null,null,null,null,null,null,null,null,null,null,null,null,null,null,null,null,null,null,null,null,null,null,null,null,null,null,null,null,null,null,null,null,null,null,null,null,null,null,null,"(課題10)"]
[null,null,null,null,null,null,null,null,null,null,null,null,null,null,null,null,null,null,null,null,null,null,null,null,null,null,null,null,null,null,null,null,null,null,null,null,null,null,null,null,null,null,null,null,null,null,null,null,null,null,null,null,null,null,null,null,null,null,null,null,null,null,null,null,null,null,null,null,null,null,null,null,null,null,null,null,null,null,null,null,null,null,null,null,null,null,null,null,"(課題11)"]
[null,"対策の概要",null,null,null,null,null,null,null,null,null,null,null,null,null,null,null,null,null,null,null,null,null,null,null,null,null,null,null,null,null,null,null,null,null,null,null,null,null,null,"対策の概要",null,null,null,null,"A重油焚きボイラーから気体燃料ボイラーに更新することで、熱効率向上による燃料使用量の削減、CO2排出量の削減を目指す",null,null,null,null,null,null,null,null,null,null,null,null,null,null,null,null,null,null,null,null,null,null,null,null,null,null,null,null,null,null,null,null,null,null,null,null,null,null,null,null,null,null,"(課題12)"]
[null,null,null,null,null,null,null,null,null,null,null,null,null,null,null,null,null,null,null,null,null,null,null,null,null,null,null,null,null,null,null,null,null,null,null,null,null,null,null,null,null,null,null,null,null,null,null,null,null,null,null,null,null,null,null,null,null,null,null,null,null,null,null,null,null,null,null,null,null,null,null,null,null,null,null,null,null,null,null,null,null,null,null,null,null,null,null,null,"(課題13)"]
[null,null,null,null,null,null,null,null,null,null,null,null,null,null,null,null,null,null,null,null,null,null,null,null,null,null,null,null,null,null,null,null,null,null,null,null,null,null,null,null,null,null,null,null,null,null,null,null,null,null,null,null,null,null,null,null,null,null,null,null,null,null,null,null,null,null,null,null,null,null,null,null,null,null,null,null,null,null,null,null,null,null,null,null,null,null,null,null,"(課題14)"]
[null,null,null,null,null,null,null,null,null,null,null,null,null,null,null,null,null,null,null,null,null,null,null,null,null,null,null,null,null,null,null,null,null,null,null,null,null,null,null,null,null,null,null,null,null,null,null,null,null,null,null,null,null,null,null,null,null,null,null,null,null,null,null,null,null,null,null,null,null,null,null,null,null,null,null,null,null,null,null,null,null,null,null,null,null,null,null,null,"(課題15)"]
[null,"対策の種別",null,null,null,null,null,null,"受診事業者からの診断要請あり",null,null,null,null,null,null,null,null,null,null,null,null,null,null,"設備寿命による交換提案",null,null,null,null,null,null,null,null,null,null,null,null,null,null,null,null,"対策の種別",null,null,null,null,null,null,"受診事業者からの診断要請あり",null,null,null,null,null,null,null,null,null,null,null,null,null,null,"設備寿命による交換提案",null,null,null,null,null,null,null,null,null,null,null,null,null,null,null,null,null,null,null,null,null,null,null,null,null,"(課題16)",null,false,{"$f":"IF(CM25=TRUE,\"○\",\"―\")","v":"―"},"診断要請"]
[null,null,null,null,null,null,null,null,null,null,null,null,null,null,null,null,null,null,null,null,null,null,null,null,null,null,null,null,null,null,null,null,null,null,null,null,null,null,null,null,null,null,null,null,null,null,null,null,null,null,null,null,null,null,null,null,null,null,null,null,null,null,null,null,null,null,null,null,null,null,null,null,null,null,null,null,null,null,null,null,null,null,null,null,null,null,null,null,"(課題17)",null,false,{"$f":"IF(CM26=TRUE,\"○\",\"―\")","v":"―"},"設備寿命"]
[null,null,null,null,null,null,null,null,"推奨対策",null,null,null,null,null,null,null,null,null,null,null,null,"DXシステム",null,null,null,null,null,"DXシステム計測結果に基づく対策",null,null,null,null,null,null,null,null,null,null,null,null,null,null,null,null,null,null,null,"推奨対策",null,null,null,null,null,null,null,null,null,null,null,null,"DXシステム",null,null,null,null,null,"DXシステム計測結果に基づく対策",null,null,null,null,null,null,null,null,null,null,null,null,null,null,null,null,null,null,null,null,null,"(課題18)",null,false,{"$f":"IF(CM27=TRUE,\"○\",\"―\")","v":"―"},"推奨対策"]
[null,null,null,null,null,null,null,null,null,null,null,null,null,null,null,null,null,null,null,null,null,null,null,null,null,null,null,null,null,null,null,null,null,null,null,null,null,null,null,null,null,null,null,null,null,null,null,null,null,null,null,null,null,null,null,null,null,null,null,null,null,null,null,null,null,null,null,null,null,null,null,null,null,null,null,null,null,null,null,null,null,null,null,null,null,null,null,null,"(課題19)",null,false,{"$f":"IF(CM28=TRUE,\"○\",\"―\")","v":"―"},"DX計測対策"]
[null,"対策の\n効果・効用",null,null,null,null,"CO2削減\n効果",null,null,null,{"$f":"IF(J75=\"\",\"\",J75)","v":0},null,null,null,null,null,null,"t-CO2/年",null,null,null,"運転コスト\n削減効果",null,null,null,{"$f":"IF(J79=\"\",\"\",J79)","v":0},null,null,null,null,null,null,"千円/年 (b)",null,null,null,null,null,null,null,"対策の\n効果・効用",null,null,null,null,"CO2削減\n効果",null,null,null,200.37600000000003,null,null,null,null,null,null,"t-CO2/年",null,null,null,"運転コスト\n削減効果",null,null,null,600,null,null,null,null,null,null,"千円/年 (b)",null,null,null,null,null,null,null,null,null,null,null,null,null,null,null,null,"(課題20)"]
[]
[null,null,null,null,null,null,"その他の\n効果・効用",null,null,null,null,null,null,null,null,null,null,null,null,null,null,null,null,null,null,null,null,null,null,null,null,null,null,null,null,null,null,null,null,null,null,null,null,null,null,"その他の\n効果・効用",null,null,null,"気体燃料に変更することにより燃焼時に発生するすすが低減されます。そのため、ボイラーの伝熱面が汚れにくくなり効率低下の防止につながります。また、定期的なスートブロー（すす吹き）等の作業回数を減らすことができます。"]
[]
[]
[null,"導入コストと投資回収年数",null,null,null,null,"導入コスト",null,null,null,{"$f":"IF(AD75=\"\",\"\",AD75)","v":0},null,null,null,null,null,null,"千円 (a)",null,null,null,"単純投資\n回収年数",null,null,null,{"$f":"IF(AD83=\"\",\"\",AD83)","v":"---"},null,null,null,null,null,null,"年 (a/b)",null,null,null,null,null,null,null,"導入コストと投資回収年数",null,null,null,null,"導入コスト",null,null,null,3000,null,null,null,null,null,null,"千円 (a)",null,null,null,"単純投資\n回収年数",null,null,null,5,null,null,null,null,null,null,"年 (a/b)"]
[]
[null,"活用可能な\n補助制度",null,null,null,null,1,"名称",null,null,null,null,null,null,null,null,null,null,null,null,null,null,null,null,null,null,null,null,null,null,null,null,null,null,null,null,null,null,null,null,"活用可能な\n補助制度",null,null,null,null,1,"名称",null,null,"環境省SHIFT事業 設備更新補助金",null,null,null,null,null,null,null,null,null,null,null,null,null,null,null,null,null,null,null,null,null,null,null,null,null,null,null,null,null,null,null,null,null,null,null,null,null,null,null,{"$f":"IF(OR(K36=\"\",COUNTIF(K36,\"*なし*\"),COUNTIF(K36,\"*無し*\")),0,1)","v":0}]
[]
[null,null,null,null,null,null,null,"概要",null,null,null,null,null,null,null,null,null,null,null,null,null,null,null,null,null,null,null,null,null,null,null,null,null,null,null,null,null,null,null,null,null,null,null,null,null,null,"概要"]
[]
[null,null,null,null,null,null,2,"名称",null,null,null,null,null,null,null,null,null,null,null,null,null,null,null,null,null,null,null,null,null,null,null,null,null,null,null,null,null,null,null,null,null,null,null,null,null,2,"名称",null,null,null,null,null,null,null,null,null,null,null,null,null,null,null,null,null,null,null,null,null,null,null,null,null,null,null,null,null,null,null,null,null,null,null,null,null,null,null,null,null,null,{"$f":"IF(OR(K40=\"\",COUNTIF(K40,\"*なし*\"),COUNTIF(K40,\"*無し*\")),0,1)","v":0}]
[null,null,null,null,null,null,null,null,null,null,null,null,null,null,null,null,null,null,null,null,null,null,null,null,null,null,null,null,null,null,null,null,null,null,null,null,null,null,null,null,null,null,null,null,null,null,null,null,null,null,null,null,null,null,null,null,null,null,null,null,null,null,null,null,null,null,null,null,null,null,null,null,null,null,null,null,null,null,null,null,null,null,null,null,null,null,null,null,"合計",{"$f":"SUM(CL36:CL40)","v":0}]
[null,null,null,null,null,null,null,"概要",null,null,null,null,null,null,null,null,null,null,null,null,null,null,null,null,null,null,null,null,null,null,null,null,null,null,null,null,null,null,null,null,null,null,null,null,null,null,"概要",null,null,null,null,null,null,null,null,null,null,null,null,null,null,null,null,null,null,null,null,null,null,null,null,null,null,null,null,null,null,null,null,null,null,null,null,null,null,null,null,null,"あり/なし",{"$f":"IF(CL41>=1,\"あり\",\"―\")","v":"―"}]
[]
[null,"制約条件\n（有り＝○）",null,null,null,null,"対策実施における制約条件",null,null,null,null,null,null,null,null,"備考（対応策等）",null,null,null,null,null,null,null,null,null,null,null,null,null,null,null,null,null,null,null,null,null,null,null,null,"制約条件\n（有り＝○）",null,null,null,null,"対策実施における制約条件",null,null,null,null,null,null,null,null,"備考（対応策等）"]
[null,null,null,null,null,null,"初期コスト",null,null,null,null,null,null,null,null,null,null,null,null,null,null,null,null,null,null,null,null,null,null,null,null,null,null,null,null,null,null,null,null,null,null,null,null,null,null,"初期コスト",null,null,null,null,null,null,"○",null,"既存設備の撤去費やガス引き込み費が必要です。補助金を利用することで初期費用の圧縮が可能です。",null,null,null,null,null,null,null,null,null,null,null,null,null,null,null,null,null,null,null,null,null,null,null,null,null,null,null,null,null,null,null,null,null,null,"制約条件の個数"]
[null,null,null,null,null,null,null,null,null,null,null,null,null,null,null,null,null,null,null,null,null,null,null,null,null,null,null,null,null,null,null,null,null,null,null,null,null,null,null,null,null,null,null,null,null,null,null,null,null,null,null,null,null,null,null,null,null,null,null,null,null,null,null,null,null,null,null,null,null,null,null,null,null,null,null,null,null,null,null,null,null,null,null,null,null,null,null,null,null,{"$f":"COUNTIF($N$45:$N$62,\"○\")","v":0}]
[null,null,null,null,null,null,"投資回収年数",null,null,null,null,null,null,null,null,null,null,null,null,null,null,null,null,null,null,null,null,null,null,null,null,null,null,null,null,null,null,null,null,null,null,null,null,null,null,"投資回収年数",null,null,null,null,null,null,"○",null,"ボイラー運転時間、都市ガス単価で変動します。",null,null,null,null,null,null,null,null,null,null,null,null,null,null,null,null,null,null,null,null,null,null,null,null,null,null,null,null,null,null,null,null,null,"○／―",{"$f":"IF(CL46>=1,\"あり\",\"―\")","v":"―"}]
[]
[null,null,null,null,null,null,"削減効果の不確実性",null,null,null,null,null,null,null,null,null,null,null,null,null,null,null,null,null,null,null,null,null,null,null,null,null,null,null,null,null,null,null,null,null,null,null,null,null,null,"削減効果の不確実性"]
[]
[null,null,null,null,null,null,"設置スペース",null,null,null,null,null,null,null,null,null,null,null,null,null,null,null,null,null,null,null,null,null,null,null,null,null,null,null,null,null,null,null,null,null,null,null,null,null,null,"設置スペース"]
[]
[null,null,null,null,null,null,"既存の設備・生産ラインへの適合",null,null,null,null,null,null,null,null,null,null,null,null,null,null,null,null,null,null,null,null,null,null,null,null,null,null,null,null,null,null,null,null,null,null,null,null,null,null,"既存の設備・生産ラインへの適合"]
[]
[null,null,null,null,null,null,"対策実施による操業への影響",null,null,null,null,null,null,null,null,null,null,null,null,null,null,null,null,null,null,null,null,null,null,null,null,null,null,null,null,null,null,null,null,null,null,null,null,null,null,"対策実施による操業への影響"]
[]
[null,null,null,null,null,null,"故障・不具合のリスク",null,null,null,null,null,null,null,null,null,null,null,null,null,null,null,null,null,null,null,null,null,null,null,null,null,null,null,null,null,null,null,null,null,null,null,null,null,null,"故障・不具合のリスク"]
[]
[null,null,null,null,null,null,"他の提案対策との相反性",null,null,null,null,null,null,null,null,null,null,null,null,null,null,null,null,null,null,null,null,null,null,null,null,null,null,null,null,null,null,null,null,null,null,null,null,null,null,"他の提案対策との相反性",null,null,null,null,null,null,"―"]
[]
[null,null,null,null,null,null,"その他",null,null,null,null,null,null,null,null,null,null,null,null,null,null,null,null,null,null,null,null,null,null,null,null,null,null,null,null,null,null,null,null,null,null,null,null,null,null,"その他"]
[]
[null,"補足・備考",null,null,null,null,null,null,null,null,null,null,null,null,null,null,null,null,null,null,null,null,null,null,null,null,null,null,null,null,null,null,null,null,null,null,null,null,null,null,"補足・備考"]
[]
[]
[]
[]
[null,{"$f":"\"対策個票\"&$B$9","v":"対策個票7"},null,null,null,null,null,null,null,null,null,null,null,null,null,null,null,null,null,null,null,null,null,null,null,null,null,null,null,null,null,null,null,null,null,null,null,null,null,null,"対策個票1"]
[]
[null,"２．削減効果根拠",null,null,null,null,null,null,null,null,null,null,null,null,null,null,null,null,null,null,null,null,null,null,null,null,null,null,null,null,null,null,null,null,null,null,null,null,null,null,"２．削減効果根拠"]
[null,"対策の種類\n[対策個票番号]",null,null,null,null,"対策名称",null,null,null,null,null,null,null,null,null,null,null,null,null,null,null,null,null,"対象/\n既存設備",null,null,{"$f":"IF($AB$11=\"\",\"\",$AB$11)","v":""},null,null,null,null,null,null,null,null,null,null,null,null,"対策の種類\n[対策個票番号]",null,null,null,null,"対策名称",null,null,null,null,null,null,null,null,null,null,null,null,null,null,null,null,null,"対象/\n既存設備",null,null,"重油焚き蒸気ボイラー"]
[]
[null,{"$f":"$B$9","v":"7"},{"$f":"IF($C$9=\"\",\"\",$C$9)","v":""},null,null,null,{"$f":"IF($G$9=\"\",\"\",$G$9)","v":""},null,null,null,null,null,null,null,null,null,null,null,null,null,null,null,null,null,"導入設備",null,null,{"$f":"IF($AB$13=\"\",\"\",$AB$13)","v":""},null,null,null,null,null,null,null,null,null,null,null,null,6,"燃料転換",null,null,null,"ボイラーの燃料転換",null,null,null,null,null,null,null,null,null,null,null,null,null,null,null,null,null,"導入設備",null,null,"ガス焚き蒸気ボイラー"]
[]
[null,"CO2削減効果",null,null,null,null,"削減量",null,null,{"$f":"X98-X119","v":0},null,null,null,null,null,"t-CO2/年(d)",null,null,null,null,null,"設備等導入コスト合計\n（工事費等込み）",null,null,null,null,null,null,null,{"$f":"SUM(AD77:AH82)","v":0},null,null,null,null,"千円(a)",null,null,null,null,null,"CO2削減効果",null,null,null,null,"削減量",null,null,200.37600000000003,null,null,null,null,null,"t-CO2/年(d)",null,null,null,null,null,"設備等導入コスト合計\n（工事費等込み）",null,null,null,null,null,null,null,3000,null,null,null,null,"千円(a)"]
[]
[null,null,null,null,null,null,"削減率",null,null,{"$f":"IFERROR(J75/'511脱炭素化計画'!$Q$11*100,\"---\")","v":0},null,null,null,null,null,"％","（工場・事業場基準年度排出量との比）",null,null,null,null,"（設備等名称・台数）",null,null,null,null,null,null,null,null,null,null,null,null,"千円",null,null,null,null,null,null,null,null,null,null,"削減率",null,null,16.698,null,null,null,null,null,"％","（工場・事業場基準年度排出量との比）",null,null,null,null,"ガス炊貫流ボイラー・\n1台",null,null,null,null,null,null,null,3000,null,null,null,null,"千円"]
[]
[null,"運転コスト\n削減効果",null,null,null,null,"削減額",null,null,{"$f":"AF106-AF127","v":0},null,null,null,null,null,"千円/年(b)",null,null,null,null,null,"（設備等名称・台数）",null,null,null,null,null,null,null,null,null,null,null,null,"千円",null,null,null,null,null,"運転コスト\n削減効果",null,null,null,null,"削減額",null,null,600,null,null,null,null,null,"千円/年(b)",null,null,null,null,null,"（設備等名称・台数）",null,null,null,null,null,null,null,null,null,null,null,null,"千円"]
[]
[null,"エネルギー\n削減効果",null,null,null,null,"削減量",null,null,{"$f":"CH95-CH102","v":0},null,null,null,null,null,"GJ換算値/年(e)",null,null,null,null,null,"（設備等名称・台数）",null,null,null,null,null,null,null,null,null,null,null,null,"千円",null,null,null,null,null,"エネルギー\n削減効果",null,null,null,null,"削減量",null,null,1070,null,null,null,null,null,"GJ換算値(e)",null,null,null,null,null,"（設備等名称・台数）",null,null,null,null,null,null,null,null,null,null,null,null,"千円"]
[]
[null,"脱炭素化指標（削減効果）",null,null,null,null,"(d)/(e)",null,null,{"$f":"IFERROR(J75/J81,\"---\")","v":"---"},null,null,null,null,null,"（GJ削減効果あたりのCO2削減効果）",null,null,null,null,null,"投資回収年数",null,null,null,null,"(a)/(b)",null,null,{"$f":"IFERROR(IF(AD75/J79<0,\"---\",AD75/J79),\"---\")","v":"---"},null,null,null,null,"年",null,null,null,null,null,"脱炭素化指標（削減効果）",null,null,null,null,"(d)/GJ",null,null,0.1872672897196262,null,null,null,null,null,"（GJ削減効果あたりのCO2削減効果）",null,null,null,null,null,"投資回収年数",null,null,null,null,"(a)/(b)",null,null,5,null,null,null,null,"年"]
[]
[]
[null,"削減効果の算出",null,null,null,null,null,null,null,null,null,null,null,null,null,null,null,null,null,null,null,null,null,null,null,null,null,null,null,null,null,null,null,null,null,null,null,null,null,null,"削減効果の算出",null,null,null,null,null,null,null,null,null,null,null,null,null,null,null,null,null,null,null,null,null,null,null,null,null,null,null,null,null,null,null,null,null,null,null,null,"※実施【前】と実施【計画】に分けることが難しい場合の注記\n\n「対策実施【前】」にエネルギー消費削減量を記載し、「対策実施【後】」は空欄としてください。"]
[null,null,null,null,null,null,null,null,null,null,null,null,null,null,null,null,null,null,null,null,null,null,null,null,null,null,null,null,null,null,null,null,null,null,null,null,null,null,null,null,null,null,null,null,null,null,null,null,null,null,null,null,null,null,null,null,null,null,null,null,null,null,null,null,null,null,null,null,null,null,null,null,null,null,null,null,null,null,null,null,null,"脱炭素化指標のための活動量のGJ換算値"]
[null,"前",null,"活動種別",null,null,null,null,null,null,"年間活動量",null,null,null,null,null,"変換係数",null,null,null,null,null,null,"CO2排出量\n(t-CO2/年)",null,null,null,"単価(千円)",null,null,null,"運転コスト\n(千円/年)",null,null,null,null,null,null,null,null,"前",null,"活動種別",null,null,null,null,null,null,"年間活動量",null,null,null,null,null,"変換係数",null,null,null,null,null,null,"CO2排出量\n(t-CO2/年)",null,null,null,"単価(千円)",null,null,null,"運転コスト\n(千円/年)"]
[null,null,null,null,null,null,null,null,null,null,null,null,null,null,null,null,null,null,null,null,null,null,null,null,null,null,null,null,null,null,null,null,null,null,null,null,null,null,null,null,null,null,null,null,null,null,null,null,null,null,null,null,null,null,null,null,null,null,null,null,null,null,null,null,null,null,null,null,null,null,null,null,null,null,null,null,null,null,null,null,null,"前"]
[{"$f":"IF($D90=\"\",\"\",VLOOKUP($D90,排出係数と単価2,10,FALSE))","v":""},"対策実施【前】",null,null,null,null,null,null,null,null,null,null,null,null,{"$f":"IF($D90=\"\",\"\",VLOOKUP($D90,排出係数と単価2,2,FALSE))","v":""},null,{"$f":"IF($D90=\"\",\"\",IF(A90=1,VLOOKUP($D90,排出係数と単価2,5,FALSE),VLOOKUP($D90,排出係数と単価2,3,FALSE)*VLOOKUP($D90,排出係数と単価2,5,FALSE)))","v":""},null,null,{"$f":"IF($D90=\"\",\"\",\"t-CO2/\"&$O90)","v":""},null,null,null,{"$f":"IF(OR(K90=\"\",Q90=\"\"),\"\",K90*Q90)","v":""},null,null,null,{"$f":"IF($D90=\"\",\"\",VLOOKUP($D90,排出係数と単価2,7,FALSE))","v":""},null,null,null,{"$f":"IF(OR(K90=\"\",AB90=\"\"),\"\",K90*AB90)","v":""},null,null,null,null,null,null,null,null,"対策実施【前】",null,"A重油",null,null,null,null,null,null,200,null,null,null,"kl",null,2.7096300000000002,null,null,"tCO2/kl",null,null,null,541.92600000000004,null,null,null,60,null,null,null,12000,null,null,null,null,null,null,null,null,null,null,"計算種別","活動種別","活動量","単位発熱量","GJ換算量"]
[null,null,null,null,null,null,null,null,null,null,null,null,null,null,null,null,null,null,null,null,null,null,null,null,null,null,null,null,null,null,null,null,null,null,null,null,null,null,null,null,null,null,null,null,null,null,null,null,null,null,null,null,null,null,null,null,null,null,null,null,null,null,null,null,null,null,null,null,null,null,null,null,null,null,null,null,null,null,null,null,null,{"$f":"A90","v":""},{"$f":"IF(COUNTIF($D90,\"*系統電力*\"),\"*系統電力*\",IF(COUNTIF($D90,\"*産業用蒸気*\"),\"*産業用蒸気*\",IF(COUNTIF($D90,\"*温水*\"),\"*温水*\",IF(COUNTIF($D90,\"*冷水*\"),\"*冷水*\",IF(COUNTIF($D90,\"*蒸気（産業用以外）*\"),\"*蒸気（産業用以外）*\",$D90)))))","v":0},{"$f":"K90","v":0},{"$f":"IFERROR(VLOOKUP($CE91,電力等のGJ換算係数,2,FALSE),IF(VLOOKUP($CE91,排出係数と単価1,3,FALSE)=\"\",\"\",VLOOKUP($CE91,排出係数と単価1,3,FALSE)))","v":{"$error":"#N/A"}},{"$f":"IFERROR(CF91*CG91,\"---\")","v":"---"}]
[{"$f":"IF($D92=\"\",\"\",VLOOKUP($D92,排出係数と単価2,10,FALSE))","v":""},null,null,null,null,null,null,null,null,null,null,null,null,null,{"$f":"IF($D92=\"\",\"\",VLOOKUP($D92,排出係数と単価2,2,FALSE))","v":""},null,{"$f":"IF($D92=\"\",\"\",IF(A92=1,VLOOKUP($D92,排出係数と単価2,5,FALSE),VLOOKUP($D92,排出係数と単価2,3,FALSE)*VLOOKUP($D92,排出係数と単価2,5,FALSE)))","v":""},null,null,{"$f":"IF($D92=\"\",\"\",\"t-CO2/\"&$O92)","v":""},null,null,null,{"$f":"IF(OR(K92=\"\",Q92=\"\"),\"\",K92*Q92)","v":""},null,null,null,{"$f":"IF($D92=\"\",\"\",VLOOKUP($D92,排出係数と単価2,7,FALSE))","v":""},null,null,null,{"$f":"IF(OR(K92=\"\",AB92=\"\"),\"\",K92*AB92)","v":""},null,null,null,null,null,null,null,null,null,null,null,null,null,null,null,null,null,null,null,null,null,null,null,"",null,null,"",null,null,null,"",null,null,null,"",null,null,null,"",null,null,null,null,null,null,null,null,null,null,{"$f":"A92","v":""},{"$f":"IF(COUNTIF($D92,\"*系統電力*\"),\"*系統電力*\",IF(COUNTIF($D92,\"*産業用蒸気*\"),\"*産業用蒸気*\",IF(COUNTIF($D92,\"*温水*\"),\"*温水*\",IF(COUNTIF($D92,\"*冷水*\"),\"*冷水*\",IF(COUNTIF($D92,\"*蒸気（産業用以外）*\"),\"*蒸気（産業用以外）*\",$D92)))))","v":0},{"$f":"K92","v":0},{"$f":"IFERROR(VLOOKUP($CE92,電力等のGJ換算係数,2,FALSE),IF(VLOOKUP($CE92,排出係数と単価1,3,FALSE)=\"\",\"\",VLOOKUP($CE92,排出係数と単価1,3,FALSE)))","v":{"$error":"#N/A"}},{"$f":"IFERROR(CF92*CG92,\"---\")","v":"---"}]
[null,null,null,null,null,null,null,null,null,null,null,null,null,null,null,null,null,null,null,null,null,null,null,null,null,null,null,null,null,null,null,null,null,null,null,null,null,null,null,null,null,null,null,null,null,null,null,null,null,null,null,null,null,null,null,null,null,null,null,null,null,null,null,null,null,null,null,null,null,null,null,null,null,null,null,null,null,"※「低炭素系統電力への変更」対策の場合の注記\n\n■実施【前】の活動の種別は、「系統電力」\n 　を選択してください。\n 　実施【計画】の活動の種別は、「系統電力\n 　切替先」を選択してください。\n\n■系統電力切替先は、排出係数が\n 　0.00025t-CO2/kWh未満（固定） の\n　 メニューのみが対象です。\n 　排出係数及び単価等の情報は、\n　  ［排出係数・単価表］にて入力して\n 　ください。\n\n",null,null,null,{"$f":"A94","v":""},{"$f":"IF(COUNTIF($D94,\"*系統電力*\"),\"*系統電力*\",IF(COUNTIF($D94,\"*産業用蒸気*\"),\"*産業用蒸気*\",IF(COUNTIF($D94,\"*温水*\"),\"*温水*\",IF(COUNTIF($D94,\"*冷水*\"),\"*冷水*\",IF(COUNTIF($D94,\"*蒸気（産業用以外）*\"),\"*蒸気（産業用以外）*\",$D94)))))","v":0},{"$f":"K94","v":0},{"$f":"IFERROR(VLOOKUP($CE93,電力等のGJ換算係数,2,FALSE),IF(VLOOKUP($CE93,排出係数と単価1,3,FALSE)=\"\",\"\",VLOOKUP($CE93,排出係数と単価1,3,FALSE)))","v":{"$error":"#N/A"}},"---"]
[{"$f":"IF($D94=\"\",\"\",VLOOKUP($D94,排出係数と単価2,10,FALSE))","v":""},null,null,null,null,null,null,null,null,null,null,null,null,null,{"$f":"IF($D94=\"\",\"\",VLOOKUP($D94,排出係数と単価2,2,FALSE))","v":""},null,{"$f":"IF($D94=\"\",\"\",IF(A94=1,VLOOKUP($D94,排出係数と単価2,5,FALSE),VLOOKUP($D94,排出係数と単価2,3,FALSE)*VLOOKUP($D94,排出係数と単価2,5,FALSE)))","v":""},null,null,{"$f":"IF($D94=\"\",\"\",\"t-CO2/\"&$O94)","v":""},null,null,null,{"$f":"IF(OR(K94=\"\",Q94=\"\"),\"\",K94*Q94)","v":""},null,null,null,{"$f":"IF($D94=\"\",\"\",VLOOKUP($D94,排出係数と単価2,7,FALSE))","v":""},null,null,null,{"$f":"IF(OR(K94=\"\",AB94=\"\"),\"\",K94*AB94)","v":""},null,null,null,null,null,null,null,null,null,null,null,null,null,null,null,null,null,null,null,null,null,null,null,"",null,null,"",null,null,null,"",null,null,null,"",null,null,null,"",null,null,null,null,null,null,null,null,null,null,{"$f":"A96","v":""},{"$f":"IF(COUNTIF($D96,\"*系統電力*\"),\"*系統電力*\",IF(COUNTIF($D96,\"*産業用蒸気*\"),\"*産業用蒸気*\",IF(COUNTIF($D96,\"*温水*\"),\"*温水*\",IF(COUNTIF($D96,\"*冷水*\"),\"*冷水*\",IF(COUNTIF($D96,\"*蒸気（産業用以外）*\"),\"*蒸気（産業用以外）*\",$D96)))))","v":0},{"$f":"K96","v":0},{"$f":"IFERROR(VLOOKUP($CE94,電力等のGJ換算係数,2,FALSE),IF(VLOOKUP($CE94,排出係数と単価1,3,FALSE)=\"\",\"\",VLOOKUP($CE94,排出係数と単価1,3,FALSE)))","v":{"$error":"#N/A"}},"---"]
[null,null,null,null,null,null,null,null,null,null,null,null,null,null,null,null,null,null,null,null,null,null,null,null,null,null,null,null,null,null,null,null,null,null,null,null,null,null,null,null,null,null,null,null,null,null,null,null,null,null,null,null,null,null,null,null,null,null,null,null,null,null,null,null,null,null,null,null,null,null,null,null,null,null,null,null,null,null,null,null,null,null,null,null,"合計",{"$f":"SUM(CH91:CH94)","v":0}]
[{"$f":"IF($D96=\"\",\"\",VLOOKUP($D96,排出係数と単価2,10,FALSE))","v":""},null,null,null,null,null,null,null,null,null,null,null,null,null,{"$f":"IF($D96=\"\",\"\",VLOOKUP($D96,排出係数と単価2,2,FALSE))","v":""},null,{"$f":"IF($D96=\"\",\"\",IF(A96=1,VLOOKUP($D96,排出係数と単価2,5,FALSE),VLOOKUP($D96,排出係数と単価2,3,FALSE)*VLOOKUP($D96,排出係数と単価2,5,FALSE)))","v":""},null,null,{"$f":"IF($D96=\"\",\"\",\"t-CO2/\"&$O96)","v":""},null,null,null,{"$f":"IF(OR(K96=\"\",Q96=\"\"),\"\",K96*Q96)","v":""},null,null,null,{"$f":"IF($D96=\"\",\"\",VLOOKUP($D96,排出係数と単価2,7,FALSE))","v":""},null,null,null,{"$f":"IF(OR(K96=\"\",AB96=\"\"),\"\",K96*AB96)","v":""},null,null,null,null,null,null,null,null,null,null,null,null,null,null,null,null,null,null,null,null,null,null,null,"",null,null,"",null,null,null,"",null,null,null,"",null,null,null,"",null,null,null,null,null,null,null,null,null,null,"計画"]
[null,null,null,null,null,null,null,null,null,null,null,null,null,null,null,null,null,null,null,null,null,null,null,null,null,null,null,null,null,null,null,null,null,null,null,null,null,null,null,null,null,null,null,null,null,null,null,null,null,null,null,null,null,null,null,null,null,null,null,null,null,null,null,null,null,null,null,null,null,null,null,null,null,null,null,null,null,null,null,null,null,"計算種別","活動種別","活動量","単位発熱量","GJ換算量"]
[null,null,null,null,null,null,null,null,null,null,null,null,null,null,null,null,"合計(f1)",null,null,null,null,null,null,{"$f":"SUM(X90:X97)","v":0},null,null,null,"合計",null,null,null,{"$f":"SUM(AF90:AF97)","v":0},null,null,null,null,null,null,null,null,null,null,null,null,null,null,null,null,null,null,null,null,null,null,null,"合計",null,null,null,null,null,null,541.92600000000004,null,null,null,"合計",null,null,null,12000,null,null,null,null,null,null,null,null,null,null,{"$f":"A111","v":""},{"$f":"IF(COUNTIF($D111,\"*系統電力*\"),\"*系統電力*\",IF(COUNTIF($D111,\"*産業用蒸気*\"),\"*産業用蒸気*\",IF(COUNTIF($D111,\"*温水*\"),\"*温水*\",IF(COUNTIF($D111,\"*冷水*\"),\"*冷水*\",IF(COUNTIF($D111,\"*蒸気（産業用以外）*\"),\"*蒸気（産業用以外）*\",$D111)))))","v":0},{"$f":"K111","v":0},{"$f":"IFERROR(VLOOKUP($CE98,電力等のGJ換算係数,2,FALSE),IF(VLOOKUP($CE98,排出係数と単価1,3,FALSE)=\"\",\"\",VLOOKUP($CE98,排出係数と単価1,3,FALSE)))","v":{"$error":"#N/A"}},{"$f":"IFERROR(CF98*CG98,\"---\")","v":"---"}]
[null,null,null,null,null,null,null,null,null,null,null,null,null,null,null,null,null,null,null,null,null,null,null,null,null,null,null,null,null,null,null,null,null,null,null,null,null,null,null,null,null,null,null,null,null,null,null,null,null,null,null,null,null,null,null,null,null,null,null,null,null,null,null,null,null,null,null,null,null,null,null,null,null,null,null,null,null,null,null,null,null,{"$f":"A113","v":""},{"$f":"IF(COUNTIF($D113,\"*系統電力*\"),\"*系統電力*\",IF(COUNTIF($D113,\"*産業用蒸気*\"),\"*産業用蒸気*\",IF(COUNTIF($D113,\"*温水*\"),\"*温水*\",IF(COUNTIF($D113,\"*冷水*\"),\"*冷水*\",IF(COUNTIF($D113,\"*蒸気（産業用以外）*\"),\"*蒸気（産業用以外）*\",$D113)))))","v":0},{"$f":"K113","v":0},{"$f":"IFERROR(VLOOKUP($CE99,電力等のGJ換算係数,2,FALSE),IF(VLOOKUP($CE99,排出係数と単価1,3,FALSE)=\"\",\"\",VLOOKUP($CE99,排出係数と単価1,3,FALSE)))","v":{"$error":"#N/A"}},{"$f":"IFERROR(CF99*CG99,\"---\")","v":"---"}]
[null,null,null,"脱炭素化指標（状況）",null,null,null,null,null,null,null,null,null,null,null,null,"その他の運転コスト\n（運転・管理費、用水費、薬品費等）",null,null,null,null,null,null,null,null,null,null,null,null,null,null,"その他運転コスト\n(千円/年)",null,null,null,null,null,null,null,null,null,null,"脱炭素化指標（状況）",null,null,null,null,null,null,null,null,null,null,null,null,"その他の運転コスト\n（運転・管理費、用水費、薬品費等）",null,null,null,null,null,null,null,null,null,null,null,null,null,null,"その他運転コスト\n(千円/年)",null,null,null,null,null,null,null,null,null,null,{"$f":"A115","v":""},{"$f":"IF(COUNTIF($D115,\"*系統電力*\"),\"*系統電力*\",IF(COUNTIF($D115,\"*産業用蒸気*\"),\"*産業用蒸気*\",IF(COUNTIF($D115,\"*温水*\"),\"*温水*\",IF(COUNTIF($D115,\"*冷水*\"),\"*冷水*\",IF(COUNTIF($D115,\"*蒸気（産業用以外）*\"),\"*蒸気（産業用以外）*\",$D115)))))","v":0},{"$f":"K115","v":0},{"$f":"IFERROR(VLOOKUP($CE100,電力等のGJ換算係数,2,FALSE),IF(VLOOKUP($CE100,排出係数と単価1,3,FALSE)=\"\",\"\",VLOOKUP($CE100,排出係数と単価1,3,FALSE)))","v":{"$error":"#N/A"}},"---"]
[null,null,null,null,null,null,null,null,null,null,null,null,null,null,null,null,null,null,null,null,null,null,null,null,null,null,null,null,null,null,null,null,null,null,null,null,null,null,null,null,null,null,null,null,null,null,null,null,null,null,null,null,null,null,null,null,null,null,null,null,null,null,null,null,null,null,null,null,null,null,null,null,null,null,null,null,null,null,null,null,null,{"$f":"A117","v":""},{"$f":"IF(COUNTIF($D117,\"*系統電力*\"),\"*系統電力*\",IF(COUNTIF($D117,\"*産業用蒸気*\"),\"*産業用蒸気*\",IF(COUNTIF($D117,\"*温水*\"),\"*温水*\",IF(COUNTIF($D117,\"*冷水*\"),\"*冷水*\",IF(COUNTIF($D117,\"*蒸気（産業用以外）*\"),\"*蒸気（産業用以外）*\",$D117)))))","v":0},{"$f":"K117","v":0},{"$f":"IFERROR(VLOOKUP($CE101,電力等のGJ換算係数,2,FALSE),IF(VLOOKUP($CE101,排出係数と単価1,3,FALSE)=\"\",\"\",VLOOKUP($CE101,排出係数と単価1,3,FALSE)))","v":{"$error":"#N/A"}},"---"]
[null,null,null,"CO2排出量(f1)",null,null,null,null,null,null,{"$f":"X98","v":0},null,null,"t-CO2/年",null,null,null,null,null,null,null,null,null,null,null,null,null,null,null,null,null,null,null,null,null,null,null,null,null,null,null,null,"CO2排出量(f1)",null,null,null,null,null,null,541.92600000000004,null,null,"t-CO2/年",null,null,"ボイラー定期点検費用",null,null,null,null,null,null,null,null,null,null,null,null,null,null,30,null,null,null,null,null,null,null,null,null,null,null,null,null,"合計",{"$f":"SUM(CH98:CH101)","v":0}]
[]
[null,null,null,"エネルギー消費量(g1)",null,null,null,null,null,null,{"$f":"CH95","v":0},null,null,"GJ換算値/年",null,null,null,null,null,null,null,null,null,null,null,null,null,null,null,null,null,null,null,null,null,null,null,null,null,null,null,null,"エネルギー消費量(g1)",null,null,null,null,null,null,7820,null,null,"GJ/年"]
[]
[null,null,null,"脱炭素化指標（状況）",null,null,null,null,null,null,{"$f":"IFERROR(K102/K104,\"---\")","v":"---"},null,null,"(f1)/(g1)",null,null,"運転コスト合計",null,null,null,null,null,null,null,null,null,null,null,null,null,null,{"$f":"AF98+AF102+AF104","v":0},null,null,null,null,null,null,null,null,null,null,"脱炭素化指標（状況）",null,null,null,null,null,null,6.93E-2,null,null,"(f1)/(g1)",null,null,"運転コスト合計",null,null,null,null,null,null,null,null,null,null,null,null,null,null,12030]
[null,null,null,null,null,null,null,null,null,null,null,null,null,null,null,null,null,null,null,null,null,null,null,null,null,null,null,null,null,null,null,null,null,null,null,null,null,null,null,null,null,null,null,null,null,null,null,null,null,null,null,null,null,null,null,null,null,null,null,null,null,null,null,null,null,null,null,null,null,null,null,null,null,null,null,null,null,"※活動種別「系統電力」に関する注記\n\n買電はすべて「系統電力」を選択してください。\n（「系統電力切替先」は低炭素系統電力への変更対策を記述する際にのみ使用してください。）"]
[]
[null,"計画",null,"活動種別",null,null,null,null,null,null,"年間活動量",null,null,null,null,null,"変換係数",null,null,null,null,null,null,"CO2排出量\n(t-CO2/年)",null,null,null,"単価(千円)",null,null,null,"運転コスト\n(千円/年)",null,null,null,null,null,null,null,null,"計画",null,"活動種別",null,null,null,null,null,null,"年間活動量",null,null,null,null,null,"変換係数",null,null,null,null,null,null,"CO2排出量\n(t-CO2/年)",null,null,null,"単価(千円)",null,null,null,"運転コスト\n(千円/年)"]
[]
[{"$f":"IF($D111=\"\",\"\",VLOOKUP($D111,排出係数と単価2,10,FALSE))","v":""},"対策実施【計画】",null,null,null,null,null,null,null,null,null,null,null,null,{"$f":"IF($D111=\"\",\"\",VLOOKUP($D111,排出係数と単価2,2,FALSE))","v":""},null,{"$f":"IF($D111=\"\",\"\",IF(A111=1,VLOOKUP($D111,排出係数と単価2,5,FALSE),VLOOKUP($D111,排出係数と単価2,3,FALSE)*VLOOKUP($D111,排出係数と単価2,5,FALSE)))","v":""},null,null,{"$f":"IF($D111=\"\",\"\",\"t-CO2/\"&$O111)","v":""},null,null,null,{"$f":"IF(OR(K111=\"\",Q111=\"\"),\"\",K111*Q111)","v":""},null,null,null,{"$f":"IF($D111=\"\",\"\",VLOOKUP($D111,排出係数と単価2,7,FALSE))","v":""},null,null,null,{"$f":"IF(OR(K111=\"\",AB111=\"\"),\"\",K111*AB111)","v":""},null,null,null,null,null,null,null,null,"対策実施【計画】",null,"都市ガス",null,null,null,null,null,null,150,null,null,null,"千Nm3",null,2.2770000000000001,null,null,"t-CO2/千Nm3",null,null,null,341.55,null,null,null,76,null,null,null,11400]
[]
[{"$f":"IF($D113=\"\",\"\",VLOOKUP($D113,排出係数と単価2,10,FALSE))","v":""},null,null,null,null,null,null,null,null,null,null,null,null,null,{"$f":"IF($D113=\"\",\"\",VLOOKUP($D113,排出係数と単価2,2,FALSE))","v":""},null,{"$f":"IF($D113=\"\",\"\",IF(A113=1,VLOOKUP($D113,排出係数と単価2,5,FALSE),VLOOKUP($D113,排出係数と単価2,3,FALSE)*VLOOKUP($D113,排出係数と単価2,5,FALSE)))","v":""},null,null,{"$f":"IF($D113=\"\",\"\",\"t-CO2/\"&$O113)","v":""},null,null,null,{"$f":"IF(OR(K113=\"\",Q113=\"\"),\"\",K113*Q113)","v":""},null,null,null,{"$f":"IF($D113=\"\",\"\",VLOOKUP($D113,排出係数と単価2,7,FALSE))","v":""},null,null,null,{"$f":"IF(OR(K113=\"\",AB113=\"\"),\"\",K113*AB113)","v":""},null,null,null,null,null,null,null,null,null,null,null,null,null,null,null,null,null,null,null,null,null,"",null,"",null,null,"",null,null,null,"",null,null,null,"",null,null,null,""]
[]
[{"$f":"IF($D115=\"\",\"\",VLOOKUP($D115,排出係数と単価2,10,FALSE))","v":""},null,null,null,null,null,null,null,null,null,null,null,null,null,{"$f":"IF($D115=\"\",\"\",VLOOKUP($D115,排出係数と単価2,2,FALSE))","v":""},null,{"$f":"IF($D115=\"\",\"\",IF(A115=1,VLOOKUP($D115,排出係数と単価2,5,FALSE),VLOOKUP($D115,排出係数と単価2,3,FALSE)*VLOOKUP($D115,排出係数と単価2,5,FALSE)))","v":""},null,null,{"$f":"IF($D115=\"\",\"\",\"t-CO2/\"&$O115)","v":""},null,null,null,{"$f":"IF(OR(K115=\"\",Q115=\"\"),\"\",K115*Q115)","v":""},null,null,null,{"$f":"IF($D115=\"\",\"\",VLOOKUP($D115,排出係数と単価2,7,FALSE))","v":""},null,null,null,{"$f":"IF(OR(K115=\"\",AB115=\"\"),\"\",K115*AB115)","v":""},null,null,null,null,null,null,null,null,null,null,null,null,null,null,null,null,null,null,null,null,null,"",null,"",null,null,"",null,null,null,"",null,null,null,"",null,null,null,""]
[]
[{"$f":"IF($D117=\"\",\"\",VLOOKUP($D117,排出係数と単価2,10,FALSE))","v":""},null,null,null,null,null,null,null,null,null,null,null,null,null,{"$f":"IF($D117=\"\",\"\",VLOOKUP($D117,排出係数と単価2,2,FALSE))","v":""},null,{"$f":"IF($D117=\"\",\"\",IF(A117=1,VLOOKUP($D117,排出係数と単価2,5,FALSE),VLOOKUP($D117,排出係数と単価2,3,FALSE)*VLOOKUP($D117,排出係数と単価2,5,FALSE)))","v":""},null,null,{"$f":"IF($D117=\"\",\"\",\"t-CO2/\"&$O117)","v":""},null,null,null,{"$f":"IF(OR(K117=\"\",Q117=\"\"),\"\",K117*Q117)","v":""},null,null,null,{"$f":"IF($D117=\"\",\"\",VLOOKUP($D117,排出係数と単価2,7,FALSE))","v":""},null,null,null,{"$f":"IF(OR(K117=\"\",AB117=\"\"),\"\",K117*AB117)","v":""},null,null,null,null,null,null,null,null,null,null,null,null,null,null,null,null,null,null,null,null,null,"",null,"",null,null,"",null,null,null,"",null,null,null,"",null,null,null,""]
[]
[null,null,null,null,null,null,null,null,null,null,null,null,null,null,null,null,"合計(f2)",null,null,null,null,null,null,{"$f":"SUM(X111:X118)","v":0},null,null,null,"合計",null,null,null,{"$f":"SUM(AF111:AF118)","v":0},null,null,null,null,null,null,null,null,null,null,null,null,null,null,null,null,null,null,null,null,null,null,null,"合計",null,null,null,null,null,null,341.55,null,null,null,"合計",null,null,null,11400]
[]
[null,null,null,"脱炭素化指標（状況）",null,null,null,null,null,null,null,null,null,null,null,null,"その他の運転コスト\n（運転・管理費、用水費、薬品費等）",null,null,null,null,null,null,null,null,null,null,null,null,null,null,"その他運転コスト\n(千円/年)",null,null,null,null,null,null,null,null,null,null,"脱炭素化指標（状況）",null,null,null,null,null,null,null,null,null,null,null,null,"その他の運転コスト\n（運転・管理費、用水費、薬品費等）",null,null,null,null,null,null,null,null,null,null,null,null,null,null,"その他運転コスト\n(千円/年)"]
[]
[null,null,null,"CO2排出量(f2)",null,null,null,null,null,null,{"$f":"X119","v":0},null,null,"t-CO2/年",null,null,null,null,null,null,null,null,null,null,null,null,null,null,null,null,null,null,null,null,null,null,null,null,null,null,null,null,"CO2排出量(f2)",null,null,null,null,null,null,341.55,null,null,"t-CO2/年",null,null,"ボイラー定期点検費用",null,null,null,null,null,null,null,null,null,null,null,null,null,null,30]
[]
[null,null,null,"エネルギー消費量(g2)",null,null,null,null,null,null,{"$f":"CH102","v":0},null,null,"GJ換算値/年",null,null,null,null,null,null,null,null,null,null,null,null,null,null,null,null,null,null,null,null,null,null,null,null,null,null,null,null,"エネルギー消費量(g2)",null,null,null,null,null,null,6750,null,null,"GJ/年"]
[]
[null,null,null,"脱炭素化指標（状況）",null,null,null,null,null,null,{"$f":"IFERROR(K123/K125,\"---\")","v":"---"},null,null,"(f2)/(g2)",null,null,"運転コスト合計",null,null,null,null,null,null,null,null,null,null,null,null,null,null,{"$f":"AF119+AF123+AF125","v":0},null,null,null,null,null,null,null,null,null,null,"脱炭素化指標（状況）",null,null,null,null,null,null,5.0599999999999999E-2,null,null,"(f2)/(g2)",null,null,"運転コスト合計",null,null,null,null,null,null,null,null,null,null,null,null,null,null,11430]
[]
[]
[]
[null,{"$f":"\"対策個票\"&$B$9","v":"対策個票7"},null,null,null,null,null,null,null,null,null,null,null,null,null,null,null,null,null,null,null,null,null,null,null,null,null,null,null,null,null,null,null,null,null,null,null,null,null,null,"対策個票1"]
[]
[null,"３．年間活動量の算出根拠",null,null,null,null,null,null,null,null,null,null,null,null,null,null,null,null,null,null,null,null,null,null,null,null,null,null,null,null,null,null,null,null,null,null,null,null,null,null,"３．年間活動量の算出根拠"]
[null,"対策実施【前】",null,null,null,null,null,null,null,null,null,null,null,null,null,null,null,null,null,null,null,null,null,null,null,null,null,null,null,null,null,null,null,null,null,null,null,null,null,null,"対策実施【前】"]
[null,"３－１．活動量（エネルギー使用量）把握方法・計算方法の説明",null,null,null,null,null,null,null,null,null,null,null,null,null,null,null,null,null,null,null,null,null,null,null,null,null,null,null,null,null,null,null,null,null,null,null,null,null,null,"３－１．活動量（エネルギー使用量）把握方法・計算方法の説明"]
[null,null,null,null,null,null,null,null,null,null,null,null,null,null,null,null,null,null,null,null,null,null,null,null,null,null,null,null,null,null,null,null,null,null,null,null,null,null,null,null,null,"■要点を第三者が読んで理解できるように記述してください。\n■DXシステムによる計測結果に基づく対策の場合は、DXシステムを利用したことを明示してください。"]
[]
[]
[null,"３－２．活動量（エネルギー使用量）の計算",null,null,null,null,null,null,null,null,null,null,null,null,null,null,null,null,null,null,null,null,null,null,null,null,null,null,null,null,null,null,null,null,null,null,null,null,null,null,"３－２．活動量（エネルギー使用量）の計算"]
[]
[null,null,null,null,null,null,null,null,null,null,null,null,null,null,null,null,null,null,null,null,null,null,null,null,null,null,null,null,null,null,null,null,null,null,null,null,null,null,null,null,null,"※【他の記入欄にも共通する注意事項】\n\n■第三者が読んで理解できるように記述してください。\n\n■スペースが足りない場合には、[別紙]として新規シートを追加し、当該対策個票の別紙であることがわかるようなシート名称\n　 にして使用してください。記入欄には、別紙がある旨を明記してください。\n　 その他、※別紙シートを利用する場合の注記を参照してください。\n\n■「SHIFT事業CO2削減対策の効果算定ガイドライン」を参照してください。",null,null,null,null,null,null,null,null,null,null,null,null,null,null,null,null,null,null,null,null,null,null,null,null,null,null,null,null,null,null,null,null,null,null,null,"※別紙シートを利用する場合の注記\n\n■別紙を追加・添付する場合は、\n　 本シートの記入欄に別紙の要点を記載\n　 してください。\n\n■別紙への参照を記述する際は、\n　 「別紙のとおり」ではなく、\n 　「別紙XXの何ページ、何行目～何行目の\n　 記載(YY)のとおり」 （XX、YYは通し番号）\n 　とする等、参照箇所を明示してください。\n　 なお、\n　 該当する別紙や記載には対応する通し\n 　番号(XX、YY)を打ち、\n 　本文と、該当する別紙や記載が\n 　１対１に対応するようにしてください。"]
[]
[]
[]
[]
[]
[]
[]
[]
[]
[null,"３－３．活動量（エネルギー使用量）の計算で使用した各数値の説明・根拠",null,null,null,null,null,null,null,null,null,null,null,null,null,null,null,null,null,null,null,null,null,null,null,null,null,null,null,null,null,null,null,null,null,null,null,null,null,null,"３－３．活動量（エネルギー使用量）の計算で使用した各数値の説明・根拠"]
[null,null,null,null,null,null,null,null,null,null,null,null,null,null,null,null,null,null,null,null,null,null,null,null,null,null,null,null,null,null,null,null,null,null,null,null,null,null,null,null,null,"■当該施設の特性、使用条件であることがわかるように記載してください。類似の設備、たとえば「40W型」だけでは活動量\n　 の確認ができませんので、当該設備のメーカー名、型番、仕様を根拠として記載してください。\n\n■計測値を記載する場合には、結果だけではなく計測対象・期間・装置・条件を明記してください。\n\n■同一の設備や類似の設備が別の個票にもある場合には、他の個票との関係が１対１でわかるようにしてください。たとえ\n　 ば、個票1に各個票の同一の設備や類似の設備の相互の関係がわかる表を添付することが考えられます。\n\n■数値の単位はSI単位で記述するよう努めてください。たとえば、機器銘板がkcal/h表示の場合には、そのままcal単位を\n　 使い続けずに、初めにkWへの換算を記載した上で、以降はkWで説明を行ってください。\n\n■DXシステムによる計測結果に基づく対策の場合は、DXシステムの計測結果を提示してください。"]
[]
[]
[]
[]
[]
[]
[]
[]
[]
[]
[]
[null,"対策実施【計画】",null,null,null,null,null,null,null,null,null,null,null,null,null,null,null,null,null,null,null,null,null,null,null,null,null,null,null,null,null,null,null,null,null,null,null,null,null,null,"対策実施【計画】"]
[null,"３－４．活動量（エネルギー使用量）把握方法・計算方法の説明",null,null,null,null,null,null,null,null,null,null,null,null,null,null,null,null,null,null,null,null,null,null,null,null,null,null,null,null,null,null,null,null,null,null,null,null,null,null,"３－４．活動量（エネルギー使用量）把握方法・計算方法の説明"]
[]
[null,null,null,null,null,null,null,null,null,null,null,null,null,null,null,null,null,null,null,null,null,null,null,null,null,null,null,null,null,null,null,null,null,null,null,null,null,null,null,null,null,"■要点を第三者が読んで理解できるように記述してください。"]
[]
[null,"３－５．活動量（エネルギー使用量）の計算",null,null,null,null,null,null,null,null,null,null,null,null,null,null,null,null,null,null,null,null,null,null,null,null,null,null,null,null,null,null,null,null,null,null,null,null,null,null,"３－５．活動量（エネルギー使用量）の計算"]
[]
[]
[]
[null,null,null,null,null,null,null,null,null,null,null,null,null,null,null,null,null,null,null,null,null,null,null,null,null,null,null,null,null,null,null,null,null,null,null,null,null,null,null,null,null,"■上記３－２の注記にある【他の記入欄にも共通する注意事項】を参照してください。\n\n■数値シミュレーションを使用する場合には、シミュレーションの計算式や考え方に加え、計算条件が該当事業所の状況\n　 に合致していることがわかるように記載してください。"]
[]
[]
[]
[]
[]
[]
[]
[null,"３－６．活動量（エネルギー使用量）の計算で使用した各数値の説明・根拠",null,null,null,null,null,null,null,null,null,null,null,null,null,null,null,null,null,null,null,null,null,null,null,null,null,null,null,null,null,null,null,null,null,null,null,null,null,null,"３－６．活動量（エネルギー使用量）の計算で使用した各数値の説明・根拠"]
[]
[null,null,null,null,null,null,null,null,null,null,null,null,null,null,null,null,null,null,null,null,null,null,null,null,null,null,null,null,null,null,null,null,null,null,null,null,null,null,null,null,null,"■当該施設の特性、使用条件であることがわかるように記載してください。類似の設備、たとえば「40W型」だけでは活動量\n　 の確認ができませんので、当該設備のメーカー名、型番、仕様を根拠として記載してください。\n\n■計測値を記載する場合には、結果だけではなく計測対象・期間・装置・条件を明記してください。\n\n■同一の設備や類似の設備が別の個票にもある場合には、他の個票との関係が１対１でわかるようにしてください。たとえ\n　 ば、個票1に各個票の同一の設備や類似の設備の相互の関係がわかる表を添付することが考えられます。\n\n■数値の単位はSI単位で記述するよう努めてください。たとえば、機器銘板がkcal/h表示の場合には、そのままcal単位を\n　 使い続けずに、初めにkWへの換算を記載した上で、以降はkWで説明を行ってください。"]
[]
[]
[]
[]
[]
[]
[]
[]
[]
[]
[null,{"$f":"\"対策個票\"&$B$9","v":"対策個票7"},null,null,null,null,null,null,null,null,null,null,null,null,null,null,null,null,null,null,null,null,null,null,null,null,null,null,null,null,null,null,null,null,null,null,null,null,null,null,"対策個票1"]
[]
[null,"４．実施方法",null,null,null,null,null,null,null,null,null,null,null,null,null,null,null,null,null,null,null,null,null,null,null,null,null,null,null,null,null,null,null,null,null,null,null,null,null,null,"４．実施方法"]
[null,"４－１．実施手順/実施に関する注意事項",null,null,null,null,null,null,null,null,null,null,null,null,null,null,null,null,null,null,null,null,null,null,null,null,null,null,null,null,null,null,null,null,null,null,null,null,null,null,"４－１．実施手順/実施に関する注意事項",null,null,null,null,null,null,null,null,null,null,null,null,null,null,null,null,null,null,null,null,null,null,null,null,null,null,null,null,null,null,null,null,null,null,null,null,"※別紙シートを利用する場合の注記\n\n■別紙を追加・添付する場合は、\n　 本シートの記入欄に別紙の要点を記載\n　 してください。\n\n■別紙への参照を記述する際は、\n　 「別紙のとおり」ではなく、\n 　「別紙XXの何ページ、何行目～何行目の\n　 記載(YY)のとおり」 （XX、YYは通し番号）\n 　とする等、参照箇所を明示してください。\n　 なお、\n　 該当する別紙や記載には対応する通し\n 　番号(XX、YY)を打ち、\n 　本文と、該当する別紙や記載が\n 　１対１に対応するようにしてください。"]
[]
[null,null,null,null,null,null,null,null,null,null,null,null,null,null,null,null,null,null,null,null,null,null,null,null,null,null,null,null,null,null,null,null,null,null,null,null,null,null,null,null,null,"■対策を具体的に進めるために必要な実施方法や手順を記載\n 　してください。\n 　例えば、\n　 ・運用改善対策の場合は、新たな運用規定の内容や、\n　　 周知の仕方など。\n　 ・設備導入対策の場合は、設備仕様や必要コスト、また国への\n 　　届出が必要な設備機器の場合には、その申請方法や申請の\n　　 タイミングなど。\n\n■スペースが足りない場合には、[別紙]として新規シートを追加し、\n　 当該対策個票の別紙であることがわかるようなシート名称にして\n 　使用してください。記入欄には、別紙がある旨を明記してください。\n　 その他、※別紙シートを利用する場合の注記を参照してください。"]
[]
[]
[]
[]
[]
[]
[]
[]
[]
[]
[]
[]
[]
[]
[]
[]
[]
[]
[]
[]
[]
[null,"４－２．［設備導入等］既存設備と導入設備の仕様（能力等）比較、及び導入設備の能力が適切であることの説明\n　　　　［運用改善等］対策実施前後の運用条件の比較、及び対策が問題なく実行できることの説明",null,null,null,null,null,null,null,null,null,null,null,null,null,null,null,null,null,null,null,null,null,null,null,null,null,null,null,null,null,null,null,null,null,null,null,null,null,null,"４－２．［設備導入等］既存設備と導入設備の仕様（能力等）比較、及び導入設備の能力が適切であることの説明\n　　　　［運用改善等］対策実施前後の運用条件の比較、及び対策が問題なく実行できることの説明"]
[]
[null,null,null,null,null,null,null,null,null,null,null,null,null,null,null,null,null,null,null,null,null,null,null,null,null,null,null,null,null,null,null,null,null,null,null,null,null,null,null,null,null,"■既存設備と導入設備の能力（出力）が定量的に比較できるように記載してください。たとえば、設備導入前と設備導入後\n　 で能力比較ができる表（下記記入例参照）を記載してください。\n\n■特に、既存設備よりも導入設備の能力（出力）の方が大きくなる場合には、「別紙のとおり」だけでは確認困難なため、\n　 本欄と別紙の該当箇所とで１対１の対応がつくようにした上で、本欄に説明を記載してください。\n　 ※別紙シートを利用する場合の注記を参照してください。"]
[]
[]
[]
[]
[]
[]
[]
[]
[null,null,null,null,null,null,null,null,null,null,null,null,null,null,null,null,null,null,null,null,null,null,null,null,null,null,null,null,null,null,null,null,null,null,null,null,null,null,null,null,null,null,null,null,null,null,"記入例:重油炊きボイラーからガス炊きボイラーへの設備更新前後の仕様比較"]
[null,null,null,null,null,null,null,null,null,null,null,null,null,null,null,null,null,null,null,null,null,null,null,null,null,null,null,null,null,null,null,null,null,null,null,null,null,null,null,null,null,null,null,null,null,null,"項目",null,null,null,null,null,null,null,"設備導入前",null,null,null,null,null,null,null,"設備導入後"]
[null,null,null,null,null,null,null,null,null,null,null,null,null,null,null,null,null,null,null,null,null,null,null,null,null,null,null,null,null,null,null,null,null,null,null,null,null,null,null,null,null,null,null,null,null,null,"設備名",null,null,null,null,null,null,null,"重油炊きボイラー",null,null,null,null,null,null,null,"ガス炊きボイラー"]
[null,null,null,null,null,null,null,null,null,null,null,null,null,null,null,null,null,null,null,null,null,null,null,null,null,null,null,null,null,null,null,null,null,null,null,null,null,null,null,null,null,null,null,null,null,null,"台数",null,null,null,null,null,null,null,1,null,null,null,null,null,null,null,1]
[null,null,null,null,null,null,null,null,null,null,null,null,null,null,null,null,null,null,null,null,null,null,null,null,null,null,null,null,null,null,null,null,null,null,null,null,null,null,null,null,null,null,null,null,null,null,"燃料",null,null,null,null,null,null,null,"A重油",null,null,null,null,null,null,null,"都市ガス"]
[null,null,null,null,null,null,null,null,null,null,null,null,null,null,null,null,null,null,null,null,null,null,null,null,null,null,null,null,null,null,null,null,null,null,null,null,null,null,null,null,null,null,null,null,null,null,"相当蒸発量（kg/ｈ）",null,null,null,null,null,null,null,1000,null,null,null,null,null,null,null,1000]
[null,null,null,null,null,null,null,null,null,null,null,null,null,null,null,null,null,null,null,null,null,null,null,null,null,null,null,null,null,null,null,null,null,null,null,null,null,null,null,null,null,null,null,null,null,null,"設計効率（％）",null,null,null,null,null,null,null,90,null,null,null,null,null,null,null,97]
[null,null,null,null,null,null,null,null,null,null,null,null,null,null,null,null,null,null,null,null,null,null,null,null,null,null,null,null,null,null,null,null,null,null,null,null,null,null,null,null,null,null,null,null,null,null,"定格燃焼量（L/h）",null,null,null,null,null,null,null,68.3,null,null,null,null,null,null,null,57.3]
[]
[]
[]
[]
[]
[null,"４－３．法定耐用年数",null,null,null,null,null,null,null,null,null,null,null,null,null,null,null,null,null,null,null,null,null,null,null,null,null,null,null,null,null,null,null,null,null,null,null,null,null,null,"４－３．法定耐用年数"]
[null,"導入設備",null,null,{"$f":"IF($AB$13=\"\",\"\",$AB$13)","v":""},null,null,null,null,null,null,null,null,null,"用途・\n目的",null,null,null,null,null,null,null,null,null,null,null,null,null,null,null,null,null,null,null,null,null,null,null,null,null,"導入設備",null,null,"ガス焚き蒸気ボイラー",null,null,null,null,null,null,null,null,null,"用途・\n目的",null,null,"原料加熱"]
[]
[null,"耐用年数省令別表の記載事項",null,null,null,null,null,null,null,null,null,null,null,null,null,null,null,null,null,null,null,null,null,null,null,null,null,null,null,null,null,null,null,null,null,null,null,null,null,null,"耐用年数省令別表の記載事項"]
[null,"別表の名称",null,null,null,null,null,null,null,null,null,null,null,null,null,null,null,null,null,null,null,null,null,null,null,null,null,null,null,null,null,null,null,null,null,null,null,null,null,null,"別表の名称",null,null,null,null,null,"別表第２ 機械及び装置の耐用年数表"]
[null,"[種類]または[番号]",null,null,null,null,null,null,null,null,null,null,null,null,null,null,null,null,null,null,null,null,null,null,null,null,null,null,null,null,null,null,null,null,null,null,null,null,null,null,"[種類]または[番号]",null,null,null,null,null,1]
[null,"[構造又は用途]、または[設備の種類]",null,null,null,null,null,null,null,null,null,null,null,null,null,null,null,null,null,null,null,null,null,null,null,null,null,null,null,null,null,null,null,null,null,null,null,null,null,null,"[構造又は用途]、または[設備の種類]",null,null,null,null,null,"食料品製造業用設備"]
[]
[null,"細目",null,null,null,null,null,null,null,null,null,null,null,null,null,null,null,null,null,null,null,null,null,null,null,null,null,null,null,null,null,null,null,null,null,null,null,null,null,null,"細目",null,null,null,null,null,"---"]
[]
[null,"法定耐用年数 (年)",null,null,null,null,null,null,null,null,null,null,null,null,null,null,null,null,null,null,null,null,null,null,null,null,null,null,null,null,null,null,null,null,null,null,null,null,null,null,"法定耐用年数 (年)",null,null,null,null,null,10]
[]
[null,{"$f":"\"対策個票\"&$B$9","v":"対策個票7"},null,null,null,null,null,null,null,null,null,null,null,null,null,null,null,null,null,null,null,null,null,null,null,null,null,null,null,null,null,null,null,null,null,null,null,null,null,null,"対策個票1"]
[null,null,null,null,null,null,null,null,null,null,null,null,null,null,null,null,null,null,null,null,null,null,null,null,null,null,null,null,null,null,null,null,null,null,null,null,null,null,null,null,"※実施計画書Cを選択している場合、5ページ目（5.実施計画…）の作成は不要です。"]
[null,"５．実施計画、CO2削減計画、投資回収計画",null,null,null,null,null,null,null,null,null,null,null,null,null,null,null,null,null,null,null,null,null,null,null,null,null,null,null,null,null,null,null,null,null,null,null,null,null,null,"５．実施計画、CO2削減計画、投資回収計画"]
[null,"対策の種類\n[対策個票番号]",null,null,null,null,"対策名称",null,null,null,null,null,null,null,null,null,null,null,null,null,null,null,null,null,"対象/\n既存設備",null,null,{"$f":"IF($AB$11=\"\",\"\",$AB$11)","v":""},null,null,null,null,null,null,null,null,null,null,null,null,"対策の種類\n[対策個票番号]",null,null,null,null,"対策名称",null,null,null,null,null,null,null,null,null,null,null,null,null,null,null,null,null,"対象/\n既存設備",null,null,"重油焚き蒸気ボイラー",null,null,null,null,null,null,null,null,null,null,null,null,null,null,"※「完了時期」に関する注記\n\n■「完了時期」として選択する年月は、\n　 対策の運用準備が整い、\n　 翌月1日には対策による効果が発生している月\n　 としてください。\n　 対策の運用開始は、「完了」年月内あるいは翌月1日\n　 からのいずれの可能性もあります。\n 　段階的に設備を導入し利用を開始する対策（例：LED\n 　の導入）の場合には、すべての対象エリア（効果算定\n　 をした範囲）を考慮して完了年月を選択してください。\n\n　 例えば、\n 　・運用改善対策の場合は、\n　　 新たな運用の準備が完了した年月\n　　（完了月内または翌月1日から新運用が開始され、\n　　　翌月1日からCO2削減効果が発生している）。\n 　・設備導入対策の場合は、\n 　　施工や引き渡しが完了した年月\n　　（完了月内または翌月1日から新たに導入した設備\n　　の運転が開始され、翌月1日からCO2削減効果が\n　　発生している）。"]
[]
[null,{"$f":"$B$9","v":"7"},{"$f":"IF($C$9=\"\",\"\",$C$9)","v":""},null,null,null,{"$f":"IF($G$9=\"\",\"\",$G$9)","v":""},null,null,null,null,null,null,null,null,null,null,null,null,null,null,null,null,null,"導入設備",null,null,{"$f":"IF($AB$13=\"\",\"\",$AB$13)","v":""},null,null,null,null,null,null,null,null,null,null,null,null,6,"燃料転換",null,null,null,"ボイラーの燃料転換",null,null,null,null,null,null,null,null,null,null,null,null,null,null,null,null,null,"導入設備",null,null,"ガス焚き蒸気ボイラー"]
[]
[]
[null,null,null,null,null,null,null,null,null,null,null,null,null,null,null,null,null,"計画年度",null,null,null,null,null,null,null,null,null,null,null,null,null,null,null,null,null,null,null,null,null,null,null,null,null,null,null,null,null,null,null,null,null,null,null,null,null,null,"計画年度",null,null,null,null,null,null,null,null,null,null,null,null,null,null,null,null,null,null,null,null,null,null,null,null,null,null,null,null,null,null,null,"計画年度1",null,"計画年度2",null,"計画年度3",null,"計画年度4",null,"計画年度5"]
[null,null,null,null,null,null,null,null,null,null,null,null,null,null,null,null,null,{"$f":"IF('511脱炭素化計画'!$AQ24=\"\",\"\",'511脱炭素化計画'!$AQ24)","v":""},null,null,null,{"$f":"IF('511脱炭素化計画'!$AT24=\"\",\"\",'511脱炭素化計画'!$AT24)","v":"目標年度"},null,null,null,{"$f":"IF('511脱炭素化計画'!$AW24=\"\",\"\",'511脱炭素化計画'!$AW24)","v":""},null,null,null,{"$f":"IF('511脱炭素化計画'!$AZ24=\"\",\"\",'511脱炭素化計画'!$AZ24)","v":""},null,null,null,{"$f":"IF('511脱炭素化計画'!$BC24=\"\",\"\",'511脱炭素化計画'!$BC24)","v":""},null,null,null,null,null,null,null,null,null,null,null,null,null,null,null,null,null,null,null,null,null,null,"",null,null,null,"目標年度",null,null,null,null,null,null,null,"",null,null,null,null,null,null,null,null,null,null,null,null,null,null,null,null,null,null,null,{"$f":"$R$272","v":0},{"$f":"$T$272","v":0},{"$f":"$V$272","v":0},{"$f":"$X$272","v":0},{"$f":"$Z$272","v":0},{"$f":"$AB$272","v":0},{"$f":"$AD$272","v":0},{"$f":"$AF$272","v":0},{"$f":"$AH$272","v":0},{"$f":"$AJ$272","v":0}]
[null,null,null,null,null,null,null,null,null,null,null,null,null,null,null,null,null,{"$f":"IF('511脱炭素化計画'!$AQ25=\"\",\"\",'511脱炭素化計画'!$AQ25)","v":"令和6年度"},null,null,null,{"$f":"IF('511脱炭素化計画'!$AT25=\"\",\"\",'511脱炭素化計画'!$AT25)","v":"令和7年度"},null,null,null,{"$f":"IF('511脱炭素化計画'!$AW25=\"\",\"\",'511脱炭素化計画'!$AW25)","v":"令和8年度"},null,null,null,{"$f":"IF('511脱炭素化計画'!$AZ25=\"\",\"\",'511脱炭素化計画'!$AZ25)","v":"令和9年度"},null,null,null,{"$f":"IF('511脱炭素化計画'!$BC25=\"\",\"\",'511脱炭素化計画'!$BC25)","v":"令和10年度"},null,null,null,null,null,null,null,null,null,null,null,null,null,null,null,null,null,null,null,null,null,null,"令和6年度",null,null,null,"令和7年度",null,null,null,"令和8年度",null,null,null,"令和9年度",null,null,null,"令和10年度",null,null,null,null,null,null,null,null,null,null,null,null,null,null,null,{"$f":"$R$267","v":"令和6年度"},{"$f":"$R$267","v":"令和6年度"},{"$f":"$V$267","v":"令和7年度"},{"$f":"$V$267","v":"令和7年度"},{"$f":"$Z$267","v":"令和8年度"},{"$f":"$Z$267","v":"令和8年度"},{"$f":"$AD$267","v":"令和9年度"},{"$f":"$AD$267","v":"令和9年度"},{"$f":"$AH$267","v":"令和10年度"},{"$f":"$AH$267","v":"令和10年度"},{"$f":"\"令和\"&MID(CS267,3,2)+1&\"年度\"","v":"令和11年度"},{"$f":"\"令和\"&MID(CT267,3,2)+1&\"年度\"","v":"令和11年度"}]
[null,"５－１．実施計画",null,null,null,null,null,null,null,null,null,null,null,null,null,null,null,null,null,null,null,null,null,null,null,null,null,null,null,null,null,null,null,null,null,null,null,null,null,null,"５－１．実施計画"]
[null,null,null,null,null,"着手時期",null,null,null,null,null,"完了時期",null,null,null,null,null,"着手～完了期間",null,null,null,null,null,null,null,null,null,null,null,null,null,null,null,null,null,null,null,null,null,null,null,null,null,null,"着手時期",null,null,null,null,null,"完了時期",null,null,null,null,null,"着手～完了期間"]
[null,null,null,"年度",null,{"$f":"IFERROR(HLOOKUP(\"着手\",$CK$266:$CT$271,2,FALSE),\"\")","v":""},null,null,null,null,null,{"$f":"IFERROR(HLOOKUP(\"完了\",$CK$266:$CT$271,2,FALSE),\"\")","v":""},null,null,null,null,null,null,null,null,null,null,null,null,null,null,null,null,null,null,null,null,null,null,null,null,null,null,null,null,null,null,"年度",null,"令和6年度",null,null,null,null,null,"令和6年度",null,null,null,null,null,null,null,null,null,null,null,null,null,null,null,null,null,null,null,null,null,null,null,null,null,null,null,null,null,null,null,null,null,null,null,null,null,{"$f":"IF(CK271=0,\"---\",IF(OR(CK271=\"1月\",CK271=\"2月\",CK271=\"3月\"),LEFT(CM267,LEN(CM267)-1),LEFT(CK267,LEN(CK267)-1)))","v":"---"},"---","---","---","---","---","---","---","---","---"]
[null,null,null,"年","月",{"$f":"IFERROR(HLOOKUP(\"着手\",$CK$266:$CT$271,5,FALSE),\"\")","v":""},null,null,{"$f":"IFERROR(HLOOKUP(\"着手\",$CK$266:$CT$271,6,FALSE),\"\")","v":""},null,null,{"$f":"IFERROR(HLOOKUP(\"完了\",$CK$266:$CT$271,5,FALSE),\"\")","v":""},null,null,{"$f":"IFERROR(HLOOKUP(\"完了\",$CK$266:$CT$271,6,FALSE),\"\")","v":""},null,null,null,null,null,null,null,null,null,null,null,null,null,null,null,null,null,null,null,null,null,null,null,null,null,null,null,"年","月","令和6年",null,null,"9月",null,null,"令和7年",null,null,"1月",null,null,"9月",null,"1月",null,null,null,null,null,null,null,null,null,null,null,null,null,null,null,null,null,null,null,null,null,null,null,null,null,null,null,null,null,{"$f":"$R$271","v":0},{"$f":"$T$271","v":0},{"$f":"$V$271","v":0},{"$f":"$X$271","v":0},{"$f":"$Z$271","v":0},{"$f":"$AB$271","v":0},{"$f":"$AD$271","v":0},{"$f":"$AF$271","v":0},{"$f":"$AH$271","v":0},{"$f":"$AJ$271","v":0}]
[null,null,null,null,null,null,null,null,null,null,null,null,null,null,null,null,null,null,null,null,null,null,null,null,null,null,null,null,null,null,null,null,null,null,null,null,null,null,null,null,null,null,null,null,null,null,null,null,null,null,null,null,null,null,null,null,"着手",null,"完了"]
[null,null,null,null,null,null,null,null,null,null,null,null,null,null,null,null,null,null,null,null,null,null,null,null,null,null,null,null,null,null,null,null,null,null,null,null,null,null,null,null,null,null,null,null,null,null,null,null,null,null,null,null,null,null,null,null,"契約・設計：令和6年9月～、施工：令和6年12月～、完了：令和7年1月、運用開始：令和7年2月～"]
[]
[null,"５－２．CO2削減計画",null,null,null,null,null,null,null,null,null,null,null,null,null,null,null,null,null,null,null,null,null,null,null,null,null,null,null,null,null,null,null,null,null,null,"（単位：t-CO2/年）",null,null,null,"５－２．CO2削減計画",null,null,null,null,null,null,null,null,null,null,null,null,null,null,null,null,null,null,null,null,null,null,null,null,null,null,null,null,null,null,null,null,null,null,"（単位：t-CO2/年）"]
[null,null,null,null,null,null,null,null,null,null,null,"年間CO2削減量",null,null,null,null,null,"CO2削減量（年度単位）",null,null,null,null,null,null,null,null,null,null,null,null,null,null,null,null,null,null,null,null,null,null,null,null,null,null,null,null,null,null,null,null,"年間CO2削減量",null,null,null,null,null,"CO2削減量（年度単位）"]
[]
[null,null,null,null,null,null,null,null,null,null,null,{"$f":"IF(J75=\"\",\"\",J75)","v":0},null,null,null,null,null,null,null,null,null,{"$f":"IF(COUNTIF($R$272:$U$272,\"完了\"),$L$278,\"\")","v":""},null,null,null,{"$f":"IF($V278<>\"\",$L$278,IF(COUNTIF($V$272:$Y$272,\"完了\"),$L$278,\"\"))","v":""},null,null,null,{"$f":"IF($Z278<>\"\",$L$278,IF(COUNTIF($Z$272:$AC$272,\"完了\"),$L$278,\"\"))","v":""},null,null,null,{"$f":"IF($AD278<>\"\",$L$278,IF(COUNTIF($AD$272:$AG$272,\"完了\"),$L$278,\"\"))","v":""},null,null,null,null,null,null,null,null,null,null,null,null,null,null,null,null,200,null,null,null,null,null,null,null,null,null,200,null,null,null,200,null,null,null,200,null,null,null,200]
[]
[null,"５－３．投資回収計画（補助金利用なし）",null,null,null,null,null,null,null,null,null,null,null,null,null,null,null,null,null,null,null,null,null,null,null,null,null,null,null,null,null,null,null,null,null,null,"（単位：千円）",null,null,null,"５－３．投資回収計画（補助金利用なし）",null,null,null,null,null,null,null,null,null,null,null,null,null,null,null,null,null,null,null,null,null,null,null,null,null,null,null,null,null,null,null,null,null,null,"（単位：千円）"]
[null,null,null,null,null,null,null,null,"導入コスト(a)",null,null,null,null,null,"単純投資回収年数\n(a/b)",null,null,"投資額（上段）及び削減額（下段）",null,null,null,null,null,null,null,null,null,null,null,null,null,null,null,null,null,null,null,null,null,null,null,null,null,null,null,null,null,"導入コスト(a)",null,null,null,null,null,"単純投資回収年数\n(a/b)",null,null,"投資額（上段）及び削減額（下段）"]
[]
[null,null,null,null,null,null,null,null,"年間運転コスト削減額 (b)",null,null,null,null,null,null,null,null,null,null,null,null,null,null,null,null,null,null,null,null,null,null,null,null,null,null,null,null,null,null,null,null,null,null,null,null,null,null,"年間運転コスト削減額 (b)"]
[]
[null,null,null,null,null,null,null,null,{"$f":"IF(AD75=\"\",\"\",AD75)","v":0},null,null,null,null,null,{"$f":"IFERROR(IF(I285/I287<0,\"---\",I285/I287),\"---\")","v":"---"},null,null,null,null,null,null,null,null,null,null,null,null,null,null,null,null,null,null,null,null,null,null,null,null,null,null,null,null,null,null,null,null,3000,null,null,null,null,null,5,null,null,1500,null,null,null,1500]
[]
[null,null,null,null,null,null,null,null,{"$f":"IF(J79=\"\",\"\",J79)","v":0},null,null,null,null,null,null,null,null,null,null,null,null,{"$f":"IF(COUNTIF($R$272:$U$272,\"完了\"),$I$287,\"\")","v":""},null,null,null,{"$f":"IF($V287<>\"\",$I$287,IF(COUNTIF($V$272:$Y$272,\"完了\"),$I$287,\"\"))","v":""},null,null,null,{"$f":"IF($Z287<>\"\",$I$287,IF(COUNTIF($Z$272:$AC$272,\"完了\"),$I$287,\"\"))","v":""},null,null,null,{"$f":"IF($AD287<>\"\",$I$287,IF(COUNTIF($AD$272:$AG$272,\"完了\"),$I$287,\"\"))","v":""},null,null,null,null,null,null,null,null,null,null,null,null,null,600,null,null,null,null,null,null,null,null,null,null,null,null,600,null,null,null,600,null,null,null,600,null,null,null,600]
[]
[null,"５－４．投資回収計画（補助金利用あり）",null,null,null,null,null,null,null,null,null,null,null,null,null,null,null,null,null,null,null,null,null,null,null,null,null,null,null,null,null,null,null,null,null,null,"（単位：千円）",null,null,null,"５－４．投資回収計画（補助金利用あり）",null,null,null,null,null,null,null,null,null,null,null,null,null,null,null,null,null,null,null,null,null,null,null,null,null,null,null,null,null,null,null,null,null,null,"（単位：千円）"]
[null,"申請予定補助金",null,null,"その他資金\n(自己負担）",null,null,null,"導入コスト自己負担額 (c)",null,null,null,null,null,"単純投資回収年数\n(c)/(b)",null,null,"投資額（上段）及び削減額（下段）",null,null,null,null,null,null,null,null,null,null,null,null,null,null,null,null,null,null,null,null,null,null,"申請予定補助金",null,null,"その他資金\n(自己負担）",null,null,null,"導入コスト自己負担額 (c)",null,null,null,null,null,"単純投資回収年数\n(c/b)",null,null,"投資額（上段）及び削減額（下段）"]
[]
[null,null,null,null,null,null,null,null,"年間運転コスト削減額 (b)",null,null,null,null,null,null,null,null,null,null,null,null,null,null,null,null,null,null,null,null,null,null,null,null,null,null,null,null,null,null,null,null,null,null,null,null,null,null,"年間運転コスト削減額 (b)"]
[null,null,null,null,null,null,null,null,null,null,null,null,null,null,null,null,null,null,null,null,null,null,null,null,null,null,null,null,null,null,null,null,null,null,null,null,null,null,null,null,null,null,null,null,null,null,null,null,null,null,null,null,null,null,null,null,null,null,null,null,null,null,null,null,null,null,null,null,null,null,null,null,null,null,null,null,null,null,null,null,null,null,null,null,null,null,null,null,"補助金申請予定"]
[null,null,null,null,null,null,null,null,{"$f":"IF(I285=\"\",\"\",IF(OR($B294=\"\",$B294=\"予定なし\"),I285,\"\"))","v":0},null,null,null,null,null,{"$f":"IFERROR(IF(I294/I296<0,\"---\",I294/I296),\"---\")","v":"---"},null,null,{"$f":"IF(R285=\"\",\"\",IF(OR($B294=\"\",$B294=\"予定なし\"),R285,\"\"))","v":""},null,null,null,{"$f":"IF(V285=\"\",\"\",IF(OR($B294=\"\",$B294=\"予定なし\"),V285,\"\"))","v":""},null,null,null,{"$f":"IF(Z285=\"\",\"\",IF(OR($B294=\"\",$B294=\"予定なし\"),Z285,\"\"))","v":""},null,null,null,{"$f":"IF(AD285=\"\",\"\",IF(OR($B294=\"\",$B294=\"予定なし\"),AD285,\"\"))","v":""},null,null,null,{"$f":"IF(AH285=\"\",\"\",IF(OR($B294=\"\",$B294=\"予定なし\"),AH285,\"\"))","v":""},null,null,null,null,null,null,"国(SHIFT)",null,null,"金融機関からの借入金＆\n自己資金",null,null,null,2000,null,null,null,null,null,3.3,null,null,1000,null,null,null,1000,null,null,null,null,null,null,null,null,null,null,null,null,null,null,null,null,null,null,null,null,null,null,null,null,null,null,null,{"$f":"IF(OR(B294=\"\",COUNTIF(B294,\"*なし*\")),FALSE,TRUE)","v":false}]
[]
[null,null,null,null,null,null,null,null,{"$f":"IF(J79=\"\",\"\",J79)","v":0},null,null,null,null,null,null,null,null,null,null,null,null,{"$f":"IF(V287=\"\",\"\",V287)","v":""},null,null,null,{"$f":"IF(Z287=\"\",\"\",Z287)","v":""},null,null,null,{"$f":"IF(AD287=\"\",\"\",AD287)","v":""},null,null,null,{"$f":"IF(AH287=\"\",\"\",AH287)","v":""},null,null,null,null,null,null,null,null,null,null,null,null,null,600,null,null,null,null,null,null,null,null,null,null,null,null,{"$f":"IF(BI287=\"\",\"\",BI287)","v":600},null,null,null,{"$f":"IF(BM287=\"\",\"\",BM287)","v":600},null,null,null,{"$f":"IF(BQ287=\"\",\"\",BQ287)","v":600},null,null,null,{"$f":"IF(BU287=\"\",\"\",BU287)","v":600}]
[]
[null,"※","導入コスト自己負担額(c)＝導入コスト(a)から補助受給額を差し引いた金額",null,null,null,null,null,null,null,null,null,null,null,null,null,null,null,null,null,null,null,null,null,null,null,null,null,null,null,null,null,null,null,null,null,null,null,null,null,"※","導入コスト自己負担額＝導入コストから補助受給額を差し引いた金額"]
[null,"※","補助金申請の予定がない場合、「導入コスト自己負担額(c)」には「導入コスト(a)」と同じ金額が入ります。",null,null,null,null,null,null,null,null,null,null,null,null,null,null,null,null,null,null,null,null,null,null,null,null,null,null,null,null,null,null,null,null,null,null,null,null,null,"※","申請予定の補助金がない場合、「導入コスト自己負担額(c)」には「導入コスト(a)」と同じ金額が入ります。"]
[null,null,"また、「投資額及び削減額」も補助金を利用しない場合の投資回収計画と同じ金額が入ります。",null,null,null,null,null,null,null,null,null,null,null,null,null,null,null,null,null,null,null,null,null,null,null,null,null,null,null,null,null,null,null,null,null,null,null,null,null,null,"また、「投資額及び削減額」も補助金を利用しない場合の投資回収計画と同じ金額が入ります。"]
[]
[]
[null,"５－５．実施責任者・実施担当者",null,null,null,null,null,null,null,null,null,null,null,null,null,null,null,null,null,null,null,null,null,null,null,null,null,null,null,null,null,null,null,null,null,null,null,null,null,null,"５－５．実施責任者・実施担当者"]
[null,"実施責任者",null,null,null,"氏名",null,null,null,null,null,null,null,null,"所属・役職",null,null,null,null,null,null,null,null,null,null,null,null,null,null,null,null,null,null,null,null,null,null,null,null,null,"実施責任者",null,null,null,"氏名",null,null,null,null,null,null,null,null,"所属・役職"]
[]
[]
[null,"実施担当者",null,null,null,"氏名",null,null,null,null,null,null,null,null,"所属・役職",null,null,null,null,null,null,null,null,null,null,null,null,null,null,null,null,null,null,null,null,null,null,null,null,null,"実施担当者",null,null,null,"氏名",null,null,null,null,null,null,null,null,"所属・役職"]
[]
[]
[]
[]
[]
[]
[]
[]
[]
[]
[]
[]
[]
[]
[null,{"$f":"\"対策個票\"&$B$9","v":"対策個票7"},null,null,null,null,null,null,null,null,null,null,null,null,null,null,null,null,null,null,null,null,null,null,null,null,null,null,null,null,null,null,null,null,null,null,null,null,null,null,"対策個票1"]
[]
[null,"６．更新設備仕様・見積書",null,null,null,null,null,null,null,null,null,null,null,null,null,null,null,null,null,null,null,null,null,null,null,null,null,null,null,null,null,null,null,null,null,null,null,null,null,null,"６．更新設備仕様・見積書"]
[null,null,null,null,null,null,null,null,null,null,null,null,null,null,null,null,null,null,null,null,null,null,null,null,null,null,null,null,null,null,null,null,null,null,null,null,null,null,null,null,null,null,null,null,null,null,null,null,null,null,null,null,null,null,null,null,null,null,null,null,null,null,null,null,null,null,null,null,null,null,null,null,null,null,null,null,null,"※別紙シートを利用する場合の注記\n\n■別紙を追加・添付する場合は、\n　 本シートの記入欄に別紙の要点を記載\n　 してください。\n\n■別紙への参照を記述する際は、\n　 「別紙のとおり」ではなく、\n 　「別紙XXの何ページ、何行目～何行目の\n　 記載(YY)のとおり」 （XX、YYは通し番号）\n 　とする等、参照箇所を明示してください。\n　 なお、\n　 該当する別紙や記載には対応する通し\n 　番号(XX、YY)を打ち、\n 　本文と、該当する別紙や記載が\n 　１対１に対応するようにしてください。"]
[]
[null,null,null,null,null,null,null,null,null,null,null,null,null,null,null,null,null,null,null,null,null,null,null,null,null,null,null,null,null,null,null,null,null,null,null,null,null,null,null,null,null,"■当該設備のメーカー名、型番、仕様がわかるように記載してください。\n\n■報告時の活動量の把握に計測器を使用する場合は、そのメーカー名、型番、仕様もわかるように記載してください。\n\n■スペースが足りない場合には、[別紙]として新規シートを追加し、当該対策個票の別紙であることがわかるようなシート名称\n　 にして使用してください。その際、更新設備仕様・見積書の記入欄には、別紙がある旨を明記してください。\n   その他、※別紙シートを利用する場合の注記を参照してください。"]
[]
[]
[]
[]
[]
[]
[]
[]
[]
[]
[]
[]
[]
[]
[]
[]
[]
[]
[]
[]
[]
[]
[]
[]
[]
[]
[]
[]
[]
[]
[]
[]
[]
[]
[]
[]
[]
[]
[]
[]
[]
[]
[]
[]
[]
[]
[]
[]
[]
[]
[]
[]
[]
[]
[]
[]
[]
[null,{"$f":"\"対策個票\"&$B$9","v":"対策個票7"},null,null,null,null,null,null,null,null,null,null,null,null,null,null,null,null,null,null,null,null,null,null,null,null,null,null,null,null,null,null,null,null,null,null,null,null,null,null,"対策個票1"]
[null,null,null,null,null,null,null,null,null,null,null,null,null,null,null,null,null,null,null,null,null,null,null,null,null,null,null,null,null,null,null,null,null,null,null,null,null,null,null,null,"※実施計画書A/Bを選択している場合、7ページ目（7.報告時の…、8.導入した…）の作成は不要です。"]
[null,"７．報告時のCO2排出量算定のための活動量把握方法",null,null,null,null,null,null,null,null,null,null,null,null,null,null,null,null,null,null,null,null,null,null,null,null,null,null,null,null,null,null,null,null,null,null,null,null,null,null,"７．報告時のCO2排出量算定のための活動量把握方法"]
[null,"対策実施【後】",null,null,null,null,null,null,null,null,null,null,null,null,null,null,null,null,null,null,null,null,null,null,null,null,null,null,null,null,null,null,null,null,null,null,null,null,null,null,"対策実施【後】",null,null,null,null,null,null,null,null,null,null,null,null,null,null,null,null,null,null,null,null,null,null,null,null,null,null,null,null,null,null,null,null,null,null,null,null,"※別紙シートを利用する場合の注記\n\n■別紙を追加・添付する場合は、\n　 本シートの記入欄に別紙の要点を記載\n　 してください。\n\n■別紙への参照を記述する際は、\n　 「別紙のとおり」ではなく、\n 　「別紙XXの何ページ、何行目～何行目の\n　 記載(YY)のとおり」 （XX、YYは通し番号）\n 　とする等、参照箇所を明示してください。\n　 なお、\n　 該当する別紙や記載には対応する通し\n 　番号(XX、YY)を打ち、\n 　本文と、該当する別紙や記載が\n 　１対１に対応するようにしてください。"]
[null,"７－１．活動量（エネルギー使用量）把握方法・計算方法の説明",null,null,null,null,null,null,null,null,null,null,null,null,null,null,null,null,null,null,null,null,null,null,null,null,null,null,null,null,null,null,null,null,null,null,null,null,null,null,"７－１．活動量（エネルギー使用量）把握方法・計算方法の説明"]
[null,null,null,null,null,null,null,null,null,null,null,null,null,null,null,null,null,null,null,null,null,null,null,null,null,null,null,null,null,null,null,null,null,null,null,null,null,null,null,null,null,"■事業完了後に事業者が提出する「事業報告書」は、活動量を記入することでCO2排出量・削減量が自動計算されます。\n\n■事業報告時の活動量を事業者が算定できるように、わかりやすく記入してください。\n\n■スペースが足りない場合には、[別紙]として新規シートを追加し、当該対策個票の別紙であることがわかるようなシート名称\n　 にして使用してください。その際、更新設備仕様・見積書の記入欄には、別紙がある旨を明記してください。\n   その他、※別紙シートを利用する場合の注記を参照してください。\n\n■DXシステムによる計測結果を利用する場合は、DXシステムを利用することを明示してください。"]
[]
[]
[]
[]
[]
[]
[]
[]
[]
[null,"７－２．活動量（エネルギー使用量）の計算",null,null,null,null,null,null,null,null,null,null,null,null,null,null,null,null,null,null,null,null,null,null,null,null,null,null,null,null,null,null,null,null,null,null,null,null,null,null,"７－２．活動量（エネルギー使用量）の計算"]
[]
[null,null,null,null,null,null,null,null,null,null,null,null,null,null,null,null,null,null,null,null,null,null,null,null,null,null,null,null,null,null,null,null,null,null,null,null,null,null,null,null,null,"■活動量の計算式を記載する際には、7-3に示している数値も記載して、事業者が容易に計算できるように記載してくださ\n　 い。\n\n■[別紙]として新規シートを追加する場合は、7-1の注意を参照してください。"]
[]
[]
[]
[]
[]
[]
[]
[]
[]
[null,"７－３．活動量（エネルギー使用量）の計算で使用した各数値の説明・根拠",null,null,null,null,null,null,null,null,null,null,null,null,null,null,null,null,null,null,null,null,null,null,null,null,null,null,null,null,null,null,null,null,null,null,null,null,null,null,"７－３．活動量（エネルギー使用量）の計算で使用した各数値の説明・根拠"]
[]
[null,null,null,null,null,null,null,null,null,null,null,null,null,null,null,null,null,null,null,null,null,null,null,null,null,null,null,null,null,null,null,null,null,null,null,null,null,null,null,null,null,"■7-2に使用する数値すべて記載してください。\n　設備・機器固有の特性は、当該設備の具体的な数値の根拠とともにすべて本欄に示してください。\n\n■[別紙]として新規シートを追加する場合は、7-1の注意を参照してください。\n\n■DXシステムによる計測結果を利用する場合は、DXシステムを利用することを明示してください。"]
[]
[]
[]
[]
[]
[]
[]
[]
[]
[null,"７－４．活動量（エネルギー使用量）の計算で使用した各数値のうち、実績値を使用する数値の記録方法",null,null,null,null,null,null,null,null,null,null,null,null,null,null,null,null,null,null,null,null,null,null,null,null,null,null,null,null,null,null,null,null,null,null,null,null,null,null,"７－４．活動量（エネルギー使用量）の計算で使用した各数値のうち、実績値を使用する数値の記録方法"]
[]
[null,null,null,null,null,null,null,null,null,null,null,null,null,null,null,null,null,null,null,null,null,null,null,null,null,null,null,null,null,null,null,null,null,null,null,null,null,null,null,null,null,"■実績値を何から把握するのか、使用するデータの情報源（証憑となる書類）と数値の抽出・記録方法を\n　事業者が自ら対応できるように、平易かつ具体的に記載してください。（DXシステムによる計測結果を\n　利用する場合は、DXシステムからのデータ入手方法を明示してください。）\n\n■[別紙]として新規シートを追加する場合は、7-1の注意を参照してください。"]
[]
[]
[]
[]
[]
[]
[]
[]
[]
[]
[null,"８．導入した設備の効率的な運用方法",null,null,null,null,null,null,null,null,null,null,null,null,null,null,null,null,null,null,null,null,null,null,null,null,null,null,null,null,null,null,null,null,null,null,null,null,null,null,"８．導入した設備の効率的な運用方法"]
[]
[null,null,null,null,null,null,null,null,null,null,null,null,null,null,null,null,null,null,null,null,null,null,null,null,null,null,null,null,null,null,null,null,null,null,null,null,null,null,null,null,null,"■目標未達時には、事業者による効果的な運用改善が求められます。\n　そのため、設備導入後に考えられる効率的な運用方法を具体的に記載してください。\n\n■[別紙]として新規シートを追加する場合は、7-1の注意を参照してください。"]
[]
[]
[]
[]
[]
[]
[]
[]
[]
[null,{"$f":"\"対策個票\"&$B$9","v":"対策個票7"},null,null,null,null,null,null,null,null,null,null,null,null,null,null,null,null,null,null,null,null,null,null,null,null,null,null,null,null,null,null,null,null,null,null,null,null,null,null,"対策個票1"]
[null,null,null,null,null,null,null,null,null,null,null,null,null,null,null,null,null,null,null,null,null,null,null,null,null,null,null,null,null,null,null,null,null,null,null,null,null,null,null,null,"※実施計画書A/Bを選択している場合、8ページ目（9.既存診断…）の作成は不要です。"]
[null,"９．既存診断利用の場合の参照事項",null,null,null,null,null,null,null,null,null,null,null,null,null,null,null,null,null,null,null,null,null,null,null,null,null,null,null,null,null,null,null,null,null,null,null,null,null,null,"９．既存診断利用の場合の参照事項"]
[null,"９－１．既存診断報告書の該当対策",null,null,null,null,null,null,null,null,null,null,null,null,null,null,null,null,null,null,null,null,null,null,null,null,null,null,null,null,null,null,null,null,null,null,null,null,null,null,"９－１．既存診断報告書の該当対策"]
[]
[null,null,null,null,null,null,null,null,null,null,null,null,null,null,null,null,null,null,null,null,null,null,null,null,null,null,null,null,null,null,null,null,null,null,null,null,null,null,null,null,null,"■本対策の算定の元となった既存の診断報告書の対策がある場合には、該当する内容を記載してください。\n　 無い場合には、記載不要です。"]
[]
[]
[]
[]
[]
[]
[]
[]
[]
[null,"９－２．既存診断報告書からの修正事項",null,null,null,null,null,null,null,null,null,null,null,null,null,null,null,null,null,null,null,null,null,null,null,null,null,null,null,null,null,null,null,null,null,null,null,null,null,null,"９－２．既存診断報告書からの修正事項"]
[]
[null,null,null,null,null,null,null,null,null,null,null,null,null,null,null,null,null,null,null,null,null,null,null,null,null,null,null,null,null,null,null,null,null,null,null,null,null,null,null,null,null,"■9-1に記載の対策で、変更点があればその内容を記載してください。\n　 無い場合には、記載不要です。　"]
[]
[]
[]
[]
[]
[]
[]
[]
[]
[null,"９－３．修正理由",null,null,null,null,null,null,null,null,null,null,null,null,null,null,null,null,null,null,null,null,null,null,null,null,null,null,null,null,null,null,null,null,null,null,null,null,null,null,"９－３．修正理由"]
[]
[null,null,null,null,null,null,null,null,null,null,null,null,null,null,null,null,null,null,null,null,null,null,null,null,null,null,null,null,null,null,null,null,null,null,null,null,null,null,null,null,null,"■9-2に変更点の記載があればその理由を記載してください。\n　 無い場合には、記載不要です。"]
[]
[]
[]
[]
[]
[]
[]
[]
[]
[null,"９－４．修正方法",null,null,null,null,null,null,null,null,null,null,null,null,null,null,null,null,null,null,null,null,null,null,null,null,null,null,null,null,null,null,null,null,null,null,null,null,null,null,"９－４．修正方法"]
[]
[null,null,null,null,null,null,null,null,null,null,null,null,null,null,null,null,null,null,null,null,null,null,null,null,null,null,null,null,null,null,null,null,null,null,null,null,null,null,null,null,null,"■9-2に変更点の記載がある場合には、その修正方法を記載してください。\n　 無い場合には、記載不要です。"]

{"sheet":"対策個票8","index":37,"n_rows":490,"n_cols":100,"rows_kept":490,"cut":false,"hidden":false,"merged":[[476,1,486,36],[477,41,479,74],[488,1,498,36],[489,41,491,74],[448,1,448,21],[448,40,448,60],[452,1,462,36],[453,41,455,74],[464,1,474,36],[465,41,467,74],[412,1,422,36],[413,41,419,74],[424,1,434,36],[425,41,429,74],[437,1,446,36],[438,41,442,74],[384,1,384,21],[384,40,384,60],[387,77,402,79],[389,1,398,36],[389,41,398,74],[400,1,410,36],[401,41,405,74],[306,57,308,75],[321,1,321,21],[321,40,321,60],[324,1,382,36],[324,77,339,79],[326,41,333,74],[303,57,305,75],[306,1,308,4],[306,5,308,7],[306,8,308,13],[306,14,308,17],[306,18,308,36],[306,40,308,43],[306,44,308,46],[306,47,308,52],[306,53,308,56],[295,72,296,75],[303,1,305,4],[303,5,305,7],[303,8,305,13],[303,14,305,17],[303,18,305,36],[303,40,305,43],[303,44,305,46],[303,47,305,52],[303,53,305,56],[295,8,296,13],[295,17,296,20],[295,21,296,24],[295,25,296,28],[295,29,296,32],[295,33,296,36],[293,53,296,55],[293,56,294,59],[293,60,294,63],[293,64,294,67],[293,68,294,71],[293,72,294,75],[295,56,296,59],[295,60,296,63],[293,1,296,3],[293,4,296,7],[293,8,294,13],[293,14,296,16],[293,17,294,20],[293,21,294,24],[295,64,296,67],[295,68,296,71],[293,25,294,28],[293,29,294,32],[293,33,294,36],[293,40,296,42],[293,43,296,46],[293,47,294,52],[295,47,296,52],[286,68,287,71],[286,72,287,75],[289,1,292,3],[289,4,292,7],[289,8,290,13],[289,14,292,16],[289,17,292,36],[289,40,292,42],[289,43,292,46],[289,47,290,52],[289,53,292,55],[289,56,292,75],[291,8,292,13],[291,47,292,52],[284,68,285,71],[284,72,285,75],[286,8,287,13],[286,17,287,20],[286,21,287,24],[286,25,287,28],[286,29,287,32],[286,33,287,36],[286,47,287,52],[286,56,287,59],[284,33,285,36],[284,47,285,52],[284,53,287,55],[284,56,285,59],[284,60,285,63],[284,64,285,67],[286,60,287,63],[286,64,287,67],[284,8,285,13],[284,14,287,16],[284,17,285,20],[284,21,285,24],[284,25,285,28],[284,29,285,32],[280,8,281,13],[280,14,283,16],[280,17,283,36],[280,47,281,52],[280,53,283,55],[280,56,283,75],[282,8,283,13],[282,47,283,52],[277,50,278,55],[277,56,278,59],[277,60,278,63],[277,64,278,67],[277,68,278,71],[277,72,278,75],[277,11,278,16],[277,17,278,20],[277,21,278,24],[277,25,278,28],[277,29,278,32],[277,33,278,36],[271,72,271,73],[271,74,271,75],[272,17,273,36],[272,56,273,75],[275,11,276,16],[275,17,276,36],[275,50,276,55],[275,56,276,75],[271,60,271,61],[271,62,271,63],[271,64,271,65],[271,66,271,67],[271,68,271,69],[271,70,271,71],[271,29,271,30],[271,31,271,32],[271,33,271,34],[271,35,271,36],[271,56,271,57],[271,58,271,59],[270,68,270,69],[270,70,270,71],[270,72,270,73],[270,74,270,75],[271,17,271,18],[271,19,271,20],[271,21,271,22],[271,23,271,24],[271,25,271,26],[271,27,271,28],[270,56,270,57],[270,58,270,59],[270,60,270,61],[270,62,270,63],[270,64,270,65],[270,66,270,67],[270,33,270,34],[270,35,270,36],[270,44,270,46],[270,47,270,49],[270,50,270,52],[270,53,270,55],[270,21,270,22],[270,23,270,24],[270,25,270,26],[270,27,270,28],[270,29,270,30],[270,31,270,32],[270,5,270,7],[270,8,270,10],[270,11,270,13],[270,14,270,16],[270,17,270,18],[270,19,270,20],[266,21,266,24],[266,25,266,28],[266,29,266,32],[266,33,266,36],[268,56,269,75],[269,3,269,4],[269,5,269,10],[269,11,269,16],[269,42,269,43],[269,44,269,49],[269,50,269,55],[266,56,266,59],[266,60,266,63],[266,64,266,67],[266,68,266,71],[266,72,266,75],[268,5,268,10],[268,11,268,16],[268,17,269,36],[268,44,268,49],[268,50,268,55],[259,81,278,84],[261,1,262,1],[261,2,262,5],[261,6,262,23],[261,24,262,26],[261,27,262,36],[261,40,262,40],[261,41,262,44],[261,45,262,62],[261,63,262,65],[261,66,262,75],[264,17,264,36],[264,56,264,75],[265,17,265,20],[265,21,265,24],[265,25,265,28],[265,29,265,32],[265,33,265,36],[265,56,265,59],[265,60,265,63],[265,64,265,67],[265,68,265,71],[265,72,265,75],[266,17,266,20],[249,7,249,36],[249,46,249,75],[250,1,251,6],[250,7,251,36],[250,40,251,45],[250,46,251,75],[256,1,256,21],[256,40,256,60],[259,1,260,5],[259,6,260,23],[259,24,260,26],[259,27,260,36],[259,40,260,44],[259,45,260,62],[252,1,253,6],[252,7,253,36],[252,40,253,45],[252,46,253,75],[254,7,254,36],[254,46,254,75],[259,63,260,65],[259,66,260,75],[245,1,246,3],[245,4,246,13],[245,14,246,16],[245,17,246,36],[245,40,246,42],[245,43,246,52],[245,53,246,55],[245,56,246,75],[248,7,248,36],[248,46,248,75],[196,77,211,79],[237,46,237,53],[237,54,237,61],[237,62,237,69],[238,46,238,53],[238,54,238,61],[238,62,238,69],[235,46,235,53],[235,54,235,61],[235,62,235,69],[236,46,236,53],[236,54,236,61],[236,62,236,69],[197,1,218,36],[198,41,211,59],[220,1,220,36],[220,40,220,75],[221,1,242,36],[222,41,228,74],[229,41,229,47],[231,46,231,69],[232,46,232,53],[232,54,232,61],[232,62,232,69],[233,46,233,53],[233,54,233,61],[233,62,233,69],[234,46,234,53],[234,54,234,61],[234,62,234,69],[239,52,239,59],[240,52,240,59],[241,52,241,59],[169,1,179,36],[172,41,175,74],[181,1,191,36],[182,41,190,74],[193,1,193,21],[193,40,193,60],[139,1,149,36],[140,41,148,74],[140,77,155,79],[151,1,161,36],[151,41,161,74],[165,1,167,36],[166,41,166,74],[126,55,127,69],[126,70,127,75],[130,1,130,21],[130,40,130,60],[135,1,137,36],[135,41,137,74],[124,55,125,69],[124,70,125,75],[126,3,127,9],[126,10,127,12],[126,13,127,15],[126,16,127,30],[126,31,127,36],[126,42,127,48],[126,49,127,51],[126,52,127,54],[122,55,123,69],[122,70,123,75],[124,3,125,9],[124,10,125,12],[124,13,125,15],[124,16,125,30],[124,31,125,36],[124,42,125,48],[124,49,125,51],[124,52,125,54],[122,3,123,9],[122,10,123,12],[122,13,123,15],[122,16,123,30],[122,31,123,36],[122,42,123,48],[114,62,115,65],[114,66,115,69],[118,62,119,65],[118,66,119,69],[118,70,119,75],[120,3,121,15],[120,16,121,30],[120,31,121,36],[120,42,121,54],[120,55,121,69],[120,70,121,75],[118,16,119,22],[118,23,119,26],[118,27,119,30],[118,31,119,36],[118,55,119,61],[114,16,115,18],[114,19,115,22],[116,23,117,26],[116,27,117,30],[116,31,117,36],[116,42,117,48],[116,49,117,52],[116,53,117,54],[114,58,115,61],[112,31,113,36],[112,42,113,48],[112,49,113,52],[112,53,113,54],[114,55,115,57],[110,62,111,65],[110,66,111,69],[114,70,115,75],[116,3,117,9],[116,10,117,13],[116,14,117,15],[116,16,117,18],[116,19,117,22],[114,23,115,26],[114,27,115,30],[114,31,115,36],[114,42,115,48],[114,49,115,52],[114,53,115,54],[116,55,117,57],[116,58,117,61],[116,62,117,65],[116,66,117,69],[116,70,117,75],[110,70,111,75],[112,3,113,9],[112,10,113,13],[112,14,113,15],[112,16,113,18],[112,19,113,22],[110,27,111,30],[110,31,111,36],[110,40,127,41],[110,42,111,48],[110,49,111,52],[110,53,111,54],[122,49,123,51],[122,52,123,54],[112,55,113,57],[112,58,113,61],[112,62,113,65],[112,66,113,69],[112,70,113,75],[114,3,115,9],[114,10,115,13],[114,14,115,15],[112,23,113,26],[112,27,113,30],[106,77,112,79],[108,1,109,2],[108,3,109,9],[108,10,109,15],[108,16,109,22],[108,23,109,26],[108,62,109,65],[108,66,109,69],[108,70,109,75],[110,1,127,2],[110,3,111,9],[110,10,111,13],[110,14,111,15],[110,16,111,18],[110,19,111,22],[110,23,111,26],[108,27,109,30],[108,31,109,36],[108,40,109,41],[108,42,109,48],[108,49,109,54],[108,55,109,61],[110,55,111,57],[110,58,111,61],[103,55,104,69],[103,70,104,75],[105,3,106,9],[105,10,106,12],[105,13,106,15],[105,16,106,30],[105,31,106,36],[105,42,106,48],[105,49,106,51],[105,52,106,54],[105,55,106,69],[105,70,106,75],[103,3,104,9],[103,10,104,12],[103,13,104,15],[103,16,104,30],[103,31,104,36],[103,42,104,48],[101,3,102,9],[101,10,102,12],[101,13,102,15],[101,16,102,30],[101,31,102,36],[101,42,102,48],[99,3,100,15],[99,16,100,30],[99,31,100,36],[99,42,100,54],[99,55,100,69],[99,70,100,75],[95,70,96,75],[97,16,98,22],[97,23,98,26],[97,27,98,30],[97,31,98,36],[97,55,98,61],[97,62,98,65],[97,66,98,69],[97,70,98,75],[95,49,96,52],[95,53,96,54],[95,55,96,57],[95,58,96,61],[95,62,96,65],[95,66,96,69],[95,10,96,13],[95,14,96,15],[95,16,96,18],[95,19,96,22],[95,23,96,26],[95,27,96,30],[95,31,96,36],[95,42,96,48],[93,49,94,52],[92,77,104,79],[93,3,94,9],[93,10,94,13],[93,14,94,15],[93,16,94,18],[93,19,94,22],[93,23,94,26],[93,27,94,30],[93,31,94,36],[93,42,94,48],[91,53,92,54],[91,55,92,57],[91,58,92,61],[91,62,92,65],[91,66,92,69],[91,70,92,75],[91,3,92,9],[91,10,92,13],[91,14,92,15],[91,16,92,18],[91,19,92,22],[91,23,92,26],[93,70,94,75],[95,3,96,9],[89,62,90,65],[89,66,90,69],[89,70,90,75],[89,23,90,26],[89,27,90,30],[89,31,90,36],[89,40,106,41],[89,42,90,48],[89,49,90,52],[91,27,92,30],[91,31,92,36],[91,42,92,48],[91,49,92,52],[93,53,94,54],[93,55,94,57],[93,58,94,61],[93,62,94,65],[93,66,94,69],[101,49,102,51],[101,52,102,54],[101,55,102,69],[101,70,102,75],[103,49,104,51],[103,52,104,54],[87,23,88,26],[87,27,88,30],[87,31,88,36],[87,40,88,41],[87,42,88,48],[87,49,88,54],[89,53,90,54],[89,55,90,57],[89,58,90,61],[85,1,86,36],[85,40,86,75],[85,77,90,79],[86,81,86,85],[87,1,88,2],[87,3,88,9],[87,10,88,15],[87,16,88,22],[82,40,83,44],[82,45,83,47],[82,48,83,53],[82,54,83,59],[82,60,83,64],[82,65,83,67],[87,55,88,61],[87,62,88,65],[87,66,88,69],[87,70,88,75],[89,1,106,2],[89,3,90,9],[89,10,90,13],[89,14,90,15],[89,16,90,18],[89,19,90,22],[80,68,81,72],[80,73,81,75],[82,1,83,5],[82,6,83,8],[82,9,83,14],[82,15,83,20],[82,21,83,25],[82,26,83,28],[82,29,83,33],[82,34,83,36],[80,34,81,36],[80,40,81,44],[80,45,81,47],[80,48,81,53],[80,54,81,59],[80,60,81,67],[80,1,81,5],[80,6,81,8],[80,9,81,14],[80,15,81,20],[80,21,81,28],[80,29,81,33],[82,68,83,72],[82,73,83,75],[78,45,79,47],[78,48,79,53],[78,54,79,59],[78,60,79,67],[78,68,79,72],[78,73,79,75],[76,68,77,72],[76,73,77,75],[78,1,79,5],[78,6,79,8],[78,9,79,14],[78,15,79,20],[78,21,79,28],[78,29,79,33],[78,34,79,36],[78,40,79,44],[76,34,77,36],[76,45,77,47],[76,48,77,53],[76,54,77,54],[76,55,77,59],[76,60,77,67],[76,6,77,8],[76,9,77,14],[74,73,75,75],[72,63,73,65],[72,66,73,75],[74,1,77,5],[74,6,75,8],[74,9,75,14],[74,15,75,20],[74,21,75,28],[74,29,75,33],[74,34,75,36],[74,40,77,44],[76,15,77,15],[76,16,77,20],[76,21,77,28],[76,29,77,33],[74,45,75,47],[74,48,75,53],[74,54,75,59],[74,60,75,67],[74,68,75,72],[70,63,71,65],[70,66,71,75],[72,1,73,1],[72,2,73,5],[72,6,73,23],[72,24,73,26],[72,27,73,36],[72,40,73,40],[72,41,73,44],[72,45,73,62],[70,1,71,5],[70,6,71,23],[70,24,71,26],[70,27,71,36],[70,40,71,44],[70,45,71,62],[67,1,67,21],[67,40,67,60],[60,6,61,12],[60,13,61,14],[60,15,61,36],[60,45,61,51],[60,52,61,53],[60,54,61,75],[43,1,61,5],[43,6,43,14],[43,15,43,36],[46,45,47,51],[46,52,47,53],[46,54,47,75],[44,6,45,12],[44,13,45,14],[44,15,45,36],[44,45,45,51],[44,52,45,53],[44,54,45,75],[56,6,57,12],[56,13,57,14],[56,15,57,36],[56,45,57,51],[56,52,57,53],[56,54,57,75],[62,1,65,5],[62,6,65,36],[62,40,65,44],[62,45,65,75],[54,6,55,12],[54,13,55,14],[54,15,55,36],[54,45,55,51],[54,52,55,53],[54,54,55,75],[52,6,53,12],[52,13,53,14],[52,15,53,36],[52,45,53,51],[52,52,53,53],[52,54,53,75],[43,40,61,44],[43,45,43,53],[43,54,43,75],[46,6,47,12],[46,13,47,14],[46,15,47,36],[58,6,59,12],[58,13,59,14],[58,15,59,36],[58,45,59,51],[58,52,59,53],[58,54,59,75],[50,6,51,12],[50,13,51,14],[50,15,51,36],[50,45,51,51],[50,52,51,53],[50,54,51,75],[37,46,38,48],[37,49,38,75],[39,6,42,6],[39,7,40,9],[39,10,40,36],[39,45,42,45],[39,46,40,48],[39,49,40,75],[41,7,42,9],[41,10,42,36],[41,46,42,48],[41,49,42,75],[48,6,49,12],[48,13,49,14],[48,15,49,36],[48,45,49,51],[48,52,49,53],[48,54,49,75],[33,1,34,5],[33,6,34,9],[33,10,34,16],[33,17,34,20],[33,21,34,24],[33,25,34,31],[33,64,34,70],[33,71,34,75],[35,1,42,5],[35,6,38,6],[35,7,36,9],[35,10,36,36],[35,40,42,44],[35,45,38,45],[35,46,36,48],[35,49,36,75],[33,32,34,36],[33,40,34,44],[33,45,34,48],[33,49,34,55],[33,56,34,59],[33,60,34,63],[37,7,38,9],[37,10,38,36],[28,45,29,48],[28,49,29,55],[28,56,29,59],[28,60,29,63],[28,64,29,70],[28,71,29,75],[26,64,27,65],[26,66,27,75],[28,1,32,5],[28,6,29,9],[28,10,29,16],[28,17,29,20],[28,21,29,24],[28,25,29,31],[28,32,29,36],[28,40,32,44],[24,1,27,5],[30,6,32,9],[30,10,32,36],[30,45,32,48],[30,49,32,75],[24,60,25,61],[24,62,25,75],[26,6,27,7],[26,8,27,20],[26,21,27,24],[26,25,27,26],[26,27,27,36],[26,45,27,46],[26,47,27,59],[26,60,27,63],[24,8,25,20],[24,21,25,22],[24,23,25,36],[24,40,27,44],[24,47,25,59],[20,1,23,5],[20,6,23,36],[20,40,23,44],[20,45,23,75],[10,66,11,75],[12,1,13,5],[12,6,13,23],[12,24,13,26],[12,27,13,36],[12,40,13,44],[12,45,13,62],[12,63,13,65],[12,66,13,75],[8,66,9,75],[10,1,11,5],[10,6,11,23],[10,24,11,26],[10,27,11,36],[10,40,11,44],[10,45,11,62],[10,63,11,65],[16,1,19,5],[16,6,19,36],[16,40,19,44],[16,45,19,75],[8,1,9,1],[8,2,9,5],[8,6,9,23],[8,24,9,26],[8,27,9,36],[8,40,9,40],[8,41,9,44],[8,45,9,62],[8,63,9,65],[3,1,3,9],[3,10,3,21],[4,1,4,21],[6,1,7,5],[6,6,7,23],[6,24,7,36],[6,40,7,44],[6,45,7,62],[6,63,7,75]]}
[]
[]
[]
[null,{"$f":"IF(COUNTIF(表紙!J21,\"*診断*\"),\"4．診断報告書\",\"5．実施計画書\")","v":"4．診断報告書"},null,null,null,null,null,null,null,null,"---",null,null,null,null,null,null,null,null,null,null,null,null,null,null,null,null,null,null,null,null,null,null,null,null,null,null,null,null,null,"記入例及び注記",null,null,null,null,null,null,null,"セル色凡例",null,null,null,null,null,"直接入力",null,null,null,null,"選択",null,null,null,"自動計算",null,null,null,null,null,null,null,null,null,null,null,null,null,null,null,null,null,null,null,null,null,null,null,null,"セル色の表示／非表示"]
[null,"対策個票",null,null,null,null,null,null,null,null,null,null,null,null,null,null,null,null,null,null,null,null,null,null,null,null,null,null,null,null,null,null,null,null,null,null,null,null,null,null,"（セルのメモやテキストボックスによる注記は移動できます）",null,null,null,null,null,null,null,null,null,null,null,null,null,null,null,null,null,null,null,null,null,null,null,null,null,null,null,null,null,null,null,null,null,null,null,null,null,null,null,null,null,null,null,null,null,null,null,false]
[]
[null,"対策の種類\n[対策個票番号]",null,null,null,null,"対策名称",null,null,null,null,null,null,null,null,null,null,null,null,null,null,null,null,null,"対策メニュー番号・メニュー名",null,null,null,null,null,null,null,null,null,null,null,null,null,null,null,"対策の種類\n[対策個票番号]",null,null,null,null,"対策名称",null,null,null,null,null,null,null,null,null,null,null,null,null,null,null,null,null,"対策メニュー番号・メニュー名"]
[]
[null,{"$f":"RIGHT(CELL(\"filename\",B7),(LEN(CELL(\"filename\",B7))-FIND(\"票\",CELL(\"filename\",B7))))","v":"8"},{"$f":"IF(Y9=\"\",\"\",VLOOKUP(Y9,対策メニューリスト,3,FALSE))","v":""},null,null,null,null,null,null,null,null,null,null,null,null,null,null,null,null,null,null,null,null,null,null,null,null,{"$f":"IF(Y9=\"\",\"\",VLOOKUP(Y9,対策メニューリスト,2,FALSE))","v":""},null,null,null,null,null,null,null,null,null,null,null,null,6,"燃料転換",null,null,null,"ボイラーの燃料転換",null,null,null,null,null,null,null,null,null,null,null,null,null,null,null,null,null,12142,null,null,"重油焚きからガス焚きボイラへの燃料転換",null,null,null,null,null,null,null,null,null,null,null,null,null,null,null,null,null,null,null,null,null,null,null,"課題番号"]
[null,null,null,null,null,null,null,null,null,null,null,null,null,null,null,null,null,null,null,null,null,null,null,null,null,null,null,null,null,null,null,null,null,null,null,null,null,null,null,null,null,null,null,null,null,null,null,null,null,null,null,null,null,null,null,null,null,null,null,null,null,null,null,null,null,null,null,null,null,null,null,null,null,null,null,null,null,null,null,null,null,null,null,null,null,null,null,null,"(課題1)",null,{"$f":"MID(B19,2,3)","v":""}]
[null,"工程名",null,null,null,null,null,null,null,null,null,null,null,null,null,null,null,null,null,null,null,null,null,null,"対象/\n既存設備",null,null,null,null,null,null,null,null,null,null,null,null,null,null,null,"工程名",null,null,null,null,"原料加熱",null,null,null,null,null,null,null,null,null,null,null,null,null,null,null,null,null,"対象/\n既存設備",null,null,"重油焚き蒸気ボイラー",null,null,null,null,null,null,null,null,null,null,null,null,null,null,null,null,null,null,null,null,null,"(課題2)"]
[null,null,null,null,null,null,null,null,null,null,null,null,null,null,null,null,null,null,null,null,null,null,null,null,null,null,null,null,null,null,null,null,null,null,null,null,null,null,null,null,null,null,null,null,null,null,null,null,null,null,null,null,null,null,null,null,null,null,null,null,null,null,null,null,null,null,null,null,null,null,null,null,null,null,null,null,null,null,null,null,null,null,null,null,null,null,null,null,"(課題3)"]
[null,"システム／\n設備区分名",null,null,null,null,{"$f":"IF(Y9=\"\",\"\",VLOOKUP(Y9,対策メニューリスト,4,FALSE))","v":""},null,null,null,null,null,null,null,null,null,null,null,null,null,null,null,null,null,"導入設備",null,null,null,null,null,null,null,null,null,null,null,null,null,null,null,"システム／\n設備区分名",null,null,null,null,"蒸気システム",null,null,null,null,null,null,null,null,null,null,null,null,null,null,null,null,null,"導入設備",null,null,"ガス焚き蒸気ボイラー",null,null,null,null,null,null,null,null,null,null,null,null,null,null,null,null,null,null,null,null,null,"(課題4)"]
[null,null,null,null,null,null,null,null,null,null,null,null,null,null,null,null,null,null,null,null,null,null,null,null,null,null,null,null,null,null,null,null,null,null,null,null,null,null,null,null,null,null,null,null,null,null,null,null,null,null,null,null,null,null,null,null,null,null,null,null,null,null,null,null,null,null,null,null,null,null,null,null,null,null,null,null,null,null,null,null,null,null,null,null,null,null,null,null,"(課題5)"]
[null,null,null,null,null,null,null,null,null,null,null,null,null,null,null,null,null,null,null,null,null,null,null,null,null,null,null,null,null,null,null,null,null,null,null,null,null,null,null,null,null,null,null,null,null,null,null,null,null,null,null,null,null,null,null,null,null,null,null,null,null,null,null,null,null,null,null,null,null,null,null,null,null,null,null,null,null,null,null,null,null,null,null,null,null,null,null,null,"(課題6)"]
[null,"１．対策概要",null,null,null,null,null,null,null,null,null,null,null,null,null,null,null,null,null,null,null,null,null,null,null,null,null,null,null,null,null,null,null,null,null,null,null,null,null,null,"１．対策概要",null,null,null,null,null,null,null,null,null,null,null,null,null,null,null,null,null,null,null,null,null,null,null,null,null,null,null,null,null,null,null,null,null,null,null,null,null,null,null,null,null,null,null,null,null,null,null,"(課題7)"]
[null,"現状と課題",null,null,null,null,null,null,null,null,null,null,null,null,null,null,null,null,null,null,null,null,null,null,null,null,null,null,null,null,null,null,null,null,null,null,null,null,null,null,"現状と課題",null,null,null,null,"現用のボイラーが更新時期を超えている。またA重油を使用した蒸気ボイラーが使用されており、CO2排出量が過多となっている",null,null,null,null,null,null,null,null,null,null,null,null,null,null,null,null,null,null,null,null,null,null,null,null,null,null,null,null,null,null,null,null,null,null,null,null,null,null,null,null,null,null,"(課題8)"]
[null,null,null,null,null,null,null,null,null,null,null,null,null,null,null,null,null,null,null,null,null,null,null,null,null,null,null,null,null,null,null,null,null,null,null,null,null,null,null,null,null,null,null,null,null,null,null,null,null,null,null,null,null,null,null,null,null,null,null,null,null,null,null,null,null,null,null,null,null,null,null,null,null,null,null,null,null,null,null,null,null,null,null,null,null,null,null,null,"(課題9)"]
[null,null,null,null,null,null,null,null,null,null,null,null,null,null,null,null,null,null,null,null,null,null,null,null,null,null,null,null,null,null,null,null,null,null,null,null,null,null,null,null,null,null,null,null,null,null,null,null,null,null,null,null,null,null,null,null,null,null,null,null,null,null,null,null,null,null,null,null,null,null,null,null,null,null,null,null,null,null,null,null,null,null,null,null,null,null,null,null,"(課題10)"]
[null,null,null,null,null,null,null,null,null,null,null,null,null,null,null,null,null,null,null,null,null,null,null,null,null,null,null,null,null,null,null,null,null,null,null,null,null,null,null,null,null,null,null,null,null,null,null,null,null,null,null,null,null,null,null,null,null,null,null,null,null,null,null,null,null,null,null,null,null,null,null,null,null,null,null,null,null,null,null,null,null,null,null,null,null,null,null,null,"(課題11)"]
[null,"対策の概要",null,null,null,null,null,null,null,null,null,null,null,null,null,null,null,null,null,null,null,null,null,null,null,null,null,null,null,null,null,null,null,null,null,null,null,null,null,null,"対策の概要",null,null,null,null,"A重油焚きボイラーから気体燃料ボイラーに更新することで、熱効率向上による燃料使用量の削減、CO2排出量の削減を目指す",null,null,null,null,null,null,null,null,null,null,null,null,null,null,null,null,null,null,null,null,null,null,null,null,null,null,null,null,null,null,null,null,null,null,null,null,null,null,null,null,null,null,"(課題12)"]
[null,null,null,null,null,null,null,null,null,null,null,null,null,null,null,null,null,null,null,null,null,null,null,null,null,null,null,null,null,null,null,null,null,null,null,null,null,null,null,null,null,null,null,null,null,null,null,null,null,null,null,null,null,null,null,null,null,null,null,null,null,null,null,null,null,null,null,null,null,null,null,null,null,null,null,null,null,null,null,null,null,null,null,null,null,null,null,null,"(課題13)"]
[null,null,null,null,null,null,null,null,null,null,null,null,null,null,null,null,null,null,null,null,null,null,null,null,null,null,null,null,null,null,null,null,null,null,null,null,null,null,null,null,null,null,null,null,null,null,null,null,null,null,null,null,null,null,null,null,null,null,null,null,null,null,null,null,null,null,null,null,null,null,null,null,null,null,null,null,null,null,null,null,null,null,null,null,null,null,null,null,"(課題14)"]
[null,null,null,null,null,null,null,null,null,null,null,null,null,null,null,null,null,null,null,null,null,null,null,null,null,null,null,null,null,null,null,null,null,null,null,null,null,null,null,null,null,null,null,null,null,null,null,null,null,null,null,null,null,null,null,null,null,null,null,null,null,null,null,null,null,null,null,null,null,null,null,null,null,null,null,null,null,null,null,null,null,null,null,null,null,null,null,null,"(課題15)"]
[null,"対策の種別",null,null,null,null,null,null,"受診事業者からの診断要請あり",null,null,null,null,null,null,null,null,null,null,null,null,null,null,"設備寿命による交換提案",null,null,null,null,null,null,null,null,null,null,null,null,null,null,null,null,"対策の種別",null,null,null,null,null,null,"受診事業者からの診断要請あり",null,null,null,null,null,null,null,null,null,null,null,null,null,null,"設備寿命による交換提案",null,null,null,null,null,null,null,null,null,null,null,null,null,null,null,null,null,null,null,null,null,null,null,null,null,"(課題16)",null,false,{"$f":"IF(CM25=TRUE,\"○\",\"―\")","v":"―"},"診断要請"]
[null,null,null,null,null,null,null,null,null,null,null,null,null,null,null,null,null,null,null,null,null,null,null,null,null,null,null,null,null,null,null,null,null,null,null,null,null,null,null,null,null,null,null,null,null,null,null,null,null,null,null,null,null,null,null,null,null,null,null,null,null,null,null,null,null,null,null,null,null,null,null,null,null,null,null,null,null,null,null,null,null,null,null,null,null,null,null,null,"(課題17)",null,false,{"$f":"IF(CM26=TRUE,\"○\",\"―\")","v":"―"},"設備寿命"]
[null,null,null,null,null,null,null,null,"推奨対策",null,null,null,null,null,null,null,null,null,null,null,null,"DXシステム",null,null,null,null,null,"DXシステム計測結果に基づく対策",null,null,null,null,null,null,null,null,null,null,null,null,null,null,null,null,null,null,null,"推奨対策",null,null,null,null,null,null,null,null,null,null,null,null,"DXシステム",null,null,null,null,null,"DXシステム計測結果に基づく対策",null,null,null,null,null,null,null,null,null,null,null,null,null,null,null,null,null,null,null,null,null,"(課題18)",null,false,{"$f":"IF(CM27=TRUE,\"○\",\"―\")","v":"―"},"推奨対策"]
[null,null,null,null,null,null,null,null,null,null,null,null,null,null,null,null,null,null,null,null,null,null,null,null,null,null,null,null,null,null,null,null,null,null,null,null,null,null,null,null,null,null,null,null,null,null,null,null,null,null,null,null,null,null,null,null,null,null,null,null,null,null,null,null,null,null,null,null,null,null,null,null,null,null,null,null,null,null,null,null,null,null,null,null,null,null,null,null,"(課題19)",null,false,{"$f":"IF(CM28=TRUE,\"○\",\"―\")","v":"―"},"DX計測対策"]
[null,"対策の\n効果・効用",null,null,null,null,"CO2削減\n効果",null,null,null,{"$f":"IF(J75=\"\",\"\",J75)","v":0},null,null,null,null,null,null,"t-CO2/年",null,null,null,"運転コスト\n削減効果",null,null,null,{"$f":"IF(J79=\"\",\"\",J79)","v":0},null,null,null,null,null,null,"千円/年 (b)",null,null,null,null,null,null,null,"対策の\n効果・効用",null,null,null,null,"CO2削減\n効果",null,null,null,200.37600000000003,null,null,null,null,null,null,"t-CO2/年",null,null,null,"運転コスト\n削減効果",null,null,null,600,null,null,null,null,null,null,"千円/年 (b)",null,null,null,null,null,null,null,null,null,null,null,null,null,null,null,null,"(課題20)"]
[]
[null,null,null,null,null,null,"その他の\n効果・効用",null,null,null,null,null,null,null,null,null,null,null,null,null,null,null,null,null,null,null,null,null,null,null,null,null,null,null,null,null,null,null,null,null,null,null,null,null,null,"その他の\n効果・効用",null,null,null,"気体燃料に変更することにより燃焼時に発生するすすが低減されます。そのため、ボイラーの伝熱面が汚れにくくなり効率低下の防止につながります。また、定期的なスートブロー（すす吹き）等の作業回数を減らすことができます。"]
[]
[]
[null,"導入コストと投資回収年数",null,null,null,null,"導入コスト",null,null,null,{"$f":"IF(AD75=\"\",\"\",AD75)","v":0},null,null,null,null,null,null,"千円 (a)",null,null,null,"単純投資\n回収年数",null,null,null,{"$f":"IF(AD83=\"\",\"\",AD83)","v":"---"},null,null,null,null,null,null,"年 (a/b)",null,null,null,null,null,null,null,"導入コストと投資回収年数",null,null,null,null,"導入コスト",null,null,null,3000,null,null,null,null,null,null,"千円 (a)",null,null,null,"単純投資\n回収年数",null,null,null,5,null,null,null,null,null,null,"年 (a/b)"]
[]
[null,"活用可能な\n補助制度",null,null,null,null,1,"名称",null,null,null,null,null,null,null,null,null,null,null,null,null,null,null,null,null,null,null,null,null,null,null,null,null,null,null,null,null,null,null,null,"活用可能な\n補助制度",null,null,null,null,1,"名称",null,null,"環境省SHIFT事業 設備更新補助金",null,null,null,null,null,null,null,null,null,null,null,null,null,null,null,null,null,null,null,null,null,null,null,null,null,null,null,null,null,null,null,null,null,null,null,null,null,null,null,{"$f":"IF(OR(K36=\"\",COUNTIF(K36,\"*なし*\"),COUNTIF(K36,\"*無し*\")),0,1)","v":0}]
[]
[null,null,null,null,null,null,null,"概要",null,null,null,null,null,null,null,null,null,null,null,null,null,null,null,null,null,null,null,null,null,null,null,null,null,null,null,null,null,null,null,null,null,null,null,null,null,null,"概要"]
[]
[null,null,null,null,null,null,2,"名称",null,null,null,null,null,null,null,null,null,null,null,null,null,null,null,null,null,null,null,null,null,null,null,null,null,null,null,null,null,null,null,null,null,null,null,null,null,2,"名称",null,null,null,null,null,null,null,null,null,null,null,null,null,null,null,null,null,null,null,null,null,null,null,null,null,null,null,null,null,null,null,null,null,null,null,null,null,null,null,null,null,null,{"$f":"IF(OR(K40=\"\",COUNTIF(K40,\"*なし*\"),COUNTIF(K40,\"*無し*\")),0,1)","v":0}]
[null,null,null,null,null,null,null,null,null,null,null,null,null,null,null,null,null,null,null,null,null,null,null,null,null,null,null,null,null,null,null,null,null,null,null,null,null,null,null,null,null,null,null,null,null,null,null,null,null,null,null,null,null,null,null,null,null,null,null,null,null,null,null,null,null,null,null,null,null,null,null,null,null,null,null,null,null,null,null,null,null,null,null,null,null,null,null,null,"合計",{"$f":"SUM(CL36:CL40)","v":0}]
[null,null,null,null,null,null,null,"概要",null,null,null,null,null,null,null,null,null,null,null,null,null,null,null,null,null,null,null,null,null,null,null,null,null,null,null,null,null,null,null,null,null,null,null,null,null,null,"概要",null,null,null,null,null,null,null,null,null,null,null,null,null,null,null,null,null,null,null,null,null,null,null,null,null,null,null,null,null,null,null,null,null,null,null,null,null,null,null,null,null,"あり/なし",{"$f":"IF(CL41>=1,\"あり\",\"―\")","v":"―"}]
[]
[null,"制約条件\n（有り＝○）",null,null,null,null,"対策実施における制約条件",null,null,null,null,null,null,null,null,"備考（対応策等）",null,null,null,null,null,null,null,null,null,null,null,null,null,null,null,null,null,null,null,null,null,null,null,null,"制約条件\n（有り＝○）",null,null,null,null,"対策実施における制約条件",null,null,null,null,null,null,null,null,"備考（対応策等）"]
[null,null,null,null,null,null,"初期コスト",null,null,null,null,null,null,null,null,null,null,null,null,null,null,null,null,null,null,null,null,null,null,null,null,null,null,null,null,null,null,null,null,null,null,null,null,null,null,"初期コスト",null,null,null,null,null,null,"○",null,"既存設備の撤去費やガス引き込み費が必要です。補助金を利用することで初期費用の圧縮が可能です。",null,null,null,null,null,null,null,null,null,null,null,null,null,null,null,null,null,null,null,null,null,null,null,null,null,null,null,null,null,null,null,null,null,null,"制約条件の個数"]
[null,null,null,null,null,null,null,null,null,null,null,null,null,null,null,null,null,null,null,null,null,null,null,null,null,null,null,null,null,null,null,null,null,null,null,null,null,null,null,null,null,null,null,null,null,null,null,null,null,null,null,null,null,null,null,null,null,null,null,null,null,null,null,null,null,null,null,null,null,null,null,null,null,null,null,null,null,null,null,null,null,null,null,null,null,null,null,null,null,{"$f":"COUNTIF($N$45:$N$62,\"○\")","v":0}]
[null,null,null,null,null,null,"投資回収年数",null,null,null,null,null,null,null,null,null,null,null,null,null,null,null,null,null,null,null,null,null,null,null,null,null,null,null,null,null,null,null,null,null,null,null,null,null,null,"投資回収年数",null,null,null,null,null,null,"○",null,"ボイラー運転時間、都市ガス単価で変動します。",null,null,null,null,null,null,null,null,null,null,null,null,null,null,null,null,null,null,null,null,null,null,null,null,null,null,null,null,null,null,null,null,null,"○／―",{"$f":"IF(CL46>=1,\"あり\",\"―\")","v":"―"}]
[]
[null,null,null,null,null,null,"削減効果の不確実性",null,null,null,null,null,null,null,null,null,null,null,null,null,null,null,null,null,null,null,null,null,null,null,null,null,null,null,null,null,null,null,null,null,null,null,null,null,null,"削減効果の不確実性"]
[]
[null,null,null,null,null,null,"設置スペース",null,null,null,null,null,null,null,null,null,null,null,null,null,null,null,null,null,null,null,null,null,null,null,null,null,null,null,null,null,null,null,null,null,null,null,null,null,null,"設置スペース"]
[]
[null,null,null,null,null,null,"既存の設備・生産ラインへの適合",null,null,null,null,null,null,null,null,null,null,null,null,null,null,null,null,null,null,null,null,null,null,null,null,null,null,null,null,null,null,null,null,null,null,null,null,null,null,"既存の設備・生産ラインへの適合"]
[]
[null,null,null,null,null,null,"対策実施による操業への影響",null,null,null,null,null,null,null,null,null,null,null,null,null,null,null,null,null,null,null,null,null,null,null,null,null,null,null,null,null,null,null,null,null,null,null,null,null,null,"対策実施による操業への影響"]
[]
[null,null,null,null,null,null,"故障・不具合のリスク",null,null,null,null,null,null,null,null,null,null,null,null,null,null,null,null,null,null,null,null,null,null,null,null,null,null,null,null,null,null,null,null,null,null,null,null,null,null,"故障・不具合のリスク"]
[]
[null,null,null,null,null,null,"他の提案対策との相反性",null,null,null,null,null,null,null,null,null,null,null,null,null,null,null,null,null,null,null,null,null,null,null,null,null,null,null,null,null,null,null,null,null,null,null,null,null,null,"他の提案対策との相反性",null,null,null,null,null,null,"―"]
[]
[null,null,null,null,null,null,"その他",null,null,null,null,null,null,null,null,null,null,null,null,null,null,null,null,null,null,null,null,null,null,null,null,null,null,null,null,null,null,null,null,null,null,null,null,null,null,"その他"]
[]
[null,"補足・備考",null,null,null,null,null,null,null,null,null,null,null,null,null,null,null,null,null,null,null,null,null,null,null,null,null,null,null,null,null,null,null,null,null,null,null,null,null,null,"補足・備考"]
[]
[]
[]
[]
[null,{"$f":"\"対策個票\"&$B$9","v":"対策個票8"},null,null,null,null,null,null,null,null,null,null,null,null,null,null,null,null,null,null,null,null,null,null,null,null,null,null,null,null,null,null,null,null,null,null,null,null,null,null,"対策個票1"]
[]
[null,"２．削減効果根拠",null,null,null,null,null,null,null,null,null,null,null,null,null,null,null,null,null,null,null,null,null,null,null,null,null,null,null,null,null,null,null,null,null,null,null,null,null,null,"２．削減効果根拠"]
[null,"対策の種類\n[対策個票番号]",null,null,null,null,"対策名称",null,null,null,null,null,null,null,null,null,null,null,null,null,null,null,null,null,"対象/\n既存設備",null,null,{"$f":"IF($AB$11=\"\",\"\",$AB$11)","v":""},null,null,null,null,null,null,null,null,null,null,null,null,"対策の種類\n[対策個票番号]",null,null,null,null,"対策名称",null,null,null,null,null,null,null,null,null,null,null,null,null,null,null,null,null,"対象/\n既存設備",null,null,"重油焚き蒸気ボイラー"]
[]
[null,{"$f":"$B$9","v":"8"},{"$f":"IF($C$9=\"\",\"\",$C$9)","v":""},null,null,null,{"$f":"IF($G$9=\"\",\"\",$G$9)","v":""},null,null,null,null,null,null,null,null,null,null,null,null,null,null,null,null,null,"導入設備",null,null,{"$f":"IF($AB$13=\"\",\"\",$AB$13)","v":""},null,null,null,null,null,null,null,null,null,null,null,null,6,"燃料転換",null,null,null,"ボイラーの燃料転換",null,null,null,null,null,null,null,null,null,null,null,null,null,null,null,null,null,"導入設備",null,null,"ガス焚き蒸気ボイラー"]
[]
[null,"CO2削減効果",null,null,null,null,"削減量",null,null,{"$f":"X98-X119","v":0},null,null,null,null,null,"t-CO2/年(d)",null,null,null,null,null,"設備等導入コスト合計\n（工事費等込み）",null,null,null,null,null,null,null,{"$f":"SUM(AD77:AH82)","v":0},null,null,null,null,"千円(a)",null,null,null,null,null,"CO2削減効果",null,null,null,null,"削減量",null,null,200.37600000000003,null,null,null,null,null,"t-CO2/年(d)",null,null,null,null,null,"設備等導入コスト合計\n（工事費等込み）",null,null,null,null,null,null,null,3000,null,null,null,null,"千円(a)"]
[]
[null,null,null,null,null,null,"削減率",null,null,{"$f":"IFERROR(J75/'511脱炭素化計画'!$Q$11*100,\"---\")","v":0},null,null,null,null,null,"％","（工場・事業場基準年度排出量との比）",null,null,null,null,"（設備等名称・台数）",null,null,null,null,null,null,null,null,null,null,null,null,"千円",null,null,null,null,null,null,null,null,null,null,"削減率",null,null,16.698,null,null,null,null,null,"％","（工場・事業場基準年度排出量との比）",null,null,null,null,"ガス炊貫流ボイラー・\n1台",null,null,null,null,null,null,null,3000,null,null,null,null,"千円"]
[]
[null,"運転コスト\n削減効果",null,null,null,null,"削減額",null,null,{"$f":"AF106-AF127","v":0},null,null,null,null,null,"千円/年(b)",null,null,null,null,null,"（設備等名称・台数）",null,null,null,null,null,null,null,null,null,null,null,null,"千円",null,null,null,null,null,"運転コスト\n削減効果",null,null,null,null,"削減額",null,null,600,null,null,null,null,null,"千円/年(b)",null,null,null,null,null,"（設備等名称・台数）",null,null,null,null,null,null,null,null,null,null,null,null,"千円"]
[]
[null,"エネルギー\n削減効果",null,null,null,null,"削減量",null,null,{"$f":"CH95-CH102","v":0},null,null,null,null,null,"GJ換算値/年(e)",null,null,null,null,null,"（設備等名称・台数）",null,null,null,null,null,null,null,null,null,null,null,null,"千円",null,null,null,null,null,"エネルギー\n削減効果",null,null,null,null,"削減量",null,null,1070,null,null,null,null,null,"GJ換算値(e)",null,null,null,null,null,"（設備等名称・台数）",null,null,null,null,null,null,null,null,null,null,null,null,"千円"]
[]
[null,"脱炭素化指標（削減効果）",null,null,null,null,"(d)/(e)",null,null,{"$f":"IFERROR(J75/J81,\"---\")","v":"---"},null,null,null,null,null,"（GJ削減効果あたりのCO2削減効果）",null,null,null,null,null,"投資回収年数",null,null,null,null,"(a)/(b)",null,null,{"$f":"IFERROR(IF(AD75/J79<0,\"---\",AD75/J79),\"---\")","v":"---"},null,null,null,null,"年",null,null,null,null,null,"脱炭素化指標（削減効果）",null,null,null,null,"(d)/GJ",null,null,0.1872672897196262,null,null,null,null,null,"（GJ削減効果あたりのCO2削減効果）",null,null,null,null,null,"投資回収年数",null,null,null,null,"(a)/(b)",null,null,5,null,null,null,null,"年"]
[]
[]
[null,"削減効果の算出",null,null,null,null,null,null,null,null,null,null,null,null,null,null,null,null,null,null,null,null,null,null,null,null,null,null,null,null,null,null,null,null,null,null,null,null,null,null,"削減効果の算出",null,null,null,null,null,null,null,null,null,null,null,null,null,null,null,null,null,null,null,null,null,null,null,null,null,null,null,null,null,null,null,null,null,null,null,null,"※実施【前】と実施【計画】に分けることが難しい場合の注記\n\n「対策実施【前】」にエネルギー消費削減量を記載し、「対策実施【後】」は空欄としてください。"]
[null,null,null,null,null,null,null,null,null,null,null,null,null,null,null,null,null,null,null,null,null,null,null,null,null,null,null,null,null,null,null,null,null,null,null,null,null,null,null,null,null,null,null,null,null,null,null,null,null,null,null,null,null,null,null,null,null,null,null,null,null,null,null,null,null,null,null,null,null,null,null,null,null,null,null,null,null,null,null,null,null,"脱炭素化指標のための活動量のGJ換算値"]
[null,"前",null,"活動種別",null,null,null,null,null,null,"年間活動量",null,null,null,null,null,"変換係数",null,null,null,null,null,null,"CO2排出量\n(t-CO2/年)",null,null,null,"単価(千円)",null,null,null,"運転コスト\n(千円/年)",null,null,null,null,null,null,null,null,"前",null,"活動種別",null,null,null,null,null,null,"年間活動量",null,null,null,null,null,"変換係数",null,null,null,null,null,null,"CO2排出量\n(t-CO2/年)",null,null,null,"単価(千円)",null,null,null,"運転コスト\n(千円/年)"]
[null,null,null,null,null,null,null,null,null,null,null,null,null,null,null,null,null,null,null,null,null,null,null,null,null,null,null,null,null,null,null,null,null,null,null,null,null,null,null,null,null,null,null,null,null,null,null,null,null,null,null,null,null,null,null,null,null,null,null,null,null,null,null,null,null,null,null,null,null,null,null,null,null,null,null,null,null,null,null,null,null,"前"]
[{"$f":"IF($D90=\"\",\"\",VLOOKUP($D90,排出係数と単価2,10,FALSE))","v":""},"対策実施【前】",null,null,null,null,null,null,null,null,null,null,null,null,{"$f":"IF($D90=\"\",\"\",VLOOKUP($D90,排出係数と単価2,2,FALSE))","v":""},null,{"$f":"IF($D90=\"\",\"\",IF(A90=1,VLOOKUP($D90,排出係数と単価2,5,FALSE),VLOOKUP($D90,排出係数と単価2,3,FALSE)*VLOOKUP($D90,排出係数と単価2,5,FALSE)))","v":""},null,null,{"$f":"IF($D90=\"\",\"\",\"t-CO2/\"&$O90)","v":""},null,null,null,{"$f":"IF(OR(K90=\"\",Q90=\"\"),\"\",K90*Q90)","v":""},null,null,null,{"$f":"IF($D90=\"\",\"\",VLOOKUP($D90,排出係数と単価2,7,FALSE))","v":""},null,null,null,{"$f":"IF(OR(K90=\"\",AB90=\"\"),\"\",K90*AB90)","v":""},null,null,null,null,null,null,null,null,"対策実施【前】",null,"A重油",null,null,null,null,null,null,200,null,null,null,"kl",null,2.7096300000000002,null,null,"tCO2/kl",null,null,null,541.92600000000004,null,null,null,60,null,null,null,12000,null,null,null,null,null,null,null,null,null,null,"計算種別","活動種別","活動量","単位発熱量","GJ換算量"]
[null,null,null,null,null,null,null,null,null,null,null,null,null,null,null,null,null,null,null,null,null,null,null,null,null,null,null,null,null,null,null,null,null,null,null,null,null,null,null,null,null,null,null,null,null,null,null,null,null,null,null,null,null,null,null,null,null,null,null,null,null,null,null,null,null,null,null,null,null,null,null,null,null,null,null,null,null,null,null,null,null,{"$f":"A90","v":""},{"$f":"IF(COUNTIF($D90,\"*系統電力*\"),\"*系統電力*\",IF(COUNTIF($D90,\"*産業用蒸気*\"),\"*産業用蒸気*\",IF(COUNTIF($D90,\"*温水*\"),\"*温水*\",IF(COUNTIF($D90,\"*冷水*\"),\"*冷水*\",IF(COUNTIF($D90,\"*蒸気（産業用以外）*\"),\"*蒸気（産業用以外）*\",$D90)))))","v":0},{"$f":"K90","v":0},{"$f":"IFERROR(VLOOKUP($CE91,電力等のGJ換算係数,2,FALSE),IF(VLOOKUP($CE91,排出係数と単価1,3,FALSE)=\"\",\"\",VLOOKUP($CE91,排出係数と単価1,3,FALSE)))","v":{"$error":"#N/A"}},{"$f":"IFERROR(CF91*CG91,\"---\")","v":"---"}]
[{"$f":"IF($D92=\"\",\"\",VLOOKUP($D92,排出係数と単価2,10,FALSE))","v":""},null,null,null,null,null,null,null,null,null,null,null,null,null,{"$f":"IF($D92=\"\",\"\",VLOOKUP($D92,排出係数と単価2,2,FALSE))","v":""},null,{"$f":"IF($D92=\"\",\"\",IF(A92=1,VLOOKUP($D92,排出係数と単価2,5,FALSE),VLOOKUP($D92,排出係数と単価2,3,FALSE)*VLOOKUP($D92,排出係数と単価2,5,FALSE)))","v":""},null,null,{"$f":"IF($D92=\"\",\"\",\"t-CO2/\"&$O92)","v":""},null,null,null,{"$f":"IF(OR(K92=\"\",Q92=\"\"),\"\",K92*Q92)","v":""},null,null,null,{"$f":"IF($D92=\"\",\"\",VLOOKUP($D92,排出係数と単価2,7,FALSE))","v":""},null,null,null,{"$f":"IF(OR(K92=\"\",AB92=\"\"),\"\",K92*AB92)","v":""},null,null,null,null,null,null,null,null,null,null,null,null,null,null,null,null,null,null,null,null,null,null,null,"",null,null,"",null,null,null,"",null,null,null,"",null,null,null,"",null,null,null,null,null,null,null,null,null,null,{"$f":"A92","v":""},{"$f":"IF(COUNTIF($D92,\"*系統電力*\"),\"*系統電力*\",IF(COUNTIF($D92,\"*産業用蒸気*\"),\"*産業用蒸気*\",IF(COUNTIF($D92,\"*温水*\"),\"*温水*\",IF(COUNTIF($D92,\"*冷水*\"),\"*冷水*\",IF(COUNTIF($D92,\"*蒸気（産業用以外）*\"),\"*蒸気（産業用以外）*\",$D92)))))","v":0},{"$f":"K92","v":0},{"$f":"IFERROR(VLOOKUP($CE92,電力等のGJ換算係数,2,FALSE),IF(VLOOKUP($CE92,排出係数と単価1,3,FALSE)=\"\",\"\",VLOOKUP($CE92,排出係数と単価1,3,FALSE)))","v":{"$error":"#N/A"}},{"$f":"IFERROR(CF92*CG92,\"---\")","v":"---"}]
[null,null,null,null,null,null,null,null,null,null,null,null,null,null,null,null,null,null,null,null,null,null,null,null,null,null,null,null,null,null,null,null,null,null,null,null,null,null,null,null,null,null,null,null,null,null,null,null,null,null,null,null,null,null,null,null,null,null,null,null,null,null,null,null,null,null,null,null,null,null,null,null,null,null,null,null,null,"※「低炭素系統電力への変更」対策の場合の注記\n\n■実施【前】の活動の種別は、「系統電力」\n 　を選択してください。\n 　実施【計画】の活動の種別は、「系統電力\n 　切替先」を選択してください。\n\n■系統電力切替先は、排出係数が\n 　0.00025t-CO2/kWh未満（固定） の\n　 メニューのみが対象です。\n 　排出係数及び単価等の情報は、\n　  ［排出係数・単価表］にて入力して\n 　ください。\n\n",null,null,null,{"$f":"A94","v":""},{"$f":"IF(COUNTIF($D94,\"*系統電力*\"),\"*系統電力*\",IF(COUNTIF($D94,\"*産業用蒸気*\"),\"*産業用蒸気*\",IF(COUNTIF($D94,\"*温水*\"),\"*温水*\",IF(COUNTIF($D94,\"*冷水*\"),\"*冷水*\",IF(COUNTIF($D94,\"*蒸気（産業用以外）*\"),\"*蒸気（産業用以外）*\",$D94)))))","v":0},{"$f":"K94","v":0},{"$f":"IFERROR(VLOOKUP($CE93,電力等のGJ換算係数,2,FALSE),IF(VLOOKUP($CE93,排出係数と単価1,3,FALSE)=\"\",\"\",VLOOKUP($CE93,排出係数と単価1,3,FALSE)))","v":{"$error":"#N/A"}},"---"]
[{"$f":"IF($D94=\"\",\"\",VLOOKUP($D94,排出係数と単価2,10,FALSE))","v":""},null,null,null,null,null,null,null,null,null,null,null,null,null,{"$f":"IF($D94=\"\",\"\",VLOOKUP($D94,排出係数と単価2,2,FALSE))","v":""},null,{"$f":"IF($D94=\"\",\"\",IF(A94=1,VLOOKUP($D94,排出係数と単価2,5,FALSE),VLOOKUP($D94,排出係数と単価2,3,FALSE)*VLOOKUP($D94,排出係数と単価2,5,FALSE)))","v":""},null,null,{"$f":"IF($D94=\"\",\"\",\"t-CO2/\"&$O94)","v":""},null,null,null,{"$f":"IF(OR(K94=\"\",Q94=\"\"),\"\",K94*Q94)","v":""},null,null,null,{"$f":"IF($D94=\"\",\"\",VLOOKUP($D94,排出係数と単価2,7,FALSE))","v":""},null,null,null,{"$f":"IF(OR(K94=\"\",AB94=\"\"),\"\",K94*AB94)","v":""},null,null,null,null,null,null,null,null,null,null,null,null,null,null,null,null,null,null,null,null,null,null,null,"",null,null,"",null,null,null,"",null,null,null,"",null,null,null,"",null,null,null,null,null,null,null,null,null,null,{"$f":"A96","v":""},{"$f":"IF(COUNTIF($D96,\"*系統電力*\"),\"*系統電力*\",IF(COUNTIF($D96,\"*産業用蒸気*\"),\"*産業用蒸気*\",IF(COUNTIF($D96,\"*温水*\"),\"*温水*\",IF(COUNTIF($D96,\"*冷水*\"),\"*冷水*\",IF(COUNTIF($D96,\"*蒸気（産業用以外）*\"),\"*蒸気（産業用以外）*\",$D96)))))","v":0},{"$f":"K96","v":0},{"$f":"IFERROR(VLOOKUP($CE94,電力等のGJ換算係数,2,FALSE),IF(VLOOKUP($CE94,排出係数と単価1,3,FALSE)=\"\",\"\",VLOOKUP($CE94,排出係数と単価1,3,FALSE)))","v":{"$error":"#N/A"}},"---"]
[null,null,null,null,null,null,null,null,null,null,null,null,null,null,null,null,null,null,null,null,null,null,null,null,null,null,null,null,null,null,null,null,null,null,null,null,null,null,null,null,null,null,null,null,null,null,null,null,null,null,null,null,null,null,null,null,null,null,null,null,null,null,null,null,null,null,null,null,null,null,null,null,null,null,null,null,null,null,null,null,null,null,null,null,"合計",{"$f":"SUM(CH91:CH94)","v":0}]
[{"$f":"IF($D96=\"\",\"\",VLOOKUP($D96,排出係数と単価2,10,FALSE))","v":""},null,null,null,null,null,null,null,null,null,null,null,null,null,{"$f":"IF($D96=\"\",\"\",VLOOKUP($D96,排出係数と単価2,2,FALSE))","v":""},null,{"$f":"IF($D96=\"\",\"\",IF(A96=1,VLOOKUP($D96,排出係数と単価2,5,FALSE),VLOOKUP($D96,排出係数と単価2,3,FALSE)*VLOOKUP($D96,排出係数と単価2,5,FALSE)))","v":""},null,null,{"$f":"IF($D96=\"\",\"\",\"t-CO2/\"&$O96)","v":""},null,null,null,{"$f":"IF(OR(K96=\"\",Q96=\"\"),\"\",K96*Q96)","v":""},null,null,null,{"$f":"IF($D96=\"\",\"\",VLOOKUP($D96,排出係数と単価2,7,FALSE))","v":""},null,null,null,{"$f":"IF(OR(K96=\"\",AB96=\"\"),\"\",K96*AB96)","v":""},null,null,null,null,null,null,null,null,null,null,null,null,null,null,null,null,null,null,null,null,null,null,null,"",null,null,"",null,null,null,"",null,null,null,"",null,null,null,"",null,null,null,null,null,null,null,null,null,null,"計画"]
[null,null,null,null,null,null,null,null,null,null,null,null,null,null,null,null,null,null,null,null,null,null,null,null,null,null,null,null,null,null,null,null,null,null,null,null,null,null,null,null,null,null,null,null,null,null,null,null,null,null,null,null,null,null,null,null,null,null,null,null,null,null,null,null,null,null,null,null,null,null,null,null,null,null,null,null,null,null,null,null,null,"計算種別","活動種別","活動量","単位発熱量","GJ換算量"]
[null,null,null,null,null,null,null,null,null,null,null,null,null,null,null,null,"合計(f1)",null,null,null,null,null,null,{"$f":"SUM(X90:X97)","v":0},null,null,null,"合計",null,null,null,{"$f":"SUM(AF90:AF97)","v":0},null,null,null,null,null,null,null,null,null,null,null,null,null,null,null,null,null,null,null,null,null,null,null,"合計",null,null,null,null,null,null,541.92600000000004,null,null,null,"合計",null,null,null,12000,null,null,null,null,null,null,null,null,null,null,{"$f":"A111","v":""},{"$f":"IF(COUNTIF($D111,\"*系統電力*\"),\"*系統電力*\",IF(COUNTIF($D111,\"*産業用蒸気*\"),\"*産業用蒸気*\",IF(COUNTIF($D111,\"*温水*\"),\"*温水*\",IF(COUNTIF($D111,\"*冷水*\"),\"*冷水*\",IF(COUNTIF($D111,\"*蒸気（産業用以外）*\"),\"*蒸気（産業用以外）*\",$D111)))))","v":0},{"$f":"K111","v":0},{"$f":"IFERROR(VLOOKUP($CE98,電力等のGJ換算係数,2,FALSE),IF(VLOOKUP($CE98,排出係数と単価1,3,FALSE)=\"\",\"\",VLOOKUP($CE98,排出係数と単価1,3,FALSE)))","v":{"$error":"#N/A"}},{"$f":"IFERROR(CF98*CG98,\"---\")","v":"---"}]
[null,null,null,null,null,null,null,null,null,null,null,null,null,null,null,null,null,null,null,null,null,null,null,null,null,null,null,null,null,null,null,null,null,null,null,null,null,null,null,null,null,null,null,null,null,null,null,null,null,null,null,null,null,null,null,null,null,null,null,null,null,null,null,null,null,null,null,null,null,null,null,null,null,null,null,null,null,null,null,null,null,{"$f":"A113","v":""},{"$f":"IF(COUNTIF($D113,\"*系統電力*\"),\"*系統電力*\",IF(COUNTIF($D113,\"*産業用蒸気*\"),\"*産業用蒸気*\",IF(COUNTIF($D113,\"*温水*\"),\"*温水*\",IF(COUNTIF($D113,\"*冷水*\"),\"*冷水*\",IF(COUNTIF($D113,\"*蒸気（産業用以外）*\"),\"*蒸気（産業用以外）*\",$D113)))))","v":0},{"$f":"K113","v":0},{"$f":"IFERROR(VLOOKUP($CE99,電力等のGJ換算係数,2,FALSE),IF(VLOOKUP($CE99,排出係数と単価1,3,FALSE)=\"\",\"\",VLOOKUP($CE99,排出係数と単価1,3,FALSE)))","v":{"$error":"#N/A"}},{"$f":"IFERROR(CF99*CG99,\"---\")","v":"---"}]
[null,null,null,"脱炭素化指標（状況）",null,null,null,null,null,null,null,null,null,null,null,null,"その他の運転コスト\n（運転・管理費、用水費、薬品費等）",null,null,null,null,null,null,null,null,null,null,null,null,null,null,"その他運転コスト\n(千円/年)",null,null,null,null,null,null,null,null,null,null,"脱炭素化指標（状況）",null,null,null,null,null,null,null,null,null,null,null,null,"その他の運転コスト\n（運転・管理費、用水費、薬品費等）",null,null,null,null,null,null,null,null,null,null,null,null,null,null,"その他運転コスト\n(千円/年)",null,null,null,null,null,null,null,null,null,null,{"$f":"A115","v":""},{"$f":"IF(COUNTIF($D115,\"*系統電力*\"),\"*系統電力*\",IF(COUNTIF($D115,\"*産業用蒸気*\"),\"*産業用蒸気*\",IF(COUNTIF($D115,\"*温水*\"),\"*温水*\",IF(COUNTIF($D115,\"*冷水*\"),\"*冷水*\",IF(COUNTIF($D115,\"*蒸気（産業用以外）*\"),\"*蒸気（産業用以外）*\",$D115)))))","v":0},{"$f":"K115","v":0},{"$f":"IFERROR(VLOOKUP($CE100,電力等のGJ換算係数,2,FALSE),IF(VLOOKUP($CE100,排出係数と単価1,3,FALSE)=\"\",\"\",VLOOKUP($CE100,排出係数と単価1,3,FALSE)))","v":{"$error":"#N/A"}},"---"]
[null,null,null,null,null,null,null,null,null,null,null,null,null,null,null,null,null,null,null,null,null,null,null,null,null,null,null,null,null,null,null,null,null,null,null,null,null,null,null,null,null,null,null,null,null,null,null,null,null,null,null,null,null,null,null,null,null,null,null,null,null,null,null,null,null,null,null,null,null,null,null,null,null,null,null,null,null,null,null,null,null,{"$f":"A117","v":""},{"$f":"IF(COUNTIF($D117,\"*系統電力*\"),\"*系統電力*\",IF(COUNTIF($D117,\"*産業用蒸気*\"),\"*産業用蒸気*\",IF(COUNTIF($D117,\"*温水*\"),\"*温水*\",IF(COUNTIF($D117,\"*冷水*\"),\"*冷水*\",IF(COUNTIF($D117,\"*蒸気（産業用以外）*\"),\"*蒸気（産業用以外）*\",$D117)))))","v":0},{"$f":"K117","v":0},{"$f":"IFERROR(VLOOKUP($CE101,電力等のGJ換算係数,2,FALSE),IF(VLOOKUP($CE101,排出係数と単価1,3,FALSE)=\"\",\"\",VLOOKUP($CE101,排出係数と単価1,3,FALSE)))","v":{"$error":"#N/A"}},"---"]
[null,null,null,"CO2排出量(f1)",null,null,null,null,null,null,{"$f":"X98","v":0},null,null,"t-CO2/年",null,null,null,null,null,null,null,null,null,null,null,null,null,null,null,null,null,null,null,null,null,null,null,null,null,null,null,null,"CO2排出量(f1)",null,null,null,null,null,null,541.92600000000004,null,null,"t-CO2/年",null,null,"ボイラー定期点検費用",null,null,null,null,null,null,null,null,null,null,null,null,null,null,30,null,null,null,null,null,null,null,null,null,null,null,null,null,"合計",{"$f":"SUM(CH98:CH101)","v":0}]
[]
[null,null,null,"エネルギー消費量(g1)",null,null,null,null,null,null,{"$f":"CH95","v":0},null,null,"GJ換算値/年",null,null,null,null,null,null,null,null,null,null,null,null,null,null,null,null,null,null,null,null,null,null,null,null,null,null,null,null,"エネルギー消費量(g1)",null,null,null,null,null,null,7820,null,null,"GJ/年"]
[]
[null,null,null,"脱炭素化指標（状況）",null,null,null,null,null,null,{"$f":"IFERROR(K102/K104,\"---\")","v":"---"},null,null,"(f1)/(g1)",null,null,"運転コスト合計",null,null,null,null,null,null,null,null,null,null,null,null,null,null,{"$f":"AF98+AF102+AF104","v":0},null,null,null,null,null,null,null,null,null,null,"脱炭素化指標（状況）",null,null,null,null,null,null,6.93E-2,null,null,"(f1)/(g1)",null,null,"運転コスト合計",null,null,null,null,null,null,null,null,null,null,null,null,null,null,12030]
[null,null,null,null,null,null,null,null,null,null,null,null,null,null,null,null,null,null,null,null,null,null,null,null,null,null,null,null,null,null,null,null,null,null,null,null,null,null,null,null,null,null,null,null,null,null,null,null,null,null,null,null,null,null,null,null,null,null,null,null,null,null,null,null,null,null,null,null,null,null,null,null,null,null,null,null,null,"※活動種別「系統電力」に関する注記\n\n買電はすべて「系統電力」を選択してください。\n（「系統電力切替先」は低炭素系統電力への変更対策を記述する際にのみ使用してください。）"]
[]
[null,"計画",null,"活動種別",null,null,null,null,null,null,"年間活動量",null,null,null,null,null,"変換係数",null,null,null,null,null,null,"CO2排出量\n(t-CO2/年)",null,null,null,"単価(千円)",null,null,null,"運転コスト\n(千円/年)",null,null,null,null,null,null,null,null,"計画",null,"活動種別",null,null,null,null,null,null,"年間活動量",null,null,null,null,null,"変換係数",null,null,null,null,null,null,"CO2排出量\n(t-CO2/年)",null,null,null,"単価(千円)",null,null,null,"運転コスト\n(千円/年)"]
[]
[{"$f":"IF($D111=\"\",\"\",VLOOKUP($D111,排出係数と単価2,10,FALSE))","v":""},"対策実施【計画】",null,null,null,null,null,null,null,null,null,null,null,null,{"$f":"IF($D111=\"\",\"\",VLOOKUP($D111,排出係数と単価2,2,FALSE))","v":""},null,{"$f":"IF($D111=\"\",\"\",IF(A111=1,VLOOKUP($D111,排出係数と単価2,5,FALSE),VLOOKUP($D111,排出係数と単価2,3,FALSE)*VLOOKUP($D111,排出係数と単価2,5,FALSE)))","v":""},null,null,{"$f":"IF($D111=\"\",\"\",\"t-CO2/\"&$O111)","v":""},null,null,null,{"$f":"IF(OR(K111=\"\",Q111=\"\"),\"\",K111*Q111)","v":""},null,null,null,{"$f":"IF($D111=\"\",\"\",VLOOKUP($D111,排出係数と単価2,7,FALSE))","v":""},null,null,null,{"$f":"IF(OR(K111=\"\",AB111=\"\"),\"\",K111*AB111)","v":""},null,null,null,null,null,null,null,null,"対策実施【計画】",null,"都市ガス",null,null,null,null,null,null,150,null,null,null,"千Nm3",null,2.2770000000000001,null,null,"t-CO2/千Nm3",null,null,null,341.55,null,null,null,76,null,null,null,11400]
[]
[{"$f":"IF($D113=\"\",\"\",VLOOKUP($D113,排出係数と単価2,10,FALSE))","v":""},null,null,null,null,null,null,null,null,null,null,null,null,null,{"$f":"IF($D113=\"\",\"\",VLOOKUP($D113,排出係数と単価2,2,FALSE))","v":""},null,{"$f":"IF($D113=\"\",\"\",IF(A113=1,VLOOKUP($D113,排出係数と単価2,5,FALSE),VLOOKUP($D113,排出係数と単価2,3,FALSE)*VLOOKUP($D113,排出係数と単価2,5,FALSE)))","v":""},null,null,{"$f":"IF($D113=\"\",\"\",\"t-CO2/\"&$O113)","v":""},null,null,null,{"$f":"IF(OR(K113=\"\",Q113=\"\"),\"\",K113*Q113)","v":""},null,null,null,{"$f":"IF($D113=\"\",\"\",VLOOKUP($D113,排出係数と単価2,7,FALSE))","v":""},null,null,null,{"$f":"IF(OR(K113=\"\",AB113=\"\"),\"\",K113*AB113)","v":""},null,null,null,null,null,null,null,null,null,null,null,null,null,null,null,null,null,null,null,null,null,"",null,"",null,null,"",null,null,null,"",null,null,null,"",null,null,null,""]
[]
[{"$f":"IF($D115=\"\",\"\",VLOOKUP($D115,排出係数と単価2,10,FALSE))","v":""},null,null,null,null,null,null,null,null,null,null,null,null,null,{"$f":"IF($D115=\"\",\"\",VLOOKUP($D115,排出係数と単価2,2,FALSE))","v":""},null,{"$f":"IF($D115=\"\",\"\",IF(A115=1,VLOOKUP($D115,排出係数と単価2,5,FALSE),VLOOKUP($D115,排出係数と単価2,3,FALSE)*VLOOKUP($D115,排出係数と単価2,5,FALSE)))","v":""},null,null,{"$f":"IF($D115=\"\",\"\",\"t-CO2/\"&$O115)","v":""},null,null,null,{"$f":"IF(OR(K115=\"\",Q115=\"\"),\"\",K115*Q115)","v":""},null,null,null,{"$f":"IF($D115=\"\",\"\",VLOOKUP($D115,排出係数と単価2,7,FALSE))","v":""},null,null,null,{"$f":"IF(OR(K115=\"\",AB115=\"\"),\"\",K115*AB115)","v":""},null,null,null,null,null,null,null,null,null,null,null,null,null,null,null,null,null,null,null,null,null,"",null,"",null,null,"",null,null,null,"",null,null,null,"",null,null,null,""]
[]
[{"$f":"IF($D117=\"\",\"\",VLOOKUP($D117,排出係数と単価2,10,FALSE))","v":""},null,null,null,null,null,null,null,null,null,null,null,null,null,{"$f":"IF($D117=\"\",\"\",VLOOKUP($D117,排出係数と単価2,2,FALSE))","v":""},null,{"$f":"IF($D117=\"\",\"\",IF(A117=1,VLOOKUP($D117,排出係数と単価2,5,FALSE),VLOOKUP($D117,排出係数と単価2,3,FALSE)*VLOOKUP($D117,排出係数と単価2,5,FALSE)))","v":""},null,null,{"$f":"IF($D117=\"\",\"\",\"t-CO2/\"&$O117)","v":""},null,null,null,{"$f":"IF(OR(K117=\"\",Q117=\"\"),\"\",K117*Q117)","v":""},null,null,null,{"$f":"IF($D117=\"\",\"\",VLOOKUP($D117,排出係数と単価2,7,FALSE))","v":""},null,null,null,{"$f":"IF(OR(K117=\"\",AB117=\"\"),\"\",K117*AB117)","v":""},null,null,null,null,null,null,null,null,null,null,null,null,null,null,null,null,null,null,null,null,null,"",null,"",null,null,"",null,null,null,"",null,null,null,"",null,null,null,""]
[]
[null,null,null,null,null,null,null,null,null,null,null,null,null,null,null,null,"合計(f2)",null,null,null,null,null,null,{"$f":"SUM(X111:X118)","v":0},null,null,null,"合計",null,null,null,{"$f":"SUM(AF111:AF118)","v":0},null,null,null,null,null,null,null,null,null,null,null,null,null,null,null,null,null,null,null,null,null,null,null,"合計",null,null,null,null,null,null,341.55,null,null,null,"合計",null,null,null,11400]
[]
[null,null,null,"脱炭素化指標（状況）",null,null,null,null,null,null,null,null,null,null,null,null,"その他の運転コスト\n（運転・管理費、用水費、薬品費等）",null,null,null,null,null,null,null,null,null,null,null,null,null,null,"その他運転コスト\n(千円/年)",null,null,null,null,null,null,null,null,null,null,"脱炭素化指標（状況）",null,null,null,null,null,null,null,null,null,null,null,null,"その他の運転コスト\n（運転・管理費、用水費、薬品費等）",null,null,null,null,null,null,null,null,null,null,null,null,null,null,"その他運転コスト\n(千円/年)"]
[]
[null,null,null,"CO2排出量(f2)",null,null,null,null,null,null,{"$f":"X119","v":0},null,null,"t-CO2/年",null,null,null,null,null,null,null,null,null,null,null,null,null,null,null,null,null,null,null,null,null,null,null,null,null,null,null,null,"CO2排出量(f2)",null,null,null,null,null,null,341.55,null,null,"t-CO2/年",null,null,"ボイラー定期点検費用",null,null,null,null,null,null,null,null,null,null,null,null,null,null,30]
[]
[null,null,null,"エネルギー消費量(g2)",null,null,null,null,null,null,{"$f":"CH102","v":0},null,null,"GJ換算値/年",null,null,null,null,null,null,null,null,null,null,null,null,null,null,null,null,null,null,null,null,null,null,null,null,null,null,null,null,"エネルギー消費量(g2)",null,null,null,null,null,null,6750,null,null,"GJ/年"]
[]
[null,null,null,"脱炭素化指標（状況）",null,null,null,null,null,null,{"$f":"IFERROR(K123/K125,\"---\")","v":"---"},null,null,"(f2)/(g2)",null,null,"運転コスト合計",null,null,null,null,null,null,null,null,null,null,null,null,null,null,{"$f":"AF119+AF123+AF125","v":0},null,null,null,null,null,null,null,null,null,null,"脱炭素化指標（状況）",null,null,null,null,null,null,5.0599999999999999E-2,null,null,"(f2)/(g2)",null,null,"運転コスト合計",null,null,null,null,null,null,null,null,null,null,null,null,null,null,11430]
[]
[]
[]
[null,{"$f":"\"対策個票\"&$B$9","v":"対策個票8"},null,null,null,null,null,null,null,null,null,null,null,null,null,null,null,null,null,null,null,null,null,null,null,null,null,null,null,null,null,null,null,null,null,null,null,null,null,null,"対策個票1"]
[]
[null,"３．年間活動量の算出根拠",null,null,null,null,null,null,null,null,null,null,null,null,null,null,null,null,null,null,null,null,null,null,null,null,null,null,null,null,null,null,null,null,null,null,null,null,null,null,"３．年間活動量の算出根拠"]
[null,"対策実施【前】",null,null,null,null,null,null,null,null,null,null,null,null,null,null,null,null,null,null,null,null,null,null,null,null,null,null,null,null,null,null,null,null,null,null,null,null,null,null,"対策実施【前】"]
[null,"３－１．活動量（エネルギー使用量）把握方法・計算方法の説明",null,null,null,null,null,null,null,null,null,null,null,null,null,null,null,null,null,null,null,null,null,null,null,null,null,null,null,null,null,null,null,null,null,null,null,null,null,null,"３－１．活動量（エネルギー使用量）把握方法・計算方法の説明"]
[null,null,null,null,null,null,null,null,null,null,null,null,null,null,null,null,null,null,null,null,null,null,null,null,null,null,null,null,null,null,null,null,null,null,null,null,null,null,null,null,null,"■要点を第三者が読んで理解できるように記述してください。\n■DXシステムによる計測結果に基づく対策の場合は、DXシステムを利用したことを明示してください。"]
[]
[]
[null,"３－２．活動量（エネルギー使用量）の計算",null,null,null,null,null,null,null,null,null,null,null,null,null,null,null,null,null,null,null,null,null,null,null,null,null,null,null,null,null,null,null,null,null,null,null,null,null,null,"３－２．活動量（エネルギー使用量）の計算"]
[]
[null,null,null,null,null,null,null,null,null,null,null,null,null,null,null,null,null,null,null,null,null,null,null,null,null,null,null,null,null,null,null,null,null,null,null,null,null,null,null,null,null,"※【他の記入欄にも共通する注意事項】\n\n■第三者が読んで理解できるように記述してください。\n\n■スペースが足りない場合には、[別紙]として新規シートを追加し、当該対策個票の別紙であることがわかるようなシート名称\n　 にして使用してください。記入欄には、別紙がある旨を明記してください。\n　 その他、※別紙シートを利用する場合の注記を参照してください。\n\n■「SHIFT事業CO2削減対策の効果算定ガイドライン」を参照してください。",null,null,null,null,null,null,null,null,null,null,null,null,null,null,null,null,null,null,null,null,null,null,null,null,null,null,null,null,null,null,null,null,null,null,null,"※別紙シートを利用する場合の注記\n\n■別紙を追加・添付する場合は、\n　 本シートの記入欄に別紙の要点を記載\n　 してください。\n\n■別紙への参照を記述する際は、\n　 「別紙のとおり」ではなく、\n 　「別紙XXの何ページ、何行目～何行目の\n　 記載(YY)のとおり」 （XX、YYは通し番号）\n 　とする等、参照箇所を明示してください。\n　 なお、\n　 該当する別紙や記載には対応する通し\n 　番号(XX、YY)を打ち、\n 　本文と、該当する別紙や記載が\n 　１対１に対応するようにしてください。"]
[]
[]
[]
[]
[]
[]
[]
[]
[]
[null,"３－３．活動量（エネルギー使用量）の計算で使用した各数値の説明・根拠",null,null,null,null,null,null,null,null,null,null,null,null,null,null,null,null,null,null,null,null,null,null,null,null,null,null,null,null,null,null,null,null,null,null,null,null,null,null,"３－３．活動量（エネルギー使用量）の計算で使用した各数値の説明・根拠"]
[null,null,null,null,null,null,null,null,null,null,null,null,null,null,null,null,null,null,null,null,null,null,null,null,null,null,null,null,null,null,null,null,null,null,null,null,null,null,null,null,null,"■当該施設の特性、使用条件であることがわかるように記載してください。類似の設備、たとえば「40W型」だけでは活動量\n　 の確認ができませんので、当該設備のメーカー名、型番、仕様を根拠として記載してください。\n\n■計測値を記載する場合には、結果だけではなく計測対象・期間・装置・条件を明記してください。\n\n■同一の設備や類似の設備が別の個票にもある場合には、他の個票との関係が１対１でわかるようにしてください。たとえ\n　 ば、個票1に各個票の同一の設備や類似の設備の相互の関係がわかる表を添付することが考えられます。\n\n■数値の単位はSI単位で記述するよう努めてください。たとえば、機器銘板がkcal/h表示の場合には、そのままcal単位を\n　 使い続けずに、初めにkWへの換算を記載した上で、以降はkWで説明を行ってください。\n\n■DXシステムによる計測結果に基づく対策の場合は、DXシステムの計測結果を提示してください。"]
[]
[]
[]
[]
[]
[]
[]
[]
[]
[]
[]
[null,"対策実施【計画】",null,null,null,null,null,null,null,null,null,null,null,null,null,null,null,null,null,null,null,null,null,null,null,null,null,null,null,null,null,null,null,null,null,null,null,null,null,null,"対策実施【計画】"]
[null,"３－４．活動量（エネルギー使用量）把握方法・計算方法の説明",null,null,null,null,null,null,null,null,null,null,null,null,null,null,null,null,null,null,null,null,null,null,null,null,null,null,null,null,null,null,null,null,null,null,null,null,null,null,"３－４．活動量（エネルギー使用量）把握方法・計算方法の説明"]
[]
[null,null,null,null,null,null,null,null,null,null,null,null,null,null,null,null,null,null,null,null,null,null,null,null,null,null,null,null,null,null,null,null,null,null,null,null,null,null,null,null,null,"■要点を第三者が読んで理解できるように記述してください。"]
[]
[null,"３－５．活動量（エネルギー使用量）の計算",null,null,null,null,null,null,null,null,null,null,null,null,null,null,null,null,null,null,null,null,null,null,null,null,null,null,null,null,null,null,null,null,null,null,null,null,null,null,"３－５．活動量（エネルギー使用量）の計算"]
[]
[]
[]
[null,null,null,null,null,null,null,null,null,null,null,null,null,null,null,null,null,null,null,null,null,null,null,null,null,null,null,null,null,null,null,null,null,null,null,null,null,null,null,null,null,"■上記３－２の注記にある【他の記入欄にも共通する注意事項】を参照してください。\n\n■数値シミュレーションを使用する場合には、シミュレーションの計算式や考え方に加え、計算条件が該当事業所の状況\n　 に合致していることがわかるように記載してください。"]
[]
[]
[]
[]
[]
[]
[]
[null,"３－６．活動量（エネルギー使用量）の計算で使用した各数値の説明・根拠",null,null,null,null,null,null,null,null,null,null,null,null,null,null,null,null,null,null,null,null,null,null,null,null,null,null,null,null,null,null,null,null,null,null,null,null,null,null,"３－６．活動量（エネルギー使用量）の計算で使用した各数値の説明・根拠"]
[]
[null,null,null,null,null,null,null,null,null,null,null,null,null,null,null,null,null,null,null,null,null,null,null,null,null,null,null,null,null,null,null,null,null,null,null,null,null,null,null,null,null,"■当該施設の特性、使用条件であることがわかるように記載してください。類似の設備、たとえば「40W型」だけでは活動量\n　 の確認ができませんので、当該設備のメーカー名、型番、仕様を根拠として記載してください。\n\n■計測値を記載する場合には、結果だけではなく計測対象・期間・装置・条件を明記してください。\n\n■同一の設備や類似の設備が別の個票にもある場合には、他の個票との関係が１対１でわかるようにしてください。たとえ\n　 ば、個票1に各個票の同一の設備や類似の設備の相互の関係がわかる表を添付することが考えられます。\n\n■数値の単位はSI単位で記述するよう努めてください。たとえば、機器銘板がkcal/h表示の場合には、そのままcal単位を\n　 使い続けずに、初めにkWへの換算を記載した上で、以降はkWで説明を行ってください。"]
[]
[]
[]
[]
[]
[]
[]
[]
[]
[]
[null,{"$f":"\"対策個票\"&$B$9","v":"対策個票8"},null,null,null,null,null,null,null,null,null,null,null,null,null,null,null,null,null,null,null,null,null,null,null,null,null,null,null,null,null,null,null,null,null,null,null,null,null,null,"対策個票1"]
[]
[null,"４．実施方法",null,null,null,null,null,null,null,null,null,null,null,null,null,null,null,null,null,null,null,null,null,null,null,null,null,null,null,null,null,null,null,null,null,null,null,null,null,null,"４．実施方法"]
[null,"４－１．実施手順/実施に関する注意事項",null,null,null,null,null,null,null,null,null,null,null,null,null,null,null,null,null,null,null,null,null,null,null,null,null,null,null,null,null,null,null,null,null,null,null,null,null,null,"４－１．実施手順/実施に関する注意事項",null,null,null,null,null,null,null,null,null,null,null,null,null,null,null,null,null,null,null,null,null,null,null,null,null,null,null,null,null,null,null,null,null,null,null,null,"※別紙シートを利用する場合の注記\n\n■別紙を追加・添付する場合は、\n　 本シートの記入欄に別紙の要点を記載\n　 してください。\n\n■別紙への参照を記述する際は、\n　 「別紙のとおり」ではなく、\n 　「別紙XXの何ページ、何行目～何行目の\n　 記載(YY)のとおり」 （XX、YYは通し番号）\n 　とする等、参照箇所を明示してください。\n　 なお、\n　 該当する別紙や記載には対応する通し\n 　番号(XX、YY)を打ち、\n 　本文と、該当する別紙や記載が\n 　１対１に対応するようにしてください。"]
[]
[null,null,null,null,null,null,null,null,null,null,null,null,null,null,null,null,null,null,null,null,null,null,null,null,null,null,null,null,null,null,null,null,null,null,null,null,null,null,null,null,null,"■対策を具体的に進めるために必要な実施方法や手順を記載\n 　してください。\n 　例えば、\n　 ・運用改善対策の場合は、新たな運用規定の内容や、\n　　 周知の仕方など。\n　 ・設備導入対策の場合は、設備仕様や必要コスト、また国への\n 　　届出が必要な設備機器の場合には、その申請方法や申請の\n　　 タイミングなど。\n\n■スペースが足りない場合には、[別紙]として新規シートを追加し、\n　 当該対策個票の別紙であることがわかるようなシート名称にして\n 　使用してください。記入欄には、別紙がある旨を明記してください。\n　 その他、※別紙シートを利用する場合の注記を参照してください。"]
[]
[]
[]
[]
[]
[]
[]
[]
[]
[]
[]
[]
[]
[]
[]
[]
[]
[]
[]
[]
[]
[null,"４－２．［設備導入等］既存設備と導入設備の仕様（能力等）比較、及び導入設備の能力が適切であることの説明\n　　　　［運用改善等］対策実施前後の運用条件の比較、及び対策が問題なく実行できることの説明",null,null,null,null,null,null,null,null,null,null,null,null,null,null,null,null,null,null,null,null,null,null,null,null,null,null,null,null,null,null,null,null,null,null,null,null,null,null,"４－２．［設備導入等］既存設備と導入設備の仕様（能力等）比較、及び導入設備の能力が適切であることの説明\n　　　　［運用改善等］対策実施前後の運用条件の比較、及び対策が問題なく実行できることの説明"]
[]
[null,null,null,null,null,null,null,null,null,null,null,null,null,null,null,null,null,null,null,null,null,null,null,null,null,null,null,null,null,null,null,null,null,null,null,null,null,null,null,null,null,"■既存設備と導入設備の能力（出力）が定量的に比較できるように記載してください。たとえば、設備導入前と設備導入後\n　 で能力比較ができる表（下記記入例参照）を記載してください。\n\n■特に、既存設備よりも導入設備の能力（出力）の方が大きくなる場合には、「別紙のとおり」だけでは確認困難なため、\n　 本欄と別紙の該当箇所とで１対１の対応がつくようにした上で、本欄に説明を記載してください。\n　 ※別紙シートを利用する場合の注記を参照してください。"]
[]
[]
[]
[]
[]
[]
[]
[]
[null,null,null,null,null,null,null,null,null,null,null,null,null,null,null,null,null,null,null,null,null,null,null,null,null,null,null,null,null,null,null,null,null,null,null,null,null,null,null,null,null,null,null,null,null,null,"記入例:重油炊きボイラーからガス炊きボイラーへの設備更新前後の仕様比較"]
[null,null,null,null,null,null,null,null,null,null,null,null,null,null,null,null,null,null,null,null,null,null,null,null,null,null,null,null,null,null,null,null,null,null,null,null,null,null,null,null,null,null,null,null,null,null,"項目",null,null,null,null,null,null,null,"設備導入前",null,null,null,null,null,null,null,"設備導入後"]
[null,null,null,null,null,null,null,null,null,null,null,null,null,null,null,null,null,null,null,null,null,null,null,null,null,null,null,null,null,null,null,null,null,null,null,null,null,null,null,null,null,null,null,null,null,null,"設備名",null,null,null,null,null,null,null,"重油炊きボイラー",null,null,null,null,null,null,null,"ガス炊きボイラー"]
[null,null,null,null,null,null,null,null,null,null,null,null,null,null,null,null,null,null,null,null,null,null,null,null,null,null,null,null,null,null,null,null,null,null,null,null,null,null,null,null,null,null,null,null,null,null,"台数",null,null,null,null,null,null,null,1,null,null,null,null,null,null,null,1]
[null,null,null,null,null,null,null,null,null,null,null,null,null,null,null,null,null,null,null,null,null,null,null,null,null,null,null,null,null,null,null,null,null,null,null,null,null,null,null,null,null,null,null,null,null,null,"燃料",null,null,null,null,null,null,null,"A重油",null,null,null,null,null,null,null,"都市ガス"]
[null,null,null,null,null,null,null,null,null,null,null,null,null,null,null,null,null,null,null,null,null,null,null,null,null,null,null,null,null,null,null,null,null,null,null,null,null,null,null,null,null,null,null,null,null,null,"相当蒸発量（kg/ｈ）",null,null,null,null,null,null,null,1000,null,null,null,null,null,null,null,1000]
[null,null,null,null,null,null,null,null,null,null,null,null,null,null,null,null,null,null,null,null,null,null,null,null,null,null,null,null,null,null,null,null,null,null,null,null,null,null,null,null,null,null,null,null,null,null,"設計効率（％）",null,null,null,null,null,null,null,90,null,null,null,null,null,null,null,97]
[null,null,null,null,null,null,null,null,null,null,null,null,null,null,null,null,null,null,null,null,null,null,null,null,null,null,null,null,null,null,null,null,null,null,null,null,null,null,null,null,null,null,null,null,null,null,"定格燃焼量（L/h）",null,null,null,null,null,null,null,68.3,null,null,null,null,null,null,null,57.3]
[]
[]
[]
[]
[]
[null,"４－３．法定耐用年数",null,null,null,null,null,null,null,null,null,null,null,null,null,null,null,null,null,null,null,null,null,null,null,null,null,null,null,null,null,null,null,null,null,null,null,null,null,null,"４－３．法定耐用年数"]
[null,"導入設備",null,null,{"$f":"IF($AB$13=\"\",\"\",$AB$13)","v":""},null,null,null,null,null,null,null,null,null,"用途・\n目的",null,null,null,null,null,null,null,null,null,null,null,null,null,null,null,null,null,null,null,null,null,null,null,null,null,"導入設備",null,null,"ガス焚き蒸気ボイラー",null,null,null,null,null,null,null,null,null,"用途・\n目的",null,null,"原料加熱"]
[]
[null,"耐用年数省令別表の記載事項",null,null,null,null,null,null,null,null,null,null,null,null,null,null,null,null,null,null,null,null,null,null,null,null,null,null,null,null,null,null,null,null,null,null,null,null,null,null,"耐用年数省令別表の記載事項"]
[null,"別表の名称",null,null,null,null,null,null,null,null,null,null,null,null,null,null,null,null,null,null,null,null,null,null,null,null,null,null,null,null,null,null,null,null,null,null,null,null,null,null,"別表の名称",null,null,null,null,null,"別表第２ 機械及び装置の耐用年数表"]
[null,"[種類]または[番号]",null,null,null,null,null,null,null,null,null,null,null,null,null,null,null,null,null,null,null,null,null,null,null,null,null,null,null,null,null,null,null,null,null,null,null,null,null,null,"[種類]または[番号]",null,null,null,null,null,1]
[null,"[構造又は用途]、または[設備の種類]",null,null,null,null,null,null,null,null,null,null,null,null,null,null,null,null,null,null,null,null,null,null,null,null,null,null,null,null,null,null,null,null,null,null,null,null,null,null,"[構造又は用途]、または[設備の種類]",null,null,null,null,null,"食料品製造業用設備"]
[]
[null,"細目",null,null,null,null,null,null,null,null,null,null,null,null,null,null,null,null,null,null,null,null,null,null,null,null,null,null,null,null,null,null,null,null,null,null,null,null,null,null,"細目",null,null,null,null,null,"---"]
[]
[null,"法定耐用年数 (年)",null,null,null,null,null,null,null,null,null,null,null,null,null,null,null,null,null,null,null,null,null,null,null,null,null,null,null,null,null,null,null,null,null,null,null,null,null,null,"法定耐用年数 (年)",null,null,null,null,null,10]
[]
[null,{"$f":"\"対策個票\"&$B$9","v":"対策個票8"},null,null,null,null,null,null,null,null,null,null,null,null,null,null,null,null,null,null,null,null,null,null,null,null,null,null,null,null,null,null,null,null,null,null,null,null,null,null,"対策個票1"]
[null,null,null,null,null,null,null,null,null,null,null,null,null,null,null,null,null,null,null,null,null,null,null,null,null,null,null,null,null,null,null,null,null,null,null,null,null,null,null,null,"※実施計画書Cを選択している場合、5ページ目（5.実施計画…）の作成は不要です。"]
[null,"５．実施計画、CO2削減計画、投資回収計画",null,null,null,null,null,null,null,null,null,null,null,null,null,null,null,null,null,null,null,null,null,null,null,null,null,null,null,null,null,null,null,null,null,null,null,null,null,null,"５．実施計画、CO2削減計画、投資回収計画"]
[null,"対策の種類\n[対策個票番号]",null,null,null,null,"対策名称",null,null,null,null,null,null,null,null,null,null,null,null,null,null,null,null,null,"対象/\n既存設備",null,null,{"$f":"IF($AB$11=\"\",\"\",$AB$11)","v":""},null,null,null,null,null,null,null,null,null,null,null,null,"対策の種類\n[対策個票番号]",null,null,null,null,"対策名称",null,null,null,null,null,null,null,null,null,null,null,null,null,null,null,null,null,"対象/\n既存設備",null,null,"重油焚き蒸気ボイラー",null,null,null,null,null,null,null,null,null,null,null,null,null,null,"※「完了時期」に関する注記\n\n■「完了時期」として選択する年月は、\n　 対策の運用準備が整い、\n　 翌月1日には対策による効果が発生している月\n　 としてください。\n　 対策の運用開始は、「完了」年月内あるいは翌月1日\n　 からのいずれの可能性もあります。\n 　段階的に設備を導入し利用を開始する対策（例：LED\n 　の導入）の場合には、すべての対象エリア（効果算定\n　 をした範囲）を考慮して完了年月を選択してください。\n\n　 例えば、\n 　・運用改善対策の場合は、\n　　 新たな運用の準備が完了した年月\n　　（完了月内または翌月1日から新運用が開始され、\n　　　翌月1日からCO2削減効果が発生している）。\n 　・設備導入対策の場合は、\n 　　施工や引き渡しが完了した年月\n　　（完了月内または翌月1日から新たに導入した設備\n　　の運転が開始され、翌月1日からCO2削減効果が\n　　発生している）。"]
[]
[null,{"$f":"$B$9","v":"8"},{"$f":"IF($C$9=\"\",\"\",$C$9)","v":""},null,null,null,{"$f":"IF($G$9=\"\",\"\",$G$9)","v":""},null,null,null,null,null,null,null,null,null,null,null,null,null,null,null,null,null,"導入設備",null,null,{"$f":"IF($AB$13=\"\",\"\",$AB$13)","v":""},null,null,null,null,null,null,null,null,null,null,null,null,6,"燃料転換",null,null,null,"ボイラーの燃料転換",null,null,null,null,null,null,null,null,null,null,null,null,null,null,null,null,null,"導入設備",null,null,"ガス焚き蒸気ボイラー"]
[]
[]
[null,null,null,null,null,null,null,null,null,null,null,null,null,null,null,null,null,"計画年度",null,null,null,null,null,null,null,null,null,null,null,null,null,null,null,null,null,null,null,null,null,null,null,null,null,null,null,null,null,null,null,null,null,null,null,null,null,null,"計画年度",null,null,null,null,null,null,null,null,null,null,null,null,null,null,null,null,null,null,null,null,null,null,null,null,null,null,null,null,null,null,null,"計画年度1",null,"計画年度2",null,"計画年度3",null,"計画年度4",null,"計画年度5"]
[null,null,null,null,null,null,null,null,null,null,null,null,null,null,null,null,null,{"$f":"IF('511脱炭素化計画'!$AQ24=\"\",\"\",'511脱炭素化計画'!$AQ24)","v":""},null,null,null,{"$f":"IF('511脱炭素化計画'!$AT24=\"\",\"\",'511脱炭素化計画'!$AT24)","v":"目標年度"},null,null,null,{"$f":"IF('511脱炭素化計画'!$AW24=\"\",\"\",'511脱炭素化計画'!$AW24)","v":""},null,null,null,{"$f":"IF('511脱炭素化計画'!$AZ24=\"\",\"\",'511脱炭素化計画'!$AZ24)","v":""},null,null,null,{"$f":"IF('511脱炭素化計画'!$BC24=\"\",\"\",'511脱炭素化計画'!$BC24)","v":""},null,null,null,null,null,null,null,null,null,null,null,null,null,null,null,null,null,null,null,null,null,null,"",null,null,null,"目標年度",null,null,null,null,null,null,null,"",null,null,null,null,null,null,null,null,null,null,null,null,null,null,null,null,null,null,null,{"$f":"$R$272","v":0},{"$f":"$T$272","v":0},{"$f":"$V$272","v":0},{"$f":"$X$272","v":0},{"$f":"$Z$272","v":0},{"$f":"$AB$272","v":0},{"$f":"$AD$272","v":0},{"$f":"$AF$272","v":0},{"$f":"$AH$272","v":0},{"$f":"$AJ$272","v":0}]
[null,null,null,null,null,null,null,null,null,null,null,null,null,null,null,null,null,{"$f":"IF('511脱炭素化計画'!$AQ25=\"\",\"\",'511脱炭素化計画'!$AQ25)","v":"令和6年度"},null,null,null,{"$f":"IF('511脱炭素化計画'!$AT25=\"\",\"\",'511脱炭素化計画'!$AT25)","v":"令和7年度"},null,null,null,{"$f":"IF('511脱炭素化計画'!$AW25=\"\",\"\",'511脱炭素化計画'!$AW25)","v":"令和8年度"},null,null,null,{"$f":"IF('511脱炭素化計画'!$AZ25=\"\",\"\",'511脱炭素化計画'!$AZ25)","v":"令和9年度"},null,null,null,{"$f":"IF('511脱炭素化計画'!$BC25=\"\",\"\",'511脱炭素化計画'!$BC25)","v":"令和10年度"},null,null,null,null,null,null,null,null,null,null,null,null,null,null,null,null,null,null,null,null,null,null,"令和6年度",null,null,null,"令和7年度",null,null,null,"令和8年度",null,null,null,"令和9年度",null,null,null,"令和10年度",null,null,null,null,null,null,null,null,null,null,null,null,null,null,null,{"$f":"$R$267","v":"令和6年度"},{"$f":"$R$267","v":"令和6年度"},{"$f":"$V$267","v":"令和7年度"},{"$f":"$V$267","v":"令和7年度"},{"$f":"$Z$267","v":"令和8年度"},{"$f":"$Z$267","v":"令和8年度"},{"$f":"$AD$267","v":"令和9年度"},{"$f":"$AD$267","v":"令和9年度"},{"$f":"$AH$267","v":"令和10年度"},{"$f":"$AH$267","v":"令和10年度"},{"$f":"\"令和\"&MID(CS267,3,2)+1&\"年度\"","v":"令和11年度"},{"$f":"\"令和\"&MID(CT267,3,2)+1&\"年度\"","v":"令和11年度"}]
[null,"５－１．実施計画",null,null,null,null,null,null,null,null,null,null,null,null,null,null,null,null,null,null,null,null,null,null,null,null,null,null,null,null,null,null,null,null,null,null,null,null,null,null,"５－１．実施計画"]
[null,null,null,null,null,"着手時期",null,null,null,null,null,"完了時期",null,null,null,null,null,"着手～完了期間",null,null,null,null,null,null,null,null,null,null,null,null,null,null,null,null,null,null,null,null,null,null,null,null,null,null,"着手時期",null,null,null,null,null,"完了時期",null,null,null,null,null,"着手～完了期間"]
[null,null,null,"年度",null,{"$f":"IFERROR(HLOOKUP(\"着手\",$CK$266:$CT$271,2,FALSE),\"\")","v":""},null,null,null,null,null,{"$f":"IFERROR(HLOOKUP(\"完了\",$CK$266:$CT$271,2,FALSE),\"\")","v":""},null,null,null,null,null,null,null,null,null,null,null,null,null,null,null,null,null,null,null,null,null,null,null,null,null,null,null,null,null,null,"年度",null,"令和6年度",null,null,null,null,null,"令和6年度",null,null,null,null,null,null,null,null,null,null,null,null,null,null,null,null,null,null,null,null,null,null,null,null,null,null,null,null,null,null,null,null,null,null,null,null,null,{"$f":"IF(CK271=0,\"---\",IF(OR(CK271=\"1月\",CK271=\"2月\",CK271=\"3月\"),LEFT(CM267,LEN(CM267)-1),LEFT(CK267,LEN(CK267)-1)))","v":"---"},"---","---","---","---","---","---","---","---","---"]
[null,null,null,"年","月",{"$f":"IFERROR(HLOOKUP(\"着手\",$CK$266:$CT$271,5,FALSE),\"\")","v":""},null,null,{"$f":"IFERROR(HLOOKUP(\"着手\",$CK$266:$CT$271,6,FALSE),\"\")","v":""},null,null,{"$f":"IFERROR(HLOOKUP(\"完了\",$CK$266:$CT$271,5,FALSE),\"\")","v":""},null,null,{"$f":"IFERROR(HLOOKUP(\"完了\",$CK$266:$CT$271,6,FALSE),\"\")","v":""},null,null,null,null,null,null,null,null,null,null,null,null,null,null,null,null,null,null,null,null,null,null,null,null,null,null,null,"年","月","令和6年",null,null,"9月",null,null,"令和7年",null,null,"1月",null,null,"9月",null,"1月",null,null,null,null,null,null,null,null,null,null,null,null,null,null,null,null,null,null,null,null,null,null,null,null,null,null,null,null,null,{"$f":"$R$271","v":0},{"$f":"$T$271","v":0},{"$f":"$V$271","v":0},{"$f":"$X$271","v":0},{"$f":"$Z$271","v":0},{"$f":"$AB$271","v":0},{"$f":"$AD$271","v":0},{"$f":"$AF$271","v":0},{"$f":"$AH$271","v":0},{"$f":"$AJ$271","v":0}]
[null,null,null,null,null,null,null,null,null,null,null,null,null,null,null,null,null,null,null,null,null,null,null,null,null,null,null,null,null,null,null,null,null,null,null,null,null,null,null,null,null,null,null,null,null,null,null,null,null,null,null,null,null,null,null,null,"着手",null,"完了"]
[null,null,null,null,null,null,null,null,null,null,null,null,null,null,null,null,null,null,null,null,null,null,null,null,null,null,null,null,null,null,null,null,null,null,null,null,null,null,null,null,null,null,null,null,null,null,null,null,null,null,null,null,null,null,null,null,"契約・設計：令和6年9月～、施工：令和6年12月～、完了：令和7年1月、運用開始：令和7年2月～"]
[]
[null,"５－２．CO2削減計画",null,null,null,null,null,null,null,null,null,null,null,null,null,null,null,null,null,null,null,null,null,null,null,null,null,null,null,null,null,null,null,null,null,null,"（単位：t-CO2/年）",null,null,null,"５－２．CO2削減計画",null,null,null,null,null,null,null,null,null,null,null,null,null,null,null,null,null,null,null,null,null,null,null,null,null,null,null,null,null,null,null,null,null,null,"（単位：t-CO2/年）"]
[null,null,null,null,null,null,null,null,null,null,null,"年間CO2削減量",null,null,null,null,null,"CO2削減量（年度単位）",null,null,null,null,null,null,null,null,null,null,null,null,null,null,null,null,null,null,null,null,null,null,null,null,null,null,null,null,null,null,null,null,"年間CO2削減量",null,null,null,null,null,"CO2削減量（年度単位）"]
[]
[null,null,null,null,null,null,null,null,null,null,null,{"$f":"IF(J75=\"\",\"\",J75)","v":0},null,null,null,null,null,null,null,null,null,{"$f":"IF(COUNTIF($R$272:$U$272,\"完了\"),$L$278,\"\")","v":""},null,null,null,{"$f":"IF($V278<>\"\",$L$278,IF(COUNTIF($V$272:$Y$272,\"完了\"),$L$278,\"\"))","v":""},null,null,null,{"$f":"IF($Z278<>\"\",$L$278,IF(COUNTIF($Z$272:$AC$272,\"完了\"),$L$278,\"\"))","v":""},null,null,null,{"$f":"IF($AD278<>\"\",$L$278,IF(COUNTIF($AD$272:$AG$272,\"完了\"),$L$278,\"\"))","v":""},null,null,null,null,null,null,null,null,null,null,null,null,null,null,null,null,200,null,null,null,null,null,null,null,null,null,200,null,null,null,200,null,null,null,200,null,null,null,200]
[]
[null,"５－３．投資回収計画（補助金利用なし）",null,null,null,null,null,null,null,null,null,null,null,null,null,null,null,null,null,null,null,null,null,null,null,null,null,null,null,null,null,null,null,null,null,null,"（単位：千円）",null,null,null,"５－３．投資回収計画（補助金利用なし）",null,null,null,null,null,null,null,null,null,null,null,null,null,null,null,null,null,null,null,null,null,null,null,null,null,null,null,null,null,null,null,null,null,null,"（単位：千円）"]
[null,null,null,null,null,null,null,null,"導入コスト(a)",null,null,null,null,null,"単純投資回収年数\n(a/b)",null,null,"投資額（上段）及び削減額（下段）",null,null,null,null,null,null,null,null,null,null,null,null,null,null,null,null,null,null,null,null,null,null,null,null,null,null,null,null,null,"導入コスト(a)",null,null,null,null,null,"単純投資回収年数\n(a/b)",null,null,"投資額（上段）及び削減額（下段）"]
[]
[null,null,null,null,null,null,null,null,"年間運転コスト削減額 (b)",null,null,null,null,null,null,null,null,null,null,null,null,null,null,null,null,null,null,null,null,null,null,null,null,null,null,null,null,null,null,null,null,null,null,null,null,null,null,"年間運転コスト削減額 (b)"]
[]
[null,null,null,null,null,null,null,null,{"$f":"IF(AD75=\"\",\"\",AD75)","v":0},null,null,null,null,null,{"$f":"IFERROR(IF(I285/I287<0,\"---\",I285/I287),\"---\")","v":"---"},null,null,null,null,null,null,null,null,null,null,null,null,null,null,null,null,null,null,null,null,null,null,null,null,null,null,null,null,null,null,null,null,3000,null,null,null,null,null,5,null,null,1500,null,null,null,1500]
[]
[null,null,null,null,null,null,null,null,{"$f":"IF(J79=\"\",\"\",J79)","v":0},null,null,null,null,null,null,null,null,null,null,null,null,{"$f":"IF(COUNTIF($R$272:$U$272,\"完了\"),$I$287,\"\")","v":""},null,null,null,{"$f":"IF($V287<>\"\",$I$287,IF(COUNTIF($V$272:$Y$272,\"完了\"),$I$287,\"\"))","v":""},null,null,null,{"$f":"IF($Z287<>\"\",$I$287,IF(COUNTIF($Z$272:$AC$272,\"完了\"),$I$287,\"\"))","v":""},null,null,null,{"$f":"IF($AD287<>\"\",$I$287,IF(COUNTIF($AD$272:$AG$272,\"完了\"),$I$287,\"\"))","v":""},null,null,null,null,null,null,null,null,null,null,null,null,null,600,null,null,null,null,null,null,null,null,null,null,null,null,600,null,null,null,600,null,null,null,600,null,null,null,600]
[]
[null,"５－４．投資回収計画（補助金利用あり）",null,null,null,null,null,null,null,null,null,null,null,null,null,null,null,null,null,null,null,null,null,null,null,null,null,null,null,null,null,null,null,null,null,null,"（単位：千円）",null,null,null,"５－４．投資回収計画（補助金利用あり）",null,null,null,null,null,null,null,null,null,null,null,null,null,null,null,null,null,null,null,null,null,null,null,null,null,null,null,null,null,null,null,null,null,null,"（単位：千円）"]
[null,"申請予定補助金",null,null,"その他資金\n(自己負担）",null,null,null,"導入コスト自己負担額 (c)",null,null,null,null,null,"単純投資回収年数\n(c)/(b)",null,null,"投資額（上段）及び削減額（下段）",null,null,null,null,null,null,null,null,null,null,null,null,null,null,null,null,null,null,null,null,null,null,"申請予定補助金",null,null,"その他資金\n(自己負担）",null,null,null,"導入コスト自己負担額 (c)",null,null,null,null,null,"単純投資回収年数\n(c/b)",null,null,"投資額（上段）及び削減額（下段）"]
[]
[null,null,null,null,null,null,null,null,"年間運転コスト削減額 (b)",null,null,null,null,null,null,null,null,null,null,null,null,null,null,null,null,null,null,null,null,null,null,null,null,null,null,null,null,null,null,null,null,null,null,null,null,null,null,"年間運転コスト削減額 (b)"]
[null,null,null,null,null,null,null,null,null,null,null,null,null,null,null,null,null,null,null,null,null,null,null,null,null,null,null,null,null,null,null,null,null,null,null,null,null,null,null,null,null,null,null,null,null,null,null,null,null,null,null,null,null,null,null,null,null,null,null,null,null,null,null,null,null,null,null,null,null,null,null,null,null,null,null,null,null,null,null,null,null,null,null,null,null,null,null,null,"補助金申請予定"]
[null,null,null,null,null,null,null,null,{"$f":"IF(I285=\"\",\"\",IF(OR($B294=\"\",$B294=\"予定なし\"),I285,\"\"))","v":0},null,null,null,null,null,{"$f":"IFERROR(IF(I294/I296<0,\"---\",I294/I296),\"---\")","v":"---"},null,null,{"$f":"IF(R285=\"\",\"\",IF(OR($B294=\"\",$B294=\"予定なし\"),R285,\"\"))","v":""},null,null,null,{"$f":"IF(V285=\"\",\"\",IF(OR($B294=\"\",$B294=\"予定なし\"),V285,\"\"))","v":""},null,null,null,{"$f":"IF(Z285=\"\",\"\",IF(OR($B294=\"\",$B294=\"予定なし\"),Z285,\"\"))","v":""},null,null,null,{"$f":"IF(AD285=\"\",\"\",IF(OR($B294=\"\",$B294=\"予定なし\"),AD285,\"\"))","v":""},null,null,null,{"$f":"IF(AH285=\"\",\"\",IF(OR($B294=\"\",$B294=\"予定なし\"),AH285,\"\"))","v":""},null,null,null,null,null,null,"国(SHIFT)",null,null,"金融機関からの借入金＆\n自己資金",null,null,null,2000,null,null,null,null,null,3.3,null,null,1000,null,null,null,1000,null,null,null,null,null,null,null,null,null,null,null,null,null,null,null,null,null,null,null,null,null,null,null,null,null,null,null,{"$f":"IF(OR(B294=\"\",COUNTIF(B294,\"*なし*\")),FALSE,TRUE)","v":false}]
[]
[null,null,null,null,null,null,null,null,{"$f":"IF(J79=\"\",\"\",J79)","v":0},null,null,null,null,null,null,null,null,null,null,null,null,{"$f":"IF(V287=\"\",\"\",V287)","v":""},null,null,null,{"$f":"IF(Z287=\"\",\"\",Z287)","v":""},null,null,null,{"$f":"IF(AD287=\"\",\"\",AD287)","v":""},null,null,null,{"$f":"IF(AH287=\"\",\"\",AH287)","v":""},null,null,null,null,null,null,null,null,null,null,null,null,null,600,null,null,null,null,null,null,null,null,null,null,null,null,{"$f":"IF(BI287=\"\",\"\",BI287)","v":600},null,null,null,{"$f":"IF(BM287=\"\",\"\",BM287)","v":600},null,null,null,{"$f":"IF(BQ287=\"\",\"\",BQ287)","v":600},null,null,null,{"$f":"IF(BU287=\"\",\"\",BU287)","v":600}]
[]
[null,"※","導入コスト自己負担額(c)＝導入コスト(a)から補助受給額を差し引いた金額",null,null,null,null,null,null,null,null,null,null,null,null,null,null,null,null,null,null,null,null,null,null,null,null,null,null,null,null,null,null,null,null,null,null,null,null,null,"※","導入コスト自己負担額＝導入コストから補助受給額を差し引いた金額"]
[null,"※","補助金申請の予定がない場合、「導入コスト自己負担額(c)」には「導入コスト(a)」と同じ金額が入ります。",null,null,null,null,null,null,null,null,null,null,null,null,null,null,null,null,null,null,null,null,null,null,null,null,null,null,null,null,null,null,null,null,null,null,null,null,null,"※","申請予定の補助金がない場合、「導入コスト自己負担額(c)」には「導入コスト(a)」と同じ金額が入ります。"]
[null,null,"また、「投資額及び削減額」も補助金を利用しない場合の投資回収計画と同じ金額が入ります。",null,null,null,null,null,null,null,null,null,null,null,null,null,null,null,null,null,null,null,null,null,null,null,null,null,null,null,null,null,null,null,null,null,null,null,null,null,null,"また、「投資額及び削減額」も補助金を利用しない場合の投資回収計画と同じ金額が入ります。"]
[]
[]
[null,"５－５．実施責任者・実施担当者",null,null,null,null,null,null,null,null,null,null,null,null,null,null,null,null,null,null,null,null,null,null,null,null,null,null,null,null,null,null,null,null,null,null,null,null,null,null,"５－５．実施責任者・実施担当者"]
[null,"実施責任者",null,null,null,"氏名",null,null,null,null,null,null,null,null,"所属・役職",null,null,null,null,null,null,null,null,null,null,null,null,null,null,null,null,null,null,null,null,null,null,null,null,null,"実施責任者",null,null,null,"氏名",null,null,null,null,null,null,null,null,"所属・役職"]
[]
[]
[null,"実施担当者",null,null,null,"氏名",null,null,null,null,null,null,null,null,"所属・役職",null,null,null,null,null,null,null,null,null,null,null,null,null,null,null,null,null,null,null,null,null,null,null,null,null,"実施担当者",null,null,null,"氏名",null,null,null,null,null,null,null,null,"所属・役職"]
[]
[]
[]
[]
[]
[]
[]
[]
[]
[]
[]
[]
[]
[]
[null,{"$f":"\"対策個票\"&$B$9","v":"対策個票8"},null,null,null,null,null,null,null,null,null,null,null,null,null,null,null,null,null,null,null,null,null,null,null,null,null,null,null,null,null,null,null,null,null,null,null,null,null,null,"対策個票1"]
[]
[null,"６．更新設備仕様・見積書",null,null,null,null,null,null,null,null,null,null,null,null,null,null,null,null,null,null,null,null,null,null,null,null,null,null,null,null,null,null,null,null,null,null,null,null,null,null,"６．更新設備仕様・見積書"]
[null,null,null,null,null,null,null,null,null,null,null,null,null,null,null,null,null,null,null,null,null,null,null,null,null,null,null,null,null,null,null,null,null,null,null,null,null,null,null,null,null,null,null,null,null,null,null,null,null,null,null,null,null,null,null,null,null,null,null,null,null,null,null,null,null,null,null,null,null,null,null,null,null,null,null,null,null,"※別紙シートを利用する場合の注記\n\n■別紙を追加・添付する場合は、\n　 本シートの記入欄に別紙の要点を記載\n　 してください。\n\n■別紙への参照を記述する際は、\n　 「別紙のとおり」ではなく、\n 　「別紙XXの何ページ、何行目～何行目の\n　 記載(YY)のとおり」 （XX、YYは通し番号）\n 　とする等、参照箇所を明示してください。\n　 なお、\n　 該当する別紙や記載には対応する通し\n 　番号(XX、YY)を打ち、\n 　本文と、該当する別紙や記載が\n 　１対１に対応するようにしてください。"]
[]
[null,null,null,null,null,null,null,null,null,null,null,null,null,null,null,null,null,null,null,null,null,null,null,null,null,null,null,null,null,null,null,null,null,null,null,null,null,null,null,null,null,"■当該設備のメーカー名、型番、仕様がわかるように記載してください。\n\n■報告時の活動量の把握に計測器を使用する場合は、そのメーカー名、型番、仕様もわかるように記載してください。\n\n■スペースが足りない場合には、[別紙]として新規シートを追加し、当該対策個票の別紙であることがわかるようなシート名称\n　 にして使用してください。その際、更新設備仕様・見積書の記入欄には、別紙がある旨を明記してください。\n   その他、※別紙シートを利用する場合の注記を参照してください。"]
[]
[]
[]
[]
[]
[]
[]
[]
[]
[]
[]
[]
[]
[]
[]
[]
[]
[]
[]
[]
[]
[]
[]
[]
[]
[]
[]
[]
[]
[]
[]
[]
[]
[]
[]
[]
[]
[]
[]
[]
[]
[]
[]
[]
[]
[]
[]
[]
[]
[]
[]
[]
[]
[]
[]
[]
[]
[null,{"$f":"\"対策個票\"&$B$9","v":"対策個票8"},null,null,null,null,null,null,null,null,null,null,null,null,null,null,null,null,null,null,null,null,null,null,null,null,null,null,null,null,null,null,null,null,null,null,null,null,null,null,"対策個票1"]
[null,null,null,null,null,null,null,null,null,null,null,null,null,null,null,null,null,null,null,null,null,null,null,null,null,null,null,null,null,null,null,null,null,null,null,null,null,null,null,null,"※実施計画書A/Bを選択している場合、7ページ目（7.報告時の…、8.導入した…）の作成は不要です。"]
[null,"７．報告時のCO2排出量算定のための活動量把握方法",null,null,null,null,null,null,null,null,null,null,null,null,null,null,null,null,null,null,null,null,null,null,null,null,null,null,null,null,null,null,null,null,null,null,null,null,null,null,"７．報告時のCO2排出量算定のための活動量把握方法"]
[null,"対策実施【後】",null,null,null,null,null,null,null,null,null,null,null,null,null,null,null,null,null,null,null,null,null,null,null,null,null,null,null,null,null,null,null,null,null,null,null,null,null,null,"対策実施【後】",null,null,null,null,null,null,null,null,null,null,null,null,null,null,null,null,null,null,null,null,null,null,null,null,null,null,null,null,null,null,null,null,null,null,null,null,"※別紙シートを利用する場合の注記\n\n■別紙を追加・添付する場合は、\n　 本シートの記入欄に別紙の要点を記載\n　 してください。\n\n■別紙への参照を記述する際は、\n　 「別紙のとおり」ではなく、\n 　「別紙XXの何ページ、何行目～何行目の\n　 記載(YY)のとおり」 （XX、YYは通し番号）\n 　とする等、参照箇所を明示してください。\n　 なお、\n　 該当する別紙や記載には対応する通し\n 　番号(XX、YY)を打ち、\n 　本文と、該当する別紙や記載が\n 　１対１に対応するようにしてください。"]
[null,"７－１．活動量（エネルギー使用量）把握方法・計算方法の説明",null,null,null,null,null,null,null,null,null,null,null,null,null,null,null,null,null,null,null,null,null,null,null,null,null,null,null,null,null,null,null,null,null,null,null,null,null,null,"７－１．活動量（エネルギー使用量）把握方法・計算方法の説明"]
[null,null,null,null,null,null,null,null,null,null,null,null,null,null,null,null,null,null,null,null,null,null,null,null,null,null,null,null,null,null,null,null,null,null,null,null,null,null,null,null,null,"■事業完了後に事業者が提出する「事業報告書」は、活動量を記入することでCO2排出量・削減量が自動計算されます。\n\n■事業報告時の活動量を事業者が算定できるように、わかりやすく記入してください。\n\n■スペースが足りない場合には、[別紙]として新規シートを追加し、当該対策個票の別紙であることがわかるようなシート名称\n　 にして使用してください。その際、更新設備仕様・見積書の記入欄には、別紙がある旨を明記してください。\n   その他、※別紙シートを利用する場合の注記を参照してください。\n\n■DXシステムによる計測結果を利用する場合は、DXシステムを利用することを明示してください。"]
[]
[]
[]
[]
[]
[]
[]
[]
[]
[null,"７－２．活動量（エネルギー使用量）の計算",null,null,null,null,null,null,null,null,null,null,null,null,null,null,null,null,null,null,null,null,null,null,null,null,null,null,null,null,null,null,null,null,null,null,null,null,null,null,"７－２．活動量（エネルギー使用量）の計算"]
[]
[null,null,null,null,null,null,null,null,null,null,null,null,null,null,null,null,null,null,null,null,null,null,null,null,null,null,null,null,null,null,null,null,null,null,null,null,null,null,null,null,null,"■活動量の計算式を記載する際には、7-3に示している数値も記載して、事業者が容易に計算できるように記載してくださ\n　 い。\n\n■[別紙]として新規シートを追加する場合は、7-1の注意を参照してください。"]
[]
[]
[]
[]
[]
[]
[]
[]
[]
[null,"７－３．活動量（エネルギー使用量）の計算で使用した各数値の説明・根拠",null,null,null,null,null,null,null,null,null,null,null,null,null,null,null,null,null,null,null,null,null,null,null,null,null,null,null,null,null,null,null,null,null,null,null,null,null,null,"７－３．活動量（エネルギー使用量）の計算で使用した各数値の説明・根拠"]
[]
[null,null,null,null,null,null,null,null,null,null,null,null,null,null,null,null,null,null,null,null,null,null,null,null,null,null,null,null,null,null,null,null,null,null,null,null,null,null,null,null,null,"■7-2に使用する数値すべて記載してください。\n　設備・機器固有の特性は、当該設備の具体的な数値の根拠とともにすべて本欄に示してください。\n\n■[別紙]として新規シートを追加する場合は、7-1の注意を参照してください。\n\n■DXシステムによる計測結果を利用する場合は、DXシステムを利用することを明示してください。"]
[]
[]
[]
[]
[]
[]
[]
[]
[]
[null,"７－４．活動量（エネルギー使用量）の計算で使用した各数値のうち、実績値を使用する数値の記録方法",null,null,null,null,null,null,null,null,null,null,null,null,null,null,null,null,null,null,null,null,null,null,null,null,null,null,null,null,null,null,null,null,null,null,null,null,null,null,"７－４．活動量（エネルギー使用量）の計算で使用した各数値のうち、実績値を使用する数値の記録方法"]
[]
[null,null,null,null,null,null,null,null,null,null,null,null,null,null,null,null,null,null,null,null,null,null,null,null,null,null,null,null,null,null,null,null,null,null,null,null,null,null,null,null,null,"■実績値を何から把握するのか、使用するデータの情報源（証憑となる書類）と数値の抽出・記録方法を\n　事業者が自ら対応できるように、平易かつ具体的に記載してください。（DXシステムによる計測結果を\n　利用する場合は、DXシステムからのデータ入手方法を明示してください。）\n\n■[別紙]として新規シートを追加する場合は、7-1の注意を参照してください。"]
[]
[]
[]
[]
[]
[]
[]
[]
[]
[]
[null,"８．導入した設備の効率的な運用方法",null,null,null,null,null,null,null,null,null,null,null,null,null,null,null,null,null,null,null,null,null,null,null,null,null,null,null,null,null,null,null,null,null,null,null,null,null,null,"８．導入した設備の効率的な運用方法"]
[]
[null,null,null,null,null,null,null,null,null,null,null,null,null,null,null,null,null,null,null,null,null,null,null,null,null,null,null,null,null,null,null,null,null,null,null,null,null,null,null,null,null,"■目標未達時には、事業者による効果的な運用改善が求められます。\n　そのため、設備導入後に考えられる効率的な運用方法を具体的に記載してください。\n\n■[別紙]として新規シートを追加する場合は、7-1の注意を参照してください。"]
[]
[]
[]
[]
[]
[]
[]
[]
[]
[null,{"$f":"\"対策個票\"&$B$9","v":"対策個票8"},null,null,null,null,null,null,null,null,null,null,null,null,null,null,null,null,null,null,null,null,null,null,null,null,null,null,null,null,null,null,null,null,null,null,null,null,null,null,"対策個票1"]
[null,null,null,null,null,null,null,null,null,null,null,null,null,null,null,null,null,null,null,null,null,null,null,null,null,null,null,null,null,null,null,null,null,null,null,null,null,null,null,null,"※実施計画書A/Bを選択している場合、8ページ目（9.既存診断…）の作成は不要です。"]
[null,"９．既存診断利用の場合の参照事項",null,null,null,null,null,null,null,null,null,null,null,null,null,null,null,null,null,null,null,null,null,null,null,null,null,null,null,null,null,null,null,null,null,null,null,null,null,null,"９．既存診断利用の場合の参照事項"]
[null,"９－１．既存診断報告書の該当対策",null,null,null,null,null,null,null,null,null,null,null,null,null,null,null,null,null,null,null,null,null,null,null,null,null,null,null,null,null,null,null,null,null,null,null,null,null,null,"９－１．既存診断報告書の該当対策"]
[]
[null,null,null,null,null,null,null,null,null,null,null,null,null,null,null,null,null,null,null,null,null,null,null,null,null,null,null,null,null,null,null,null,null,null,null,null,null,null,null,null,null,"■本対策の算定の元となった既存の診断報告書の対策がある場合には、該当する内容を記載してください。\n　 無い場合には、記載不要です。"]
[]
[]
[]
[]
[]
[]
[]
[]
[]
[null,"９－２．既存診断報告書からの修正事項",null,null,null,null,null,null,null,null,null,null,null,null,null,null,null,null,null,null,null,null,null,null,null,null,null,null,null,null,null,null,null,null,null,null,null,null,null,null,"９－２．既存診断報告書からの修正事項"]
[]
[null,null,null,null,null,null,null,null,null,null,null,null,null,null,null,null,null,null,null,null,null,null,null,null,null,null,null,null,null,null,null,null,null,null,null,null,null,null,null,null,null,"■9-1に記載の対策で、変更点があればその内容を記載してください。\n　 無い場合には、記載不要です。　"]
[]
[]
[]
[]
[]
[]
[]
[]
[]
[null,"９－３．修正理由",null,null,null,null,null,null,null,null,null,null,null,null,null,null,null,null,null,null,null,null,null,null,null,null,null,null,null,null,null,null,null,null,null,null,null,null,null,null,"９－３．修正理由"]
[]
[null,null,null,null,null,null,null,null,null,null,null,null,null,null,null,null,null,null,null,null,null,null,null,null,null,null,null,null,null,null,null,null,null,null,null,null,null,null,null,null,null,"■9-2に変更点の記載があればその理由を記載してください。\n　 無い場合には、記載不要です。"]
[]
[]
[]
[]
[]
[]
[]
[]
[]
[null,"９－４．修正方法",null,null,null,null,null,null,null,null,null,null,null,null,null,null,null,null,null,null,null,null,null,null,null,null,null,null,null,null,null,null,null,null,null,null,null,null,null,null,"９－４．修正方法"]
[]
[null,null,null,null,null,null,null,null,null,null,null,null,null,null,null,null,null,null,null,null,null,null,null,null,null,null,null,null,null,null,null,null,null,null,null,null,null,null,null,null,null,"■9-2に変更点の記載がある場合には、その修正方法を記載してください。\n　 無い場合には、記載不要です。"]

{"sheet":"対策個票9","index":38,"n_rows":490,"n_cols":100,"rows_kept":490,"cut":false,"hidden":false,"merged":[[476,1,486,36],[477,41,479,74],[488,1,498,36],[489,41,491,74],[448,1,448,21],[448,40,448,60],[452,1,462,36],[453,41,455,74],[464,1,474,36],[465,41,467,74],[412,1,422,36],[413,41,419,74],[424,1,434,36],[425,41,429,74],[437,1,446,36],[438,41,442,74],[384,1,384,21],[384,40,384,60],[387,77,402,79],[389,1,398,36],[389,41,398,74],[400,1,410,36],[401,41,405,74],[306,57,308,75],[321,1,321,21],[321,40,321,60],[324,1,382,36],[324,77,339,79],[326,41,333,74],[303,57,305,75],[306,1,308,4],[306,5,308,7],[306,8,308,13],[306,14,308,17],[306,18,308,36],[306,40,308,43],[306,44,308,46],[306,47,308,52],[306,53,308,56],[295,72,296,75],[303,1,305,4],[303,5,305,7],[303,8,305,13],[303,14,305,17],[303,18,305,36],[303,40,305,43],[303,44,305,46],[303,47,305,52],[303,53,305,56],[295,8,296,13],[295,17,296,20],[295,21,296,24],[295,25,296,28],[295,29,296,32],[295,33,296,36],[293,53,296,55],[293,56,294,59],[293,60,294,63],[293,64,294,67],[293,68,294,71],[293,72,294,75],[295,56,296,59],[295,60,296,63],[293,1,296,3],[293,4,296,7],[293,8,294,13],[293,14,296,16],[293,17,294,20],[293,21,294,24],[295,64,296,67],[295,68,296,71],[293,25,294,28],[293,29,294,32],[293,33,294,36],[293,40,296,42],[293,43,296,46],[293,47,294,52],[295,47,296,52],[286,68,287,71],[286,72,287,75],[289,1,292,3],[289,4,292,7],[289,8,290,13],[289,14,292,16],[289,17,292,36],[289,40,292,42],[289,43,292,46],[289,47,290,52],[289,53,292,55],[289,56,292,75],[291,8,292,13],[291,47,292,52],[284,68,285,71],[284,72,285,75],[286,8,287,13],[286,17,287,20],[286,21,287,24],[286,25,287,28],[286,29,287,32],[286,33,287,36],[286,47,287,52],[286,56,287,59],[284,33,285,36],[284,47,285,52],[284,53,287,55],[284,56,285,59],[284,60,285,63],[284,64,285,67],[286,60,287,63],[286,64,287,67],[284,8,285,13],[284,14,287,16],[284,17,285,20],[284,21,285,24],[284,25,285,28],[284,29,285,32],[280,8,281,13],[280,14,283,16],[280,17,283,36],[280,47,281,52],[280,53,283,55],[280,56,283,75],[282,8,283,13],[282,47,283,52],[277,50,278,55],[277,56,278,59],[277,60,278,63],[277,64,278,67],[277,68,278,71],[277,72,278,75],[277,11,278,16],[277,17,278,20],[277,21,278,24],[277,25,278,28],[277,29,278,32],[277,33,278,36],[271,72,271,73],[271,74,271,75],[272,17,273,36],[272,56,273,75],[275,11,276,16],[275,17,276,36],[275,50,276,55],[275,56,276,75],[271,60,271,61],[271,62,271,63],[271,64,271,65],[271,66,271,67],[271,68,271,69],[271,70,271,71],[271,29,271,30],[271,31,271,32],[271,33,271,34],[271,35,271,36],[271,56,271,57],[271,58,271,59],[270,68,270,69],[270,70,270,71],[270,72,270,73],[270,74,270,75],[271,17,271,18],[271,19,271,20],[271,21,271,22],[271,23,271,24],[271,25,271,26],[271,27,271,28],[270,56,270,57],[270,58,270,59],[270,60,270,61],[270,62,270,63],[270,64,270,65],[270,66,270,67],[270,33,270,34],[270,35,270,36],[270,44,270,46],[270,47,270,49],[270,50,270,52],[270,53,270,55],[270,21,270,22],[270,23,270,24],[270,25,270,26],[270,27,270,28],[270,29,270,30],[270,31,270,32],[270,5,270,7],[270,8,270,10],[270,11,270,13],[270,14,270,16],[270,17,270,18],[270,19,270,20],[266,21,266,24],[266,25,266,28],[266,29,266,32],[266,33,266,36],[268,56,269,75],[269,3,269,4],[269,5,269,10],[269,11,269,16],[269,42,269,43],[269,44,269,49],[269,50,269,55],[266,56,266,59],[266,60,266,63],[266,64,266,67],[266,68,266,71],[266,72,266,75],[268,5,268,10],[268,11,268,16],[268,17,269,36],[268,44,268,49],[268,50,268,55],[259,81,278,84],[261,1,262,1],[261,2,262,5],[261,6,262,23],[261,24,262,26],[261,27,262,36],[261,40,262,40],[261,41,262,44],[261,45,262,62],[261,63,262,65],[261,66,262,75],[264,17,264,36],[264,56,264,75],[265,17,265,20],[265,21,265,24],[265,25,265,28],[265,29,265,32],[265,33,265,36],[265,56,265,59],[265,60,265,63],[265,64,265,67],[265,68,265,71],[265,72,265,75],[266,17,266,20],[249,7,249,36],[249,46,249,75],[250,1,251,6],[250,7,251,36],[250,40,251,45],[250,46,251,75],[256,1,256,21],[256,40,256,60],[259,1,260,5],[259,6,260,23],[259,24,260,26],[259,27,260,36],[259,40,260,44],[259,45,260,62],[252,1,253,6],[252,7,253,36],[252,40,253,45],[252,46,253,75],[254,7,254,36],[254,46,254,75],[259,63,260,65],[259,66,260,75],[245,1,246,3],[245,4,246,13],[245,14,246,16],[245,17,246,36],[245,40,246,42],[245,43,246,52],[245,53,246,55],[245,56,246,75],[248,7,248,36],[248,46,248,75],[196,77,211,79],[237,46,237,53],[237,54,237,61],[237,62,237,69],[238,46,238,53],[238,54,238,61],[238,62,238,69],[235,46,235,53],[235,54,235,61],[235,62,235,69],[236,46,236,53],[236,54,236,61],[236,62,236,69],[197,1,218,36],[198,41,211,59],[220,1,220,36],[220,40,220,75],[221,1,242,36],[222,41,228,74],[229,41,229,47],[231,46,231,69],[232,46,232,53],[232,54,232,61],[232,62,232,69],[233,46,233,53],[233,54,233,61],[233,62,233,69],[234,46,234,53],[234,54,234,61],[234,62,234,69],[239,52,239,59],[240,52,240,59],[241,52,241,59],[169,1,179,36],[172,41,175,74],[181,1,191,36],[182,41,190,74],[193,1,193,21],[193,40,193,60],[139,1,149,36],[140,41,148,74],[140,77,155,79],[151,1,161,36],[151,41,161,74],[165,1,167,36],[166,41,166,74],[126,55,127,69],[126,70,127,75],[130,1,130,21],[130,40,130,60],[135,1,137,36],[135,41,137,74],[124,55,125,69],[124,70,125,75],[126,3,127,9],[126,10,127,12],[126,13,127,15],[126,16,127,30],[126,31,127,36],[126,42,127,48],[126,49,127,51],[126,52,127,54],[122,55,123,69],[122,70,123,75],[124,3,125,9],[124,10,125,12],[124,13,125,15],[124,16,125,30],[124,31,125,36],[124,42,125,48],[124,49,125,51],[124,52,125,54],[122,3,123,9],[122,10,123,12],[122,13,123,15],[122,16,123,30],[122,31,123,36],[122,42,123,48],[114,62,115,65],[114,66,115,69],[118,62,119,65],[118,66,119,69],[118,70,119,75],[120,3,121,15],[120,16,121,30],[120,31,121,36],[120,42,121,54],[120,55,121,69],[120,70,121,75],[118,16,119,22],[118,23,119,26],[118,27,119,30],[118,31,119,36],[118,55,119,61],[114,16,115,18],[114,19,115,22],[116,23,117,26],[116,27,117,30],[116,31,117,36],[116,42,117,48],[116,49,117,52],[116,53,117,54],[114,58,115,61],[112,31,113,36],[112,42,113,48],[112,49,113,52],[112,53,113,54],[114,55,115,57],[110,62,111,65],[110,66,111,69],[114,70,115,75],[116,3,117,9],[116,10,117,13],[116,14,117,15],[116,16,117,18],[116,19,117,22],[114,23,115,26],[114,27,115,30],[114,31,115,36],[114,42,115,48],[114,49,115,52],[114,53,115,54],[116,55,117,57],[116,58,117,61],[116,62,117,65],[116,66,117,69],[116,70,117,75],[110,70,111,75],[112,3,113,9],[112,10,113,13],[112,14,113,15],[112,16,113,18],[112,19,113,22],[110,27,111,30],[110,31,111,36],[110,40,127,41],[110,42,111,48],[110,49,111,52],[110,53,111,54],[122,49,123,51],[122,52,123,54],[112,55,113,57],[112,58,113,61],[112,62,113,65],[112,66,113,69],[112,70,113,75],[114,3,115,9],[114,10,115,13],[114,14,115,15],[112,23,113,26],[112,27,113,30],[106,77,112,79],[108,1,109,2],[108,3,109,9],[108,10,109,15],[108,16,109,22],[108,23,109,26],[108,62,109,65],[108,66,109,69],[108,70,109,75],[110,1,127,2],[110,3,111,9],[110,10,111,13],[110,14,111,15],[110,16,111,18],[110,19,111,22],[110,23,111,26],[108,27,109,30],[108,31,109,36],[108,40,109,41],[108,42,109,48],[108,49,109,54],[108,55,109,61],[110,55,111,57],[110,58,111,61],[103,55,104,69],[103,70,104,75],[105,3,106,9],[105,10,106,12],[105,13,106,15],[105,16,106,30],[105,31,106,36],[105,42,106,48],[105,49,106,51],[105,52,106,54],[105,55,106,69],[105,70,106,75],[103,3,104,9],[103,10,104,12],[103,13,104,15],[103,16,104,30],[103,31,104,36],[103,42,104,48],[101,3,102,9],[101,10,102,12],[101,13,102,15],[101,16,102,30],[101,31,102,36],[101,42,102,48],[99,3,100,15],[99,16,100,30],[99,31,100,36],[99,42,100,54],[99,55,100,69],[99,70,100,75],[95,70,96,75],[97,16,98,22],[97,23,98,26],[97,27,98,30],[97,31,98,36],[97,55,98,61],[97,62,98,65],[97,66,98,69],[97,70,98,75],[95,49,96,52],[95,53,96,54],[95,55,96,57],[95,58,96,61],[95,62,96,65],[95,66,96,69],[95,10,96,13],[95,14,96,15],[95,16,96,18],[95,19,96,22],[95,23,96,26],[95,27,96,30],[95,31,96,36],[95,42,96,48],[93,49,94,52],[92,77,104,79],[93,3,94,9],[93,10,94,13],[93,14,94,15],[93,16,94,18],[93,19,94,22],[93,23,94,26],[93,27,94,30],[93,31,94,36],[93,42,94,48],[91,53,92,54],[91,55,92,57],[91,58,92,61],[91,62,92,65],[91,66,92,69],[91,70,92,75],[91,3,92,9],[91,10,92,13],[91,14,92,15],[91,16,92,18],[91,19,92,22],[91,23,92,26],[93,70,94,75],[95,3,96,9],[89,62,90,65],[89,66,90,69],[89,70,90,75],[89,23,90,26],[89,27,90,30],[89,31,90,36],[89,40,106,41],[89,42,90,48],[89,49,90,52],[91,27,92,30],[91,31,92,36],[91,42,92,48],[91,49,92,52],[93,53,94,54],[93,55,94,57],[93,58,94,61],[93,62,94,65],[93,66,94,69],[101,49,102,51],[101,52,102,54],[101,55,102,69],[101,70,102,75],[103,49,104,51],[103,52,104,54],[87,23,88,26],[87,27,88,30],[87,31,88,36],[87,40,88,41],[87,42,88,48],[87,49,88,54],[89,53,90,54],[89,55,90,57],[89,58,90,61],[85,1,86,36],[85,40,86,75],[85,77,90,79],[86,81,86,85],[87,1,88,2],[87,3,88,9],[87,10,88,15],[87,16,88,22],[82,40,83,44],[82,45,83,47],[82,48,83,53],[82,54,83,59],[82,60,83,64],[82,65,83,67],[87,55,88,61],[87,62,88,65],[87,66,88,69],[87,70,88,75],[89,1,106,2],[89,3,90,9],[89,10,90,13],[89,14,90,15],[89,16,90,18],[89,19,90,22],[80,68,81,72],[80,73,81,75],[82,1,83,5],[82,6,83,8],[82,9,83,14],[82,15,83,20],[82,21,83,25],[82,26,83,28],[82,29,83,33],[82,34,83,36],[80,34,81,36],[80,40,81,44],[80,45,81,47],[80,48,81,53],[80,54,81,59],[80,60,81,67],[80,1,81,5],[80,6,81,8],[80,9,81,14],[80,15,81,20],[80,21,81,28],[80,29,81,33],[82,68,83,72],[82,73,83,75],[78,45,79,47],[78,48,79,53],[78,54,79,59],[78,60,79,67],[78,68,79,72],[78,73,79,75],[76,68,77,72],[76,73,77,75],[78,1,79,5],[78,6,79,8],[78,9,79,14],[78,15,79,20],[78,21,79,28],[78,29,79,33],[78,34,79,36],[78,40,79,44],[76,34,77,36],[76,45,77,47],[76,48,77,53],[76,54,77,54],[76,55,77,59],[76,60,77,67],[76,6,77,8],[76,9,77,14],[74,73,75,75],[72,63,73,65],[72,66,73,75],[74,1,77,5],[74,6,75,8],[74,9,75,14],[74,15,75,20],[74,21,75,28],[74,29,75,33],[74,34,75,36],[74,40,77,44],[76,15,77,15],[76,16,77,20],[76,21,77,28],[76,29,77,33],[74,45,75,47],[74,48,75,53],[74,54,75,59],[74,60,75,67],[74,68,75,72],[70,63,71,65],[70,66,71,75],[72,1,73,1],[72,2,73,5],[72,6,73,23],[72,24,73,26],[72,27,73,36],[72,40,73,40],[72,41,73,44],[72,45,73,62],[70,1,71,5],[70,6,71,23],[70,24,71,26],[70,27,71,36],[70,40,71,44],[70,45,71,62],[67,1,67,21],[67,40,67,60],[60,6,61,12],[60,13,61,14],[60,15,61,36],[60,45,61,51],[60,52,61,53],[60,54,61,75],[43,1,61,5],[43,6,43,14],[43,15,43,36],[46,45,47,51],[46,52,47,53],[46,54,47,75],[44,6,45,12],[44,13,45,14],[44,15,45,36],[44,45,45,51],[44,52,45,53],[44,54,45,75],[56,6,57,12],[56,13,57,14],[56,15,57,36],[56,45,57,51],[56,52,57,53],[56,54,57,75],[62,1,65,5],[62,6,65,36],[62,40,65,44],[62,45,65,75],[54,6,55,12],[54,13,55,14],[54,15,55,36],[54,45,55,51],[54,52,55,53],[54,54,55,75],[52,6,53,12],[52,13,53,14],[52,15,53,36],[52,45,53,51],[52,52,53,53],[52,54,53,75],[43,40,61,44],[43,45,43,53],[43,54,43,75],[46,6,47,12],[46,13,47,14],[46,15,47,36],[58,6,59,12],[58,13,59,14],[58,15,59,36],[58,45,59,51],[58,52,59,53],[58,54,59,75],[50,6,51,12],[50,13,51,14],[50,15,51,36],[50,45,51,51],[50,52,51,53],[50,54,51,75],[37,46,38,48],[37,49,38,75],[39,6,42,6],[39,7,40,9],[39,10,40,36],[39,45,42,45],[39,46,40,48],[39,49,40,75],[41,7,42,9],[41,10,42,36],[41,46,42,48],[41,49,42,75],[48,6,49,12],[48,13,49,14],[48,15,49,36],[48,45,49,51],[48,52,49,53],[48,54,49,75],[33,1,34,5],[33,6,34,9],[33,10,34,16],[33,17,34,20],[33,21,34,24],[33,25,34,31],[33,64,34,70],[33,71,34,75],[35,1,42,5],[35,6,38,6],[35,7,36,9],[35,10,36,36],[35,40,42,44],[35,45,38,45],[35,46,36,48],[35,49,36,75],[33,32,34,36],[33,40,34,44],[33,45,34,48],[33,49,34,55],[33,56,34,59],[33,60,34,63],[37,7,38,9],[37,10,38,36],[28,45,29,48],[28,49,29,55],[28,56,29,59],[28,60,29,63],[28,64,29,70],[28,71,29,75],[26,64,27,65],[26,66,27,75],[28,1,32,5],[28,6,29,9],[28,10,29,16],[28,17,29,20],[28,21,29,24],[28,25,29,31],[28,32,29,36],[28,40,32,44],[24,1,27,5],[30,6,32,9],[30,10,32,36],[30,45,32,48],[30,49,32,75],[24,60,25,61],[24,62,25,75],[26,6,27,7],[26,8,27,20],[26,21,27,24],[26,25,27,26],[26,27,27,36],[26,45,27,46],[26,47,27,59],[26,60,27,63],[24,8,25,20],[24,21,25,22],[24,23,25,36],[24,40,27,44],[24,47,25,59],[20,1,23,5],[20,6,23,36],[20,40,23,44],[20,45,23,75],[10,66,11,75],[12,1,13,5],[12,6,13,23],[12,24,13,26],[12,27,13,36],[12,40,13,44],[12,45,13,62],[12,63,13,65],[12,66,13,75],[8,66,9,75],[10,1,11,5],[10,6,11,23],[10,24,11,26],[10,27,11,36],[10,40,11,44],[10,45,11,62],[10,63,11,65],[16,1,19,5],[16,6,19,36],[16,40,19,44],[16,45,19,75],[8,1,9,1],[8,2,9,5],[8,6,9,23],[8,24,9,26],[8,27,9,36],[8,40,9,40],[8,41,9,44],[8,45,9,62],[8,63,9,65],[3,1,3,9],[3,10,3,21],[4,1,4,21],[6,1,7,5],[6,6,7,23],[6,24,7,36],[6,40,7,44],[6,45,7,62],[6,63,7,75]]}
[]
[]
[]
[null,{"$f":"IF(COUNTIF(表紙!J21,\"*診断*\"),\"4．診断報告書\",\"5．実施計画書\")","v":"4．診断報告書"},null,null,null,null,null,null,null,null,"---",null,null,null,null,null,null,null,null,null,null,null,null,null,null,null,null,null,null,null,null,null,null,null,null,null,null,null,null,null,"記入例及び注記",null,null,null,null,null,null,null,"セル色凡例",null,null,null,null,null,"直接入力",null,null,null,null,"選択",null,null,null,"自動計算",null,null,null,null,null,null,null,null,null,null,null,null,null,null,null,null,null,null,null,null,null,null,null,null,"セル色の表示／非表示"]
[null,"対策個票",null,null,null,null,null,null,null,null,null,null,null,null,null,null,null,null,null,null,null,null,null,null,null,null,null,null,null,null,null,null,null,null,null,null,null,null,null,null,"（セルのメモやテキストボックスによる注記は移動できます）",null,null,null,null,null,null,null,null,null,null,null,null,null,null,null,null,null,null,null,null,null,null,null,null,null,null,null,null,null,null,null,null,null,null,null,null,null,null,null,null,null,null,null,null,null,null,null,false]
[]
[null,"対策の種類\n[対策個票番号]",null,null,null,null,"対策名称",null,null,null,null,null,null,null,null,null,null,null,null,null,null,null,null,null,"対策メニュー番号・メニュー名",null,null,null,null,null,null,null,null,null,null,null,null,null,null,null,"対策の種類\n[対策個票番号]",null,null,null,null,"対策名称",null,null,null,null,null,null,null,null,null,null,null,null,null,null,null,null,null,"対策メニュー番号・メニュー名"]
[]
[null,{"$f":"RIGHT(CELL(\"filename\",B7),(LEN(CELL(\"filename\",B7))-FIND(\"票\",CELL(\"filename\",B7))))","v":"9"},{"$f":"IF(Y9=\"\",\"\",VLOOKUP(Y9,対策メニューリスト,3,FALSE))","v":""},null,null,null,null,null,null,null,null,null,null,null,null,null,null,null,null,null,null,null,null,null,null,null,null,{"$f":"IF(Y9=\"\",\"\",VLOOKUP(Y9,対策メニューリスト,2,FALSE))","v":""},null,null,null,null,null,null,null,null,null,null,null,null,6,"燃料転換",null,null,null,"ボイラーの燃料転換",null,null,null,null,null,null,null,null,null,null,null,null,null,null,null,null,null,12142,null,null,"重油焚きからガス焚きボイラへの燃料転換",null,null,null,null,null,null,null,null,null,null,null,null,null,null,null,null,null,null,null,null,null,null,null,"課題番号"]
[null,null,null,null,null,null,null,null,null,null,null,null,null,null,null,null,null,null,null,null,null,null,null,null,null,null,null,null,null,null,null,null,null,null,null,null,null,null,null,null,null,null,null,null,null,null,null,null,null,null,null,null,null,null,null,null,null,null,null,null,null,null,null,null,null,null,null,null,null,null,null,null,null,null,null,null,null,null,null,null,null,null,null,null,null,null,null,null,"(課題1)",null,{"$f":"MID(B19,2,3)","v":""}]
[null,"工程名",null,null,null,null,null,null,null,null,null,null,null,null,null,null,null,null,null,null,null,null,null,null,"対象/\n既存設備",null,null,null,null,null,null,null,null,null,null,null,null,null,null,null,"工程名",null,null,null,null,"原料加熱",null,null,null,null,null,null,null,null,null,null,null,null,null,null,null,null,null,"対象/\n既存設備",null,null,"重油焚き蒸気ボイラー",null,null,null,null,null,null,null,null,null,null,null,null,null,null,null,null,null,null,null,null,null,"(課題2)"]
[null,null,null,null,null,null,null,null,null,null,null,null,null,null,null,null,null,null,null,null,null,null,null,null,null,null,null,null,null,null,null,null,null,null,null,null,null,null,null,null,null,null,null,null,null,null,null,null,null,null,null,null,null,null,null,null,null,null,null,null,null,null,null,null,null,null,null,null,null,null,null,null,null,null,null,null,null,null,null,null,null,null,null,null,null,null,null,null,"(課題3)"]
[null,"システム／\n設備区分名",null,null,null,null,{"$f":"IF(Y9=\"\",\"\",VLOOKUP(Y9,対策メニューリスト,4,FALSE))","v":""},null,null,null,null,null,null,null,null,null,null,null,null,null,null,null,null,null,"導入設備",null,null,null,null,null,null,null,null,null,null,null,null,null,null,null,"システム／\n設備区分名",null,null,null,null,"蒸気システム",null,null,null,null,null,null,null,null,null,null,null,null,null,null,null,null,null,"導入設備",null,null,"ガス焚き蒸気ボイラー",null,null,null,null,null,null,null,null,null,null,null,null,null,null,null,null,null,null,null,null,null,"(課題4)"]
[null,null,null,null,null,null,null,null,null,null,null,null,null,null,null,null,null,null,null,null,null,null,null,null,null,null,null,null,null,null,null,null,null,null,null,null,null,null,null,null,null,null,null,null,null,null,null,null,null,null,null,null,null,null,null,null,null,null,null,null,null,null,null,null,null,null,null,null,null,null,null,null,null,null,null,null,null,null,null,null,null,null,null,null,null,null,null,null,"(課題5)"]
[null,null,null,null,null,null,null,null,null,null,null,null,null,null,null,null,null,null,null,null,null,null,null,null,null,null,null,null,null,null,null,null,null,null,null,null,null,null,null,null,null,null,null,null,null,null,null,null,null,null,null,null,null,null,null,null,null,null,null,null,null,null,null,null,null,null,null,null,null,null,null,null,null,null,null,null,null,null,null,null,null,null,null,null,null,null,null,null,"(課題6)"]
[null,"１．対策概要",null,null,null,null,null,null,null,null,null,null,null,null,null,null,null,null,null,null,null,null,null,null,null,null,null,null,null,null,null,null,null,null,null,null,null,null,null,null,"１．対策概要",null,null,null,null,null,null,null,null,null,null,null,null,null,null,null,null,null,null,null,null,null,null,null,null,null,null,null,null,null,null,null,null,null,null,null,null,null,null,null,null,null,null,null,null,null,null,null,"(課題7)"]
[null,"現状と課題",null,null,null,null,null,null,null,null,null,null,null,null,null,null,null,null,null,null,null,null,null,null,null,null,null,null,null,null,null,null,null,null,null,null,null,null,null,null,"現状と課題",null,null,null,null,"現用のボイラーが更新時期を超えている。またA重油を使用した蒸気ボイラーが使用されており、CO2排出量が過多となっている",null,null,null,null,null,null,null,null,null,null,null,null,null,null,null,null,null,null,null,null,null,null,null,null,null,null,null,null,null,null,null,null,null,null,null,null,null,null,null,null,null,null,"(課題8)"]
[null,null,null,null,null,null,null,null,null,null,null,null,null,null,null,null,null,null,null,null,null,null,null,null,null,null,null,null,null,null,null,null,null,null,null,null,null,null,null,null,null,null,null,null,null,null,null,null,null,null,null,null,null,null,null,null,null,null,null,null,null,null,null,null,null,null,null,null,null,null,null,null,null,null,null,null,null,null,null,null,null,null,null,null,null,null,null,null,"(課題9)"]
[null,null,null,null,null,null,null,null,null,null,null,null,null,null,null,null,null,null,null,null,null,null,null,null,null,null,null,null,null,null,null,null,null,null,null,null,null,null,null,null,null,null,null,null,null,null,null,null,null,null,null,null,null,null,null,null,null,null,null,null,null,null,null,null,null,null,null,null,null,null,null,null,null,null,null,null,null,null,null,null,null,null,null,null,null,null,null,null,"(課題10)"]
[null,null,null,null,null,null,null,null,null,null,null,null,null,null,null,null,null,null,null,null,null,null,null,null,null,null,null,null,null,null,null,null,null,null,null,null,null,null,null,null,null,null,null,null,null,null,null,null,null,null,null,null,null,null,null,null,null,null,null,null,null,null,null,null,null,null,null,null,null,null,null,null,null,null,null,null,null,null,null,null,null,null,null,null,null,null,null,null,"(課題11)"]
[null,"対策の概要",null,null,null,null,null,null,null,null,null,null,null,null,null,null,null,null,null,null,null,null,null,null,null,null,null,null,null,null,null,null,null,null,null,null,null,null,null,null,"対策の概要",null,null,null,null,"A重油焚きボイラーから気体燃料ボイラーに更新することで、熱効率向上による燃料使用量の削減、CO2排出量の削減を目指す",null,null,null,null,null,null,null,null,null,null,null,null,null,null,null,null,null,null,null,null,null,null,null,null,null,null,null,null,null,null,null,null,null,null,null,null,null,null,null,null,null,null,"(課題12)"]
[null,null,null,null,null,null,null,null,null,null,null,null,null,null,null,null,null,null,null,null,null,null,null,null,null,null,null,null,null,null,null,null,null,null,null,null,null,null,null,null,null,null,null,null,null,null,null,null,null,null,null,null,null,null,null,null,null,null,null,null,null,null,null,null,null,null,null,null,null,null,null,null,null,null,null,null,null,null,null,null,null,null,null,null,null,null,null,null,"(課題13)"]
[null,null,null,null,null,null,null,null,null,null,null,null,null,null,null,null,null,null,null,null,null,null,null,null,null,null,null,null,null,null,null,null,null,null,null,null,null,null,null,null,null,null,null,null,null,null,null,null,null,null,null,null,null,null,null,null,null,null,null,null,null,null,null,null,null,null,null,null,null,null,null,null,null,null,null,null,null,null,null,null,null,null,null,null,null,null,null,null,"(課題14)"]
[null,null,null,null,null,null,null,null,null,null,null,null,null,null,null,null,null,null,null,null,null,null,null,null,null,null,null,null,null,null,null,null,null,null,null,null,null,null,null,null,null,null,null,null,null,null,null,null,null,null,null,null,null,null,null,null,null,null,null,null,null,null,null,null,null,null,null,null,null,null,null,null,null,null,null,null,null,null,null,null,null,null,null,null,null,null,null,null,"(課題15)"]
[null,"対策の種別",null,null,null,null,null,null,"受診事業者からの診断要請あり",null,null,null,null,null,null,null,null,null,null,null,null,null,null,"設備寿命による交換提案",null,null,null,null,null,null,null,null,null,null,null,null,null,null,null,null,"対策の種別",null,null,null,null,null,null,"受診事業者からの診断要請あり",null,null,null,null,null,null,null,null,null,null,null,null,null,null,"設備寿命による交換提案",null,null,null,null,null,null,null,null,null,null,null,null,null,null,null,null,null,null,null,null,null,null,null,null,null,"(課題16)",null,false,{"$f":"IF(CM25=TRUE,\"○\",\"―\")","v":"―"},"診断要請"]
[null,null,null,null,null,null,null,null,null,null,null,null,null,null,null,null,null,null,null,null,null,null,null,null,null,null,null,null,null,null,null,null,null,null,null,null,null,null,null,null,null,null,null,null,null,null,null,null,null,null,null,null,null,null,null,null,null,null,null,null,null,null,null,null,null,null,null,null,null,null,null,null,null,null,null,null,null,null,null,null,null,null,null,null,null,null,null,null,"(課題17)",null,false,{"$f":"IF(CM26=TRUE,\"○\",\"―\")","v":"―"},"設備寿命"]
[null,null,null,null,null,null,null,null,"推奨対策",null,null,null,null,null,null,null,null,null,null,null,null,"DXシステム",null,null,null,null,null,"DXシステム計測結果に基づく対策",null,null,null,null,null,null,null,null,null,null,null,null,null,null,null,null,null,null,null,"推奨対策",null,null,null,null,null,null,null,null,null,null,null,null,"DXシステム",null,null,null,null,null,"DXシステム計測結果に基づく対策",null,null,null,null,null,null,null,null,null,null,null,null,null,null,null,null,null,null,null,null,null,"(課題18)",null,false,{"$f":"IF(CM27=TRUE,\"○\",\"―\")","v":"―"},"推奨対策"]
[null,null,null,null,null,null,null,null,null,null,null,null,null,null,null,null,null,null,null,null,null,null,null,null,null,null,null,null,null,null,null,null,null,null,null,null,null,null,null,null,null,null,null,null,null,null,null,null,null,null,null,null,null,null,null,null,null,null,null,null,null,null,null,null,null,null,null,null,null,null,null,null,null,null,null,null,null,null,null,null,null,null,null,null,null,null,null,null,"(課題19)",null,false,{"$f":"IF(CM28=TRUE,\"○\",\"―\")","v":"―"},"DX計測対策"]
[null,"対策の\n効果・効用",null,null,null,null,"CO2削減\n効果",null,null,null,{"$f":"IF(J75=\"\",\"\",J75)","v":0},null,null,null,null,null,null,"t-CO2/年",null,null,null,"運転コスト\n削減効果",null,null,null,{"$f":"IF(J79=\"\",\"\",J79)","v":0},null,null,null,null,null,null,"千円/年 (b)",null,null,null,null,null,null,null,"対策の\n効果・効用",null,null,null,null,"CO2削減\n効果",null,null,null,200.37600000000003,null,null,null,null,null,null,"t-CO2/年",null,null,null,"運転コスト\n削減効果",null,null,null,600,null,null,null,null,null,null,"千円/年 (b)",null,null,null,null,null,null,null,null,null,null,null,null,null,null,null,null,"(課題20)"]
[]
[null,null,null,null,null,null,"その他の\n効果・効用",null,null,null,null,null,null,null,null,null,null,null,null,null,null,null,null,null,null,null,null,null,null,null,null,null,null,null,null,null,null,null,null,null,null,null,null,null,null,"その他の\n効果・効用",null,null,null,"気体燃料に変更することにより燃焼時に発生するすすが低減されます。そのため、ボイラーの伝熱面が汚れにくくなり効率低下の防止につながります。また、定期的なスートブロー（すす吹き）等の作業回数を減らすことができます。"]
[]
[]
[null,"導入コストと投資回収年数",null,null,null,null,"導入コスト",null,null,null,{"$f":"IF(AD75=\"\",\"\",AD75)","v":0},null,null,null,null,null,null,"千円 (a)",null,null,null,"単純投資\n回収年数",null,null,null,{"$f":"IF(AD83=\"\",\"\",AD83)","v":"---"},null,null,null,null,null,null,"年 (a/b)",null,null,null,null,null,null,null,"導入コストと投資回収年数",null,null,null,null,"導入コスト",null,null,null,3000,null,null,null,null,null,null,"千円 (a)",null,null,null,"単純投資\n回収年数",null,null,null,5,null,null,null,null,null,null,"年 (a/b)"]
[]
[null,"活用可能な\n補助制度",null,null,null,null,1,"名称",null,null,null,null,null,null,null,null,null,null,null,null,null,null,null,null,null,null,null,null,null,null,null,null,null,null,null,null,null,null,null,null,"活用可能な\n補助制度",null,null,null,null,1,"名称",null,null,"環境省SHIFT事業 設備更新補助金",null,null,null,null,null,null,null,null,null,null,null,null,null,null,null,null,null,null,null,null,null,null,null,null,null,null,null,null,null,null,null,null,null,null,null,null,null,null,null,{"$f":"IF(OR(K36=\"\",COUNTIF(K36,\"*なし*\"),COUNTIF(K36,\"*無し*\")),0,1)","v":0}]
[]
[null,null,null,null,null,null,null,"概要",null,null,null,null,null,null,null,null,null,null,null,null,null,null,null,null,null,null,null,null,null,null,null,null,null,null,null,null,null,null,null,null,null,null,null,null,null,null,"概要"]
[]
[null,null,null,null,null,null,2,"名称",null,null,null,null,null,null,null,null,null,null,null,null,null,null,null,null,null,null,null,null,null,null,null,null,null,null,null,null,null,null,null,null,null,null,null,null,null,2,"名称",null,null,null,null,null,null,null,null,null,null,null,null,null,null,null,null,null,null,null,null,null,null,null,null,null,null,null,null,null,null,null,null,null,null,null,null,null,null,null,null,null,null,{"$f":"IF(OR(K40=\"\",COUNTIF(K40,\"*なし*\"),COUNTIF(K40,\"*無し*\")),0,1)","v":0}]
[null,null,null,null,null,null,null,null,null,null,null,null,null,null,null,null,null,null,null,null,null,null,null,null,null,null,null,null,null,null,null,null,null,null,null,null,null,null,null,null,null,null,null,null,null,null,null,null,null,null,null,null,null,null,null,null,null,null,null,null,null,null,null,null,null,null,null,null,null,null,null,null,null,null,null,null,null,null,null,null,null,null,null,null,null,null,null,null,"合計",{"$f":"SUM(CL36:CL40)","v":0}]
[null,null,null,null,null,null,null,"概要",null,null,null,null,null,null,null,null,null,null,null,null,null,null,null,null,null,null,null,null,null,null,null,null,null,null,null,null,null,null,null,null,null,null,null,null,null,null,"概要",null,null,null,null,null,null,null,null,null,null,null,null,null,null,null,null,null,null,null,null,null,null,null,null,null,null,null,null,null,null,null,null,null,null,null,null,null,null,null,null,null,"あり/なし",{"$f":"IF(CL41>=1,\"あり\",\"―\")","v":"―"}]
[]
[null,"制約条件\n（有り＝○）",null,null,null,null,"対策実施における制約条件",null,null,null,null,null,null,null,null,"備考（対応策等）",null,null,null,null,null,null,null,null,null,null,null,null,null,null,null,null,null,null,null,null,null,null,null,null,"制約条件\n（有り＝○）",null,null,null,null,"対策実施における制約条件",null,null,null,null,null,null,null,null,"備考（対応策等）"]
[null,null,null,null,null,null,"初期コスト",null,null,null,null,null,null,null,null,null,null,null,null,null,null,null,null,null,null,null,null,null,null,null,null,null,null,null,null,null,null,null,null,null,null,null,null,null,null,"初期コスト",null,null,null,null,null,null,"○",null,"既存設備の撤去費やガス引き込み費が必要です。補助金を利用することで初期費用の圧縮が可能です。",null,null,null,null,null,null,null,null,null,null,null,null,null,null,null,null,null,null,null,null,null,null,null,null,null,null,null,null,null,null,null,null,null,null,"制約条件の個数"]
[null,null,null,null,null,null,null,null,null,null,null,null,null,null,null,null,null,null,null,null,null,null,null,null,null,null,null,null,null,null,null,null,null,null,null,null,null,null,null,null,null,null,null,null,null,null,null,null,null,null,null,null,null,null,null,null,null,null,null,null,null,null,null,null,null,null,null,null,null,null,null,null,null,null,null,null,null,null,null,null,null,null,null,null,null,null,null,null,null,{"$f":"COUNTIF($N$45:$N$62,\"○\")","v":0}]
[null,null,null,null,null,null,"投資回収年数",null,null,null,null,null,null,null,null,null,null,null,null,null,null,null,null,null,null,null,null,null,null,null,null,null,null,null,null,null,null,null,null,null,null,null,null,null,null,"投資回収年数",null,null,null,null,null,null,"○",null,"ボイラー運転時間、都市ガス単価で変動します。",null,null,null,null,null,null,null,null,null,null,null,null,null,null,null,null,null,null,null,null,null,null,null,null,null,null,null,null,null,null,null,null,null,"○／―",{"$f":"IF(CL46>=1,\"あり\",\"―\")","v":"―"}]
[]
[null,null,null,null,null,null,"削減効果の不確実性",null,null,null,null,null,null,null,null,null,null,null,null,null,null,null,null,null,null,null,null,null,null,null,null,null,null,null,null,null,null,null,null,null,null,null,null,null,null,"削減効果の不確実性"]
[]
[null,null,null,null,null,null,"設置スペース",null,null,null,null,null,null,null,null,null,null,null,null,null,null,null,null,null,null,null,null,null,null,null,null,null,null,null,null,null,null,null,null,null,null,null,null,null,null,"設置スペース"]
[]
[null,null,null,null,null,null,"既存の設備・生産ラインへの適合",null,null,null,null,null,null,null,null,null,null,null,null,null,null,null,null,null,null,null,null,null,null,null,null,null,null,null,null,null,null,null,null,null,null,null,null,null,null,"既存の設備・生産ラインへの適合"]
[]
[null,null,null,null,null,null,"対策実施による操業への影響",null,null,null,null,null,null,null,null,null,null,null,null,null,null,null,null,null,null,null,null,null,null,null,null,null,null,null,null,null,null,null,null,null,null,null,null,null,null,"対策実施による操業への影響"]
[]
[null,null,null,null,null,null,"故障・不具合のリスク",null,null,null,null,null,null,null,null,null,null,null,null,null,null,null,null,null,null,null,null,null,null,null,null,null,null,null,null,null,null,null,null,null,null,null,null,null,null,"故障・不具合のリスク"]
[]
[null,null,null,null,null,null,"他の提案対策との相反性",null,null,null,null,null,null,null,null,null,null,null,null,null,null,null,null,null,null,null,null,null,null,null,null,null,null,null,null,null,null,null,null,null,null,null,null,null,null,"他の提案対策との相反性",null,null,null,null,null,null,"―"]
[]
[null,null,null,null,null,null,"その他",null,null,null,null,null,null,null,null,null,null,null,null,null,null,null,null,null,null,null,null,null,null,null,null,null,null,null,null,null,null,null,null,null,null,null,null,null,null,"その他"]
[]
[null,"補足・備考",null,null,null,null,null,null,null,null,null,null,null,null,null,null,null,null,null,null,null,null,null,null,null,null,null,null,null,null,null,null,null,null,null,null,null,null,null,null,"補足・備考"]
[]
[]
[]
[]
[null,{"$f":"\"対策個票\"&$B$9","v":"対策個票9"},null,null,null,null,null,null,null,null,null,null,null,null,null,null,null,null,null,null,null,null,null,null,null,null,null,null,null,null,null,null,null,null,null,null,null,null,null,null,"対策個票1"]
[]
[null,"２．削減効果根拠",null,null,null,null,null,null,null,null,null,null,null,null,null,null,null,null,null,null,null,null,null,null,null,null,null,null,null,null,null,null,null,null,null,null,null,null,null,null,"２．削減効果根拠"]
[null,"対策の種類\n[対策個票番号]",null,null,null,null,"対策名称",null,null,null,null,null,null,null,null,null,null,null,null,null,null,null,null,null,"対象/\n既存設備",null,null,{"$f":"IF($AB$11=\"\",\"\",$AB$11)","v":""},null,null,null,null,null,null,null,null,null,null,null,null,"対策の種類\n[対策個票番号]",null,null,null,null,"対策名称",null,null,null,null,null,null,null,null,null,null,null,null,null,null,null,null,null,"対象/\n既存設備",null,null,"重油焚き蒸気ボイラー"]
[]
[null,{"$f":"$B$9","v":"9"},{"$f":"IF($C$9=\"\",\"\",$C$9)","v":""},null,null,null,{"$f":"IF($G$9=\"\",\"\",$G$9)","v":""},null,null,null,null,null,null,null,null,null,null,null,null,null,null,null,null,null,"導入設備",null,null,{"$f":"IF($AB$13=\"\",\"\",$AB$13)","v":""},null,null,null,null,null,null,null,null,null,null,null,null,6,"燃料転換",null,null,null,"ボイラーの燃料転換",null,null,null,null,null,null,null,null,null,null,null,null,null,null,null,null,null,"導入設備",null,null,"ガス焚き蒸気ボイラー"]
[]
[null,"CO2削減効果",null,null,null,null,"削減量",null,null,{"$f":"X98-X119","v":0},null,null,null,null,null,"t-CO2/年(d)",null,null,null,null,null,"設備等導入コスト合計\n（工事費等込み）",null,null,null,null,null,null,null,{"$f":"SUM(AD77:AH82)","v":0},null,null,null,null,"千円(a)",null,null,null,null,null,"CO2削減効果",null,null,null,null,"削減量",null,null,200.37600000000003,null,null,null,null,null,"t-CO2/年(d)",null,null,null,null,null,"設備等導入コスト合計\n（工事費等込み）",null,null,null,null,null,null,null,3000,null,null,null,null,"千円(a)"]
[]
[null,null,null,null,null,null,"削減率",null,null,{"$f":"IFERROR(J75/'511脱炭素化計画'!$Q$11*100,\"---\")","v":0},null,null,null,null,null,"％","（工場・事業場基準年度排出量との比）",null,null,null,null,"（設備等名称・台数）",null,null,null,null,null,null,null,null,null,null,null,null,"千円",null,null,null,null,null,null,null,null,null,null,"削減率",null,null,16.698,null,null,null,null,null,"％","（工場・事業場基準年度排出量との比）",null,null,null,null,"ガス炊貫流ボイラー・\n1台",null,null,null,null,null,null,null,3000,null,null,null,null,"千円"]
[]
[null,"運転コスト\n削減効果",null,null,null,null,"削減額",null,null,{"$f":"AF106-AF127","v":0},null,null,null,null,null,"千円/年(b)",null,null,null,null,null,"（設備等名称・台数）",null,null,null,null,null,null,null,null,null,null,null,null,"千円",null,null,null,null,null,"運転コスト\n削減効果",null,null,null,null,"削減額",null,null,600,null,null,null,null,null,"千円/年(b)",null,null,null,null,null,"（設備等名称・台数）",null,null,null,null,null,null,null,null,null,null,null,null,"千円"]
[]
[null,"エネルギー\n削減効果",null,null,null,null,"削減量",null,null,{"$f":"CH95-CH102","v":0},null,null,null,null,null,"GJ換算値/年(e)",null,null,null,null,null,"（設備等名称・台数）",null,null,null,null,null,null,null,null,null,null,null,null,"千円",null,null,null,null,null,"エネルギー\n削減効果",null,null,null,null,"削減量",null,null,1070,null,null,null,null,null,"GJ換算値(e)",null,null,null,null,null,"（設備等名称・台数）",null,null,null,null,null,null,null,null,null,null,null,null,"千円"]
[]
[null,"脱炭素化指標（削減効果）",null,null,null,null,"(d)/(e)",null,null,{"$f":"IFERROR(J75/J81,\"---\")","v":"---"},null,null,null,null,null,"（GJ削減効果あたりのCO2削減効果）",null,null,null,null,null,"投資回収年数",null,null,null,null,"(a)/(b)",null,null,{"$f":"IFERROR(IF(AD75/J79<0,\"---\",AD75/J79),\"---\")","v":"---"},null,null,null,null,"年",null,null,null,null,null,"脱炭素化指標（削減効果）",null,null,null,null,"(d)/GJ",null,null,0.1872672897196262,null,null,null,null,null,"（GJ削減効果あたりのCO2削減効果）",null,null,null,null,null,"投資回収年数",null,null,null,null,"(a)/(b)",null,null,5,null,null,null,null,"年"]
[]
[]
[null,"削減効果の算出",null,null,null,null,null,null,null,null,null,null,null,null,null,null,null,null,null,null,null,null,null,null,null,null,null,null,null,null,null,null,null,null,null,null,null,null,null,null,"削減効果の算出",null,null,null,null,null,null,null,null,null,null,null,null,null,null,null,null,null,null,null,null,null,null,null,null,null,null,null,null,null,null,null,null,null,null,null,null,"※実施【前】と実施【計画】に分けることが難しい場合の注記\n\n「対策実施【前】」にエネルギー消費削減量を記載し、「対策実施【後】」は空欄としてください。"]
[null,null,null,null,null,null,null,null,null,null,null,null,null,null,null,null,null,null,null,null,null,null,null,null,null,null,null,null,null,null,null,null,null,null,null,null,null,null,null,null,null,null,null,null,null,null,null,null,null,null,null,null,null,null,null,null,null,null,null,null,null,null,null,null,null,null,null,null,null,null,null,null,null,null,null,null,null,null,null,null,null,"脱炭素化指標のための活動量のGJ換算値"]
[null,"前",null,"活動種別",null,null,null,null,null,null,"年間活動量",null,null,null,null,null,"変換係数",null,null,null,null,null,null,"CO2排出量\n(t-CO2/年)",null,null,null,"単価(千円)",null,null,null,"運転コスト\n(千円/年)",null,null,null,null,null,null,null,null,"前",null,"活動種別",null,null,null,null,null,null,"年間活動量",null,null,null,null,null,"変換係数",null,null,null,null,null,null,"CO2排出量\n(t-CO2/年)",null,null,null,"単価(千円)",null,null,null,"運転コスト\n(千円/年)"]
[null,null,null,null,null,null,null,null,null,null,null,null,null,null,null,null,null,null,null,null,null,null,null,null,null,null,null,null,null,null,null,null,null,null,null,null,null,null,null,null,null,null,null,null,null,null,null,null,null,null,null,null,null,null,null,null,null,null,null,null,null,null,null,null,null,null,null,null,null,null,null,null,null,null,null,null,null,null,null,null,null,"前"]
[{"$f":"IF($D90=\"\",\"\",VLOOKUP($D90,排出係数と単価2,10,FALSE))","v":""},"対策実施【前】",null,null,null,null,null,null,null,null,null,null,null,null,{"$f":"IF($D90=\"\",\"\",VLOOKUP($D90,排出係数と単価2,2,FALSE))","v":""},null,{"$f":"IF($D90=\"\",\"\",IF(A90=1,VLOOKUP($D90,排出係数と単価2,5,FALSE),VLOOKUP($D90,排出係数と単価2,3,FALSE)*VLOOKUP($D90,排出係数と単価2,5,FALSE)))","v":""},null,null,{"$f":"IF($D90=\"\",\"\",\"t-CO2/\"&$O90)","v":""},null,null,null,{"$f":"IF(OR(K90=\"\",Q90=\"\"),\"\",K90*Q90)","v":""},null,null,null,{"$f":"IF($D90=\"\",\"\",VLOOKUP($D90,排出係数と単価2,7,FALSE))","v":""},null,null,null,{"$f":"IF(OR(K90=\"\",AB90=\"\"),\"\",K90*AB90)","v":""},null,null,null,null,null,null,null,null,"対策実施【前】",null,"A重油",null,null,null,null,null,null,200,null,null,null,"kl",null,2.7096300000000002,null,null,"tCO2/kl",null,null,null,541.92600000000004,null,null,null,60,null,null,null,12000,null,null,null,null,null,null,null,null,null,null,"計算種別","活動種別","活動量","単位発熱量","GJ換算量"]
[null,null,null,null,null,null,null,null,null,null,null,null,null,null,null,null,null,null,null,null,null,null,null,null,null,null,null,null,null,null,null,null,null,null,null,null,null,null,null,null,null,null,null,null,null,null,null,null,null,null,null,null,null,null,null,null,null,null,null,null,null,null,null,null,null,null,null,null,null,null,null,null,null,null,null,null,null,null,null,null,null,{"$f":"A90","v":""},{"$f":"IF(COUNTIF($D90,\"*系統電力*\"),\"*系統電力*\",IF(COUNTIF($D90,\"*産業用蒸気*\"),\"*産業用蒸気*\",IF(COUNTIF($D90,\"*温水*\"),\"*温水*\",IF(COUNTIF($D90,\"*冷水*\"),\"*冷水*\",IF(COUNTIF($D90,\"*蒸気（産業用以外）*\"),\"*蒸気（産業用以外）*\",$D90)))))","v":0},{"$f":"K90","v":0},{"$f":"IFERROR(VLOOKUP($CE91,電力等のGJ換算係数,2,FALSE),IF(VLOOKUP($CE91,排出係数と単価1,3,FALSE)=\"\",\"\",VLOOKUP($CE91,排出係数と単価1,3,FALSE)))","v":{"$error":"#N/A"}},{"$f":"IFERROR(CF91*CG91,\"---\")","v":"---"}]
[{"$f":"IF($D92=\"\",\"\",VLOOKUP($D92,排出係数と単価2,10,FALSE))","v":""},null,null,null,null,null,null,null,null,null,null,null,null,null,{"$f":"IF($D92=\"\",\"\",VLOOKUP($D92,排出係数と単価2,2,FALSE))","v":""},null,{"$f":"IF($D92=\"\",\"\",IF(A92=1,VLOOKUP($D92,排出係数と単価2,5,FALSE),VLOOKUP($D92,排出係数と単価2,3,FALSE)*VLOOKUP($D92,排出係数と単価2,5,FALSE)))","v":""},null,null,{"$f":"IF($D92=\"\",\"\",\"t-CO2/\"&$O92)","v":""},null,null,null,{"$f":"IF(OR(K92=\"\",Q92=\"\"),\"\",K92*Q92)","v":""},null,null,null,{"$f":"IF($D92=\"\",\"\",VLOOKUP($D92,排出係数と単価2,7,FALSE))","v":""},null,null,null,{"$f":"IF(OR(K92=\"\",AB92=\"\"),\"\",K92*AB92)","v":""},null,null,null,null,null,null,null,null,null,null,null,null,null,null,null,null,null,null,null,null,null,null,null,"",null,null,"",null,null,null,"",null,null,null,"",null,null,null,"",null,null,null,null,null,null,null,null,null,null,{"$f":"A92","v":""},{"$f":"IF(COUNTIF($D92,\"*系統電力*\"),\"*系統電力*\",IF(COUNTIF($D92,\"*産業用蒸気*\"),\"*産業用蒸気*\",IF(COUNTIF($D92,\"*温水*\"),\"*温水*\",IF(COUNTIF($D92,\"*冷水*\"),\"*冷水*\",IF(COUNTIF($D92,\"*蒸気（産業用以外）*\"),\"*蒸気（産業用以外）*\",$D92)))))","v":0},{"$f":"K92","v":0},{"$f":"IFERROR(VLOOKUP($CE92,電力等のGJ換算係数,2,FALSE),IF(VLOOKUP($CE92,排出係数と単価1,3,FALSE)=\"\",\"\",VLOOKUP($CE92,排出係数と単価1,3,FALSE)))","v":{"$error":"#N/A"}},{"$f":"IFERROR(CF92*CG92,\"---\")","v":"---"}]
[null,null,null,null,null,null,null,null,null,null,null,null,null,null,null,null,null,null,null,null,null,null,null,null,null,null,null,null,null,null,null,null,null,null,null,null,null,null,null,null,null,null,null,null,null,null,null,null,null,null,null,null,null,null,null,null,null,null,null,null,null,null,null,null,null,null,null,null,null,null,null,null,null,null,null,null,null,"※「低炭素系統電力への変更」対策の場合の注記\n\n■実施【前】の活動の種別は、「系統電力」\n 　を選択してください。\n 　実施【計画】の活動の種別は、「系統電力\n 　切替先」を選択してください。\n\n■系統電力切替先は、排出係数が\n 　0.00025t-CO2/kWh未満（固定） の\n　 メニューのみが対象です。\n 　排出係数及び単価等の情報は、\n　  ［排出係数・単価表］にて入力して\n 　ください。\n\n",null,null,null,{"$f":"A94","v":""},{"$f":"IF(COUNTIF($D94,\"*系統電力*\"),\"*系統電力*\",IF(COUNTIF($D94,\"*産業用蒸気*\"),\"*産業用蒸気*\",IF(COUNTIF($D94,\"*温水*\"),\"*温水*\",IF(COUNTIF($D94,\"*冷水*\"),\"*冷水*\",IF(COUNTIF($D94,\"*蒸気（産業用以外）*\"),\"*蒸気（産業用以外）*\",$D94)))))","v":0},{"$f":"K94","v":0},{"$f":"IFERROR(VLOOKUP($CE93,電力等のGJ換算係数,2,FALSE),IF(VLOOKUP($CE93,排出係数と単価1,3,FALSE)=\"\",\"\",VLOOKUP($CE93,排出係数と単価1,3,FALSE)))","v":{"$error":"#N/A"}},"---"]
[{"$f":"IF($D94=\"\",\"\",VLOOKUP($D94,排出係数と単価2,10,FALSE))","v":""},null,null,null,null,null,null,null,null,null,null,null,null,null,{"$f":"IF($D94=\"\",\"\",VLOOKUP($D94,排出係数と単価2,2,FALSE))","v":""},null,{"$f":"IF($D94=\"\",\"\",IF(A94=1,VLOOKUP($D94,排出係数と単価2,5,FALSE),VLOOKUP($D94,排出係数と単価2,3,FALSE)*VLOOKUP($D94,排出係数と単価2,5,FALSE)))","v":""},null,null,{"$f":"IF($D94=\"\",\"\",\"t-CO2/\"&$O94)","v":""},null,null,null,{"$f":"IF(OR(K94=\"\",Q94=\"\"),\"\",K94*Q94)","v":""},null,null,null,{"$f":"IF($D94=\"\",\"\",VLOOKUP($D94,排出係数と単価2,7,FALSE))","v":""},null,null,null,{"$f":"IF(OR(K94=\"\",AB94=\"\"),\"\",K94*AB94)","v":""},null,null,null,null,null,null,null,null,null,null,null,null,null,null,null,null,null,null,null,null,null,null,null,"",null,null,"",null,null,null,"",null,null,null,"",null,null,null,"",null,null,null,null,null,null,null,null,null,null,{"$f":"A96","v":""},{"$f":"IF(COUNTIF($D96,\"*系統電力*\"),\"*系統電力*\",IF(COUNTIF($D96,\"*産業用蒸気*\"),\"*産業用蒸気*\",IF(COUNTIF($D96,\"*温水*\"),\"*温水*\",IF(COUNTIF($D96,\"*冷水*\"),\"*冷水*\",IF(COUNTIF($D96,\"*蒸気（産業用以外）*\"),\"*蒸気（産業用以外）*\",$D96)))))","v":0},{"$f":"K96","v":0},{"$f":"IFERROR(VLOOKUP($CE94,電力等のGJ換算係数,2,FALSE),IF(VLOOKUP($CE94,排出係数と単価1,3,FALSE)=\"\",\"\",VLOOKUP($CE94,排出係数と単価1,3,FALSE)))","v":{"$error":"#N/A"}},"---"]
[null,null,null,null,null,null,null,null,null,null,null,null,null,null,null,null,null,null,null,null,null,null,null,null,null,null,null,null,null,null,null,null,null,null,null,null,null,null,null,null,null,null,null,null,null,null,null,null,null,null,null,null,null,null,null,null,null,null,null,null,null,null,null,null,null,null,null,null,null,null,null,null,null,null,null,null,null,null,null,null,null,null,null,null,"合計",{"$f":"SUM(CH91:CH94)","v":0}]
[{"$f":"IF($D96=\"\",\"\",VLOOKUP($D96,排出係数と単価2,10,FALSE))","v":""},null,null,null,null,null,null,null,null,null,null,null,null,null,{"$f":"IF($D96=\"\",\"\",VLOOKUP($D96,排出係数と単価2,2,FALSE))","v":""},null,{"$f":"IF($D96=\"\",\"\",IF(A96=1,VLOOKUP($D96,排出係数と単価2,5,FALSE),VLOOKUP($D96,排出係数と単価2,3,FALSE)*VLOOKUP($D96,排出係数と単価2,5,FALSE)))","v":""},null,null,{"$f":"IF($D96=\"\",\"\",\"t-CO2/\"&$O96)","v":""},null,null,null,{"$f":"IF(OR(K96=\"\",Q96=\"\"),\"\",K96*Q96)","v":""},null,null,null,{"$f":"IF($D96=\"\",\"\",VLOOKUP($D96,排出係数と単価2,7,FALSE))","v":""},null,null,null,{"$f":"IF(OR(K96=\"\",AB96=\"\"),\"\",K96*AB96)","v":""},null,null,null,null,null,null,null,null,null,null,null,null,null,null,null,null,null,null,null,null,null,null,null,"",null,null,"",null,null,null,"",null,null,null,"",null,null,null,"",null,null,null,null,null,null,null,null,null,null,"計画"]
[null,null,null,null,null,null,null,null,null,null,null,null,null,null,null,null,null,null,null,null,null,null,null,null,null,null,null,null,null,null,null,null,null,null,null,null,null,null,null,null,null,null,null,null,null,null,null,null,null,null,null,null,null,null,null,null,null,null,null,null,null,null,null,null,null,null,null,null,null,null,null,null,null,null,null,null,null,null,null,null,null,"計算種別","活動種別","活動量","単位発熱量","GJ換算量"]
[null,null,null,null,null,null,null,null,null,null,null,null,null,null,null,null,"合計(f1)",null,null,null,null,null,null,{"$f":"SUM(X90:X97)","v":0},null,null,null,"合計",null,null,null,{"$f":"SUM(AF90:AF97)","v":0},null,null,null,null,null,null,null,null,null,null,null,null,null,null,null,null,null,null,null,null,null,null,null,"合計",null,null,null,null,null,null,541.92600000000004,null,null,null,"合計",null,null,null,12000,null,null,null,null,null,null,null,null,null,null,{"$f":"A111","v":""},{"$f":"IF(COUNTIF($D111,\"*系統電力*\"),\"*系統電力*\",IF(COUNTIF($D111,\"*産業用蒸気*\"),\"*産業用蒸気*\",IF(COUNTIF($D111,\"*温水*\"),\"*温水*\",IF(COUNTIF($D111,\"*冷水*\"),\"*冷水*\",IF(COUNTIF($D111,\"*蒸気（産業用以外）*\"),\"*蒸気（産業用以外）*\",$D111)))))","v":0},{"$f":"K111","v":0},{"$f":"IFERROR(VLOOKUP($CE98,電力等のGJ換算係数,2,FALSE),IF(VLOOKUP($CE98,排出係数と単価1,3,FALSE)=\"\",\"\",VLOOKUP($CE98,排出係数と単価1,3,FALSE)))","v":{"$error":"#N/A"}},{"$f":"IFERROR(CF98*CG98,\"---\")","v":"---"}]
[null,null,null,null,null,null,null,null,null,null,null,null,null,null,null,null,null,null,null,null,null,null,null,null,null,null,null,null,null,null,null,null,null,null,null,null,null,null,null,null,null,null,null,null,null,null,null,null,null,null,null,null,null,null,null,null,null,null,null,null,null,null,null,null,null,null,null,null,null,null,null,null,null,null,null,null,null,null,null,null,null,{"$f":"A113","v":""},{"$f":"IF(COUNTIF($D113,\"*系統電力*\"),\"*系統電力*\",IF(COUNTIF($D113,\"*産業用蒸気*\"),\"*産業用蒸気*\",IF(COUNTIF($D113,\"*温水*\"),\"*温水*\",IF(COUNTIF($D113,\"*冷水*\"),\"*冷水*\",IF(COUNTIF($D113,\"*蒸気（産業用以外）*\"),\"*蒸気（産業用以外）*\",$D113)))))","v":0},{"$f":"K113","v":0},{"$f":"IFERROR(VLOOKUP($CE99,電力等のGJ換算係数,2,FALSE),IF(VLOOKUP($CE99,排出係数と単価1,3,FALSE)=\"\",\"\",VLOOKUP($CE99,排出係数と単価1,3,FALSE)))","v":{"$error":"#N/A"}},{"$f":"IFERROR(CF99*CG99,\"---\")","v":"---"}]
[null,null,null,"脱炭素化指標（状況）",null,null,null,null,null,null,null,null,null,null,null,null,"その他の運転コスト\n（運転・管理費、用水費、薬品費等）",null,null,null,null,null,null,null,null,null,null,null,null,null,null,"その他運転コスト\n(千円/年)",null,null,null,null,null,null,null,null,null,null,"脱炭素化指標（状況）",null,null,null,null,null,null,null,null,null,null,null,null,"その他の運転コスト\n（運転・管理費、用水費、薬品費等）",null,null,null,null,null,null,null,null,null,null,null,null,null,null,"その他運転コスト\n(千円/年)",null,null,null,null,null,null,null,null,null,null,{"$f":"A115","v":""},{"$f":"IF(COUNTIF($D115,\"*系統電力*\"),\"*系統電力*\",IF(COUNTIF($D115,\"*産業用蒸気*\"),\"*産業用蒸気*\",IF(COUNTIF($D115,\"*温水*\"),\"*温水*\",IF(COUNTIF($D115,\"*冷水*\"),\"*冷水*\",IF(COUNTIF($D115,\"*蒸気（産業用以外）*\"),\"*蒸気（産業用以外）*\",$D115)))))","v":0},{"$f":"K115","v":0},{"$f":"IFERROR(VLOOKUP($CE100,電力等のGJ換算係数,2,FALSE),IF(VLOOKUP($CE100,排出係数と単価1,3,FALSE)=\"\",\"\",VLOOKUP($CE100,排出係数と単価1,3,FALSE)))","v":{"$error":"#N/A"}},"---"]
[null,null,null,null,null,null,null,null,null,null,null,null,null,null,null,null,null,null,null,null,null,null,null,null,null,null,null,null,null,null,null,null,null,null,null,null,null,null,null,null,null,null,null,null,null,null,null,null,null,null,null,null,null,null,null,null,null,null,null,null,null,null,null,null,null,null,null,null,null,null,null,null,null,null,null,null,null,null,null,null,null,{"$f":"A117","v":""},{"$f":"IF(COUNTIF($D117,\"*系統電力*\"),\"*系統電力*\",IF(COUNTIF($D117,\"*産業用蒸気*\"),\"*産業用蒸気*\",IF(COUNTIF($D117,\"*温水*\"),\"*温水*\",IF(COUNTIF($D117,\"*冷水*\"),\"*冷水*\",IF(COUNTIF($D117,\"*蒸気（産業用以外）*\"),\"*蒸気（産業用以外）*\",$D117)))))","v":0},{"$f":"K117","v":0},{"$f":"IFERROR(VLOOKUP($CE101,電力等のGJ換算係数,2,FALSE),IF(VLOOKUP($CE101,排出係数と単価1,3,FALSE)=\"\",\"\",VLOOKUP($CE101,排出係数と単価1,3,FALSE)))","v":{"$error":"#N/A"}},"---"]
[null,null,null,"CO2排出量(f1)",null,null,null,null,null,null,{"$f":"X98","v":0},null,null,"t-CO2/年",null,null,null,null,null,null,null,null,null,null,null,null,null,null,null,null,null,null,null,null,null,null,null,null,null,null,null,null,"CO2排出量(f1)",null,null,null,null,null,null,541.92600000000004,null,null,"t-CO2/年",null,null,"ボイラー定期点検費用",null,null,null,null,null,null,null,null,null,null,null,null,null,null,30,null,null,null,null,null,null,null,null,null,null,null,null,null,"合計",{"$f":"SUM(CH98:CH101)","v":0}]
[]
[null,null,null,"エネルギー消費量(g1)",null,null,null,null,null,null,{"$f":"CH95","v":0},null,null,"GJ換算値/年",null,null,null,null,null,null,null,null,null,null,null,null,null,null,null,null,null,null,null,null,null,null,null,null,null,null,null,null,"エネルギー消費量(g1)",null,null,null,null,null,null,7820,null,null,"GJ/年"]
[]
[null,null,null,"脱炭素化指標（状況）",null,null,null,null,null,null,{"$f":"IFERROR(K102/K104,\"---\")","v":"---"},null,null,"(f1)/(g1)",null,null,"運転コスト合計",null,null,null,null,null,null,null,null,null,null,null,null,null,null,{"$f":"AF98+AF102+AF104","v":0},null,null,null,null,null,null,null,null,null,null,"脱炭素化指標（状況）",null,null,null,null,null,null,6.93E-2,null,null,"(f1)/(g1)",null,null,"運転コスト合計",null,null,null,null,null,null,null,null,null,null,null,null,null,null,12030]
[null,null,null,null,null,null,null,null,null,null,null,null,null,null,null,null,null,null,null,null,null,null,null,null,null,null,null,null,null,null,null,null,null,null,null,null,null,null,null,null,null,null,null,null,null,null,null,null,null,null,null,null,null,null,null,null,null,null,null,null,null,null,null,null,null,null,null,null,null,null,null,null,null,null,null,null,null,"※活動種別「系統電力」に関する注記\n\n買電はすべて「系統電力」を選択してください。\n（「系統電力切替先」は低炭素系統電力への変更対策を記述する際にのみ使用してください。）"]
[]
[null,"計画",null,"活動種別",null,null,null,null,null,null,"年間活動量",null,null,null,null,null,"変換係数",null,null,null,null,null,null,"CO2排出量\n(t-CO2/年)",null,null,null,"単価(千円)",null,null,null,"運転コスト\n(千円/年)",null,null,null,null,null,null,null,null,"計画",null,"活動種別",null,null,null,null,null,null,"年間活動量",null,null,null,null,null,"変換係数",null,null,null,null,null,null,"CO2排出量\n(t-CO2/年)",null,null,null,"単価(千円)",null,null,null,"運転コスト\n(千円/年)"]
[]
[{"$f":"IF($D111=\"\",\"\",VLOOKUP($D111,排出係数と単価2,10,FALSE))","v":""},"対策実施【計画】",null,null,null,null,null,null,null,null,null,null,null,null,{"$f":"IF($D111=\"\",\"\",VLOOKUP($D111,排出係数と単価2,2,FALSE))","v":""},null,{"$f":"IF($D111=\"\",\"\",IF(A111=1,VLOOKUP($D111,排出係数と単価2,5,FALSE),VLOOKUP($D111,排出係数と単価2,3,FALSE)*VLOOKUP($D111,排出係数と単価2,5,FALSE)))","v":""},null,null,{"$f":"IF($D111=\"\",\"\",\"t-CO2/\"&$O111)","v":""},null,null,null,{"$f":"IF(OR(K111=\"\",Q111=\"\"),\"\",K111*Q111)","v":""},null,null,null,{"$f":"IF($D111=\"\",\"\",VLOOKUP($D111,排出係数と単価2,7,FALSE))","v":""},null,null,null,{"$f":"IF(OR(K111=\"\",AB111=\"\"),\"\",K111*AB111)","v":""},null,null,null,null,null,null,null,null,"対策実施【計画】",null,"都市ガス",null,null,null,null,null,null,150,null,null,null,"千Nm3",null,2.2770000000000001,null,null,"t-CO2/千Nm3",null,null,null,341.55,null,null,null,76,null,null,null,11400]
[]
[{"$f":"IF($D113=\"\",\"\",VLOOKUP($D113,排出係数と単価2,10,FALSE))","v":""},null,null,null,null,null,null,null,null,null,null,null,null,null,{"$f":"IF($D113=\"\",\"\",VLOOKUP($D113,排出係数と単価2,2,FALSE))","v":""},null,{"$f":"IF($D113=\"\",\"\",IF(A113=1,VLOOKUP($D113,排出係数と単価2,5,FALSE),VLOOKUP($D113,排出係数と単価2,3,FALSE)*VLOOKUP($D113,排出係数と単価2,5,FALSE)))","v":""},null,null,{"$f":"IF($D113=\"\",\"\",\"t-CO2/\"&$O113)","v":""},null,null,null,{"$f":"IF(OR(K113=\"\",Q113=\"\"),\"\",K113*Q113)","v":""},null,null,null,{"$f":"IF($D113=\"\",\"\",VLOOKUP($D113,排出係数と単価2,7,FALSE))","v":""},null,null,null,{"$f":"IF(OR(K113=\"\",AB113=\"\"),\"\",K113*AB113)","v":""},null,null,null,null,null,null,null,null,null,null,null,null,null,null,null,null,null,null,null,null,null,"",null,"",null,null,"",null,null,null,"",null,null,null,"",null,null,null,""]
[]
[{"$f":"IF($D115=\"\",\"\",VLOOKUP($D115,排出係数と単価2,10,FALSE))","v":""},null,null,null,null,null,null,null,null,null,null,null,null,null,{"$f":"IF($D115=\"\",\"\",VLOOKUP($D115,排出係数と単価2,2,FALSE))","v":""},null,{"$f":"IF($D115=\"\",\"\",IF(A115=1,VLOOKUP($D115,排出係数と単価2,5,FALSE),VLOOKUP($D115,排出係数と単価2,3,FALSE)*VLOOKUP($D115,排出係数と単価2,5,FALSE)))","v":""},null,null,{"$f":"IF($D115=\"\",\"\",\"t-CO2/\"&$O115)","v":""},null,null,null,{"$f":"IF(OR(K115=\"\",Q115=\"\"),\"\",K115*Q115)","v":""},null,null,null,{"$f":"IF($D115=\"\",\"\",VLOOKUP($D115,排出係数と単価2,7,FALSE))","v":""},null,null,null,{"$f":"IF(OR(K115=\"\",AB115=\"\"),\"\",K115*AB115)","v":""},null,null,null,null,null,null,null,null,null,null,null,null,null,null,null,null,null,null,null,null,null,"",null,"",null,null,"",null,null,null,"",null,null,null,"",null,null,null,""]
[]
[{"$f":"IF($D117=\"\",\"\",VLOOKUP($D117,排出係数と単価2,10,FALSE))","v":""},null,null,null,null,null,null,null,null,null,null,null,null,null,{"$f":"IF($D117=\"\",\"\",VLOOKUP($D117,排出係数と単価2,2,FALSE))","v":""},null,{"$f":"IF($D117=\"\",\"\",IF(A117=1,VLOOKUP($D117,排出係数と単価2,5,FALSE),VLOOKUP($D117,排出係数と単価2,3,FALSE)*VLOOKUP($D117,排出係数と単価2,5,FALSE)))","v":""},null,null,{"$f":"IF($D117=\"\",\"\",\"t-CO2/\"&$O117)","v":""},null,null,null,{"$f":"IF(OR(K117=\"\",Q117=\"\"),\"\",K117*Q117)","v":""},null,null,null,{"$f":"IF($D117=\"\",\"\",VLOOKUP($D117,排出係数と単価2,7,FALSE))","v":""},null,null,null,{"$f":"IF(OR(K117=\"\",AB117=\"\"),\"\",K117*AB117)","v":""},null,null,null,null,null,null,null,null,null,null,null,null,null,null,null,null,null,null,null,null,null,"",null,"",null,null,"",null,null,null,"",null,null,null,"",null,null,null,""]
[]
[null,null,null,null,null,null,null,null,null,null,null,null,null,null,null,null,"合計(f2)",null,null,null,null,null,null,{"$f":"SUM(X111:X118)","v":0},null,null,null,"合計",null,null,null,{"$f":"SUM(AF111:AF118)","v":0},null,null,null,null,null,null,null,null,null,null,null,null,null,null,null,null,null,null,null,null,null,null,null,"合計",null,null,null,null,null,null,341.55,null,null,null,"合計",null,null,null,11400]
[]
[null,null,null,"脱炭素化指標（状況）",null,null,null,null,null,null,null,null,null,null,null,null,"その他の運転コスト\n（運転・管理費、用水費、薬品費等）",null,null,null,null,null,null,null,null,null,null,null,null,null,null,"その他運転コスト\n(千円/年)",null,null,null,null,null,null,null,null,null,null,"脱炭素化指標（状況）",null,null,null,null,null,null,null,null,null,null,null,null,"その他の運転コスト\n（運転・管理費、用水費、薬品費等）",null,null,null,null,null,null,null,null,null,null,null,null,null,null,"その他運転コスト\n(千円/年)"]
[]
[null,null,null,"CO2排出量(f2)",null,null,null,null,null,null,{"$f":"X119","v":0},null,null,"t-CO2/年",null,null,null,null,null,null,null,null,null,null,null,null,null,null,null,null,null,null,null,null,null,null,null,null,null,null,null,null,"CO2排出量(f2)",null,null,null,null,null,null,341.55,null,null,"t-CO2/年",null,null,"ボイラー定期点検費用",null,null,null,null,null,null,null,null,null,null,null,null,null,null,30]
[]
[null,null,null,"エネルギー消費量(g2)",null,null,null,null,null,null,{"$f":"CH102","v":0},null,null,"GJ換算値/年",null,null,null,null,null,null,null,null,null,null,null,null,null,null,null,null,null,null,null,null,null,null,null,null,null,null,null,null,"エネルギー消費量(g2)",null,null,null,null,null,null,6750,null,null,"GJ/年"]
[]
[null,null,null,"脱炭素化指標（状況）",null,null,null,null,null,null,{"$f":"IFERROR(K123/K125,\"---\")","v":"---"},null,null,"(f2)/(g2)",null,null,"運転コスト合計",null,null,null,null,null,null,null,null,null,null,null,null,null,null,{"$f":"AF119+AF123+AF125","v":0},null,null,null,null,null,null,null,null,null,null,"脱炭素化指標（状況）",null,null,null,null,null,null,5.0599999999999999E-2,null,null,"(f2)/(g2)",null,null,"運転コスト合計",null,null,null,null,null,null,null,null,null,null,null,null,null,null,11430]
[]
[]
[]
[null,{"$f":"\"対策個票\"&$B$9","v":"対策個票9"},null,null,null,null,null,null,null,null,null,null,null,null,null,null,null,null,null,null,null,null,null,null,null,null,null,null,null,null,null,null,null,null,null,null,null,null,null,null,"対策個票1"]
[]
[null,"３．年間活動量の算出根拠",null,null,null,null,null,null,null,null,null,null,null,null,null,null,null,null,null,null,null,null,null,null,null,null,null,null,null,null,null,null,null,null,null,null,null,null,null,null,"３．年間活動量の算出根拠"]
[null,"対策実施【前】",null,null,null,null,null,null,null,null,null,null,null,null,null,null,null,null,null,null,null,null,null,null,null,null,null,null,null,null,null,null,null,null,null,null,null,null,null,null,"対策実施【前】"]
[null,"３－１．活動量（エネルギー使用量）把握方法・計算方法の説明",null,null,null,null,null,null,null,null,null,null,null,null,null,null,null,null,null,null,null,null,null,null,null,null,null,null,null,null,null,null,null,null,null,null,null,null,null,null,"３－１．活動量（エネルギー使用量）把握方法・計算方法の説明"]
[null,null,null,null,null,null,null,null,null,null,null,null,null,null,null,null,null,null,null,null,null,null,null,null,null,null,null,null,null,null,null,null,null,null,null,null,null,null,null,null,null,"■要点を第三者が読んで理解できるように記述してください。\n■DXシステムによる計測結果に基づく対策の場合は、DXシステムを利用したことを明示してください。"]
[]
[]
[null,"３－２．活動量（エネルギー使用量）の計算",null,null,null,null,null,null,null,null,null,null,null,null,null,null,null,null,null,null,null,null,null,null,null,null,null,null,null,null,null,null,null,null,null,null,null,null,null,null,"３－２．活動量（エネルギー使用量）の計算"]
[]
[null,null,null,null,null,null,null,null,null,null,null,null,null,null,null,null,null,null,null,null,null,null,null,null,null,null,null,null,null,null,null,null,null,null,null,null,null,null,null,null,null,"※【他の記入欄にも共通する注意事項】\n\n■第三者が読んで理解できるように記述してください。\n\n■スペースが足りない場合には、[別紙]として新規シートを追加し、当該対策個票の別紙であることがわかるようなシート名称\n　 にして使用してください。記入欄には、別紙がある旨を明記してください。\n　 その他、※別紙シートを利用する場合の注記を参照してください。\n\n■「SHIFT事業CO2削減対策の効果算定ガイドライン」を参照してください。",null,null,null,null,null,null,null,null,null,null,null,null,null,null,null,null,null,null,null,null,null,null,null,null,null,null,null,null,null,null,null,null,null,null,null,"※別紙シートを利用する場合の注記\n\n■別紙を追加・添付する場合は、\n　 本シートの記入欄に別紙の要点を記載\n　 してください。\n\n■別紙への参照を記述する際は、\n　 「別紙のとおり」ではなく、\n 　「別紙XXの何ページ、何行目～何行目の\n　 記載(YY)のとおり」 （XX、YYは通し番号）\n 　とする等、参照箇所を明示してください。\n　 なお、\n　 該当する別紙や記載には対応する通し\n 　番号(XX、YY)を打ち、\n 　本文と、該当する別紙や記載が\n 　１対１に対応するようにしてください。"]
[]
[]
[]
[]
[]
[]
[]
[]
[]
[null,"３－３．活動量（エネルギー使用量）の計算で使用した各数値の説明・根拠",null,null,null,null,null,null,null,null,null,null,null,null,null,null,null,null,null,null,null,null,null,null,null,null,null,null,null,null,null,null,null,null,null,null,null,null,null,null,"３－３．活動量（エネルギー使用量）の計算で使用した各数値の説明・根拠"]
[null,null,null,null,null,null,null,null,null,null,null,null,null,null,null,null,null,null,null,null,null,null,null,null,null,null,null,null,null,null,null,null,null,null,null,null,null,null,null,null,null,"■当該施設の特性、使用条件であることがわかるように記載してください。類似の設備、たとえば「40W型」だけでは活動量\n　 の確認ができませんので、当該設備のメーカー名、型番、仕様を根拠として記載してください。\n\n■計測値を記載する場合には、結果だけではなく計測対象・期間・装置・条件を明記してください。\n\n■同一の設備や類似の設備が別の個票にもある場合には、他の個票との関係が１対１でわかるようにしてください。たとえ\n　 ば、個票1に各個票の同一の設備や類似の設備の相互の関係がわかる表を添付することが考えられます。\n\n■数値の単位はSI単位で記述するよう努めてください。たとえば、機器銘板がkcal/h表示の場合には、そのままcal単位を\n　 使い続けずに、初めにkWへの換算を記載した上で、以降はkWで説明を行ってください。\n\n■DXシステムによる計測結果に基づく対策の場合は、DXシステムの計測結果を提示してください。"]
[]
[]
[]
[]
[]
[]
[]
[]
[]
[]
[]
[null,"対策実施【計画】",null,null,null,null,null,null,null,null,null,null,null,null,null,null,null,null,null,null,null,null,null,null,null,null,null,null,null,null,null,null,null,null,null,null,null,null,null,null,"対策実施【計画】"]
[null,"３－４．活動量（エネルギー使用量）把握方法・計算方法の説明",null,null,null,null,null,null,null,null,null,null,null,null,null,null,null,null,null,null,null,null,null,null,null,null,null,null,null,null,null,null,null,null,null,null,null,null,null,null,"３－４．活動量（エネルギー使用量）把握方法・計算方法の説明"]
[]
[null,null,null,null,null,null,null,null,null,null,null,null,null,null,null,null,null,null,null,null,null,null,null,null,null,null,null,null,null,null,null,null,null,null,null,null,null,null,null,null,null,"■要点を第三者が読んで理解できるように記述してください。"]
[]
[null,"３－５．活動量（エネルギー使用量）の計算",null,null,null,null,null,null,null,null,null,null,null,null,null,null,null,null,null,null,null,null,null,null,null,null,null,null,null,null,null,null,null,null,null,null,null,null,null,null,"３－５．活動量（エネルギー使用量）の計算"]
[]
[]
[]
[null,null,null,null,null,null,null,null,null,null,null,null,null,null,null,null,null,null,null,null,null,null,null,null,null,null,null,null,null,null,null,null,null,null,null,null,null,null,null,null,null,"■上記３－２の注記にある【他の記入欄にも共通する注意事項】を参照してください。\n\n■数値シミュレーションを使用する場合には、シミュレーションの計算式や考え方に加え、計算条件が該当事業所の状況\n　 に合致していることがわかるように記載してください。"]
[]
[]
[]
[]
[]
[]
[]
[null,"３－６．活動量（エネルギー使用量）の計算で使用した各数値の説明・根拠",null,null,null,null,null,null,null,null,null,null,null,null,null,null,null,null,null,null,null,null,null,null,null,null,null,null,null,null,null,null,null,null,null,null,null,null,null,null,"３－６．活動量（エネルギー使用量）の計算で使用した各数値の説明・根拠"]
[]
[null,null,null,null,null,null,null,null,null,null,null,null,null,null,null,null,null,null,null,null,null,null,null,null,null,null,null,null,null,null,null,null,null,null,null,null,null,null,null,null,null,"■当該施設の特性、使用条件であることがわかるように記載してください。類似の設備、たとえば「40W型」だけでは活動量\n　 の確認ができませんので、当該設備のメーカー名、型番、仕様を根拠として記載してください。\n\n■計測値を記載する場合には、結果だけではなく計測対象・期間・装置・条件を明記してください。\n\n■同一の設備や類似の設備が別の個票にもある場合には、他の個票との関係が１対１でわかるようにしてください。たとえ\n　 ば、個票1に各個票の同一の設備や類似の設備の相互の関係がわかる表を添付することが考えられます。\n\n■数値の単位はSI単位で記述するよう努めてください。たとえば、機器銘板がkcal/h表示の場合には、そのままcal単位を\n　 使い続けずに、初めにkWへの換算を記載した上で、以降はkWで説明を行ってください。"]
[]
[]
[]
[]
[]
[]
[]
[]
[]
[]
[null,{"$f":"\"対策個票\"&$B$9","v":"対策個票9"},null,null,null,null,null,null,null,null,null,null,null,null,null,null,null,null,null,null,null,null,null,null,null,null,null,null,null,null,null,null,null,null,null,null,null,null,null,null,"対策個票1"]
[]
[null,"４．実施方法",null,null,null,null,null,null,null,null,null,null,null,null,null,null,null,null,null,null,null,null,null,null,null,null,null,null,null,null,null,null,null,null,null,null,null,null,null,null,"４．実施方法"]
[null,"４－１．実施手順/実施に関する注意事項",null,null,null,null,null,null,null,null,null,null,null,null,null,null,null,null,null,null,null,null,null,null,null,null,null,null,null,null,null,null,null,null,null,null,null,null,null,null,"４－１．実施手順/実施に関する注意事項",null,null,null,null,null,null,null,null,null,null,null,null,null,null,null,null,null,null,null,null,null,null,null,null,null,null,null,null,null,null,null,null,null,null,null,null,"※別紙シートを利用する場合の注記\n\n■別紙を追加・添付する場合は、\n　 本シートの記入欄に別紙の要点を記載\n　 してください。\n\n■別紙への参照を記述する際は、\n　 「別紙のとおり」ではなく、\n 　「別紙XXの何ページ、何行目～何行目の\n　 記載(YY)のとおり」 （XX、YYは通し番号）\n 　とする等、参照箇所を明示してください。\n　 なお、\n　 該当する別紙や記載には対応する通し\n 　番号(XX、YY)を打ち、\n 　本文と、該当する別紙や記載が\n 　１対１に対応するようにしてください。"]
[]
[null,null,null,null,null,null,null,null,null,null,null,null,null,null,null,null,null,null,null,null,null,null,null,null,null,null,null,null,null,null,null,null,null,null,null,null,null,null,null,null,null,"■対策を具体的に進めるために必要な実施方法や手順を記載\n 　してください。\n 　例えば、\n　 ・運用改善対策の場合は、新たな運用規定の内容や、\n　　 周知の仕方など。\n　 ・設備導入対策の場合は、設備仕様や必要コスト、また国への\n 　　届出が必要な設備機器の場合には、その申請方法や申請の\n　　 タイミングなど。\n\n■スペースが足りない場合には、[別紙]として新規シートを追加し、\n　 当該対策個票の別紙であることがわかるようなシート名称にして\n 　使用してください。記入欄には、別紙がある旨を明記してください。\n　 その他、※別紙シートを利用する場合の注記を参照してください。"]
[]
[]
[]
[]
[]
[]
[]
[]
[]
[]
[]
[]
[]
[]
[]
[]
[]
[]
[]
[]
[]
[null,"４－２．［設備導入等］既存設備と導入設備の仕様（能力等）比較、及び導入設備の能力が適切であることの説明\n　　　　［運用改善等］対策実施前後の運用条件の比較、及び対策が問題なく実行できることの説明",null,null,null,null,null,null,null,null,null,null,null,null,null,null,null,null,null,null,null,null,null,null,null,null,null,null,null,null,null,null,null,null,null,null,null,null,null,null,"４－２．［設備導入等］既存設備と導入設備の仕様（能力等）比較、及び導入設備の能力が適切であることの説明\n　　　　［運用改善等］対策実施前後の運用条件の比較、及び対策が問題なく実行できることの説明"]
[]
[null,null,null,null,null,null,null,null,null,null,null,null,null,null,null,null,null,null,null,null,null,null,null,null,null,null,null,null,null,null,null,null,null,null,null,null,null,null,null,null,null,"■既存設備と導入設備の能力（出力）が定量的に比較できるように記載してください。たとえば、設備導入前と設備導入後\n　 で能力比較ができる表（下記記入例参照）を記載してください。\n\n■特に、既存設備よりも導入設備の能力（出力）の方が大きくなる場合には、「別紙のとおり」だけでは確認困難なため、\n　 本欄と別紙の該当箇所とで１対１の対応がつくようにした上で、本欄に説明を記載してください。\n　 ※別紙シートを利用する場合の注記を参照してください。"]
[]
[]
[]
[]
[]
[]
[]
[]
[null,null,null,null,null,null,null,null,null,null,null,null,null,null,null,null,null,null,null,null,null,null,null,null,null,null,null,null,null,null,null,null,null,null,null,null,null,null,null,null,null,null,null,null,null,null,"記入例:重油炊きボイラーからガス炊きボイラーへの設備更新前後の仕様比較"]
[null,null,null,null,null,null,null,null,null,null,null,null,null,null,null,null,null,null,null,null,null,null,null,null,null,null,null,null,null,null,null,null,null,null,null,null,null,null,null,null,null,null,null,null,null,null,"項目",null,null,null,null,null,null,null,"設備導入前",null,null,null,null,null,null,null,"設備導入後"]
[null,null,null,null,null,null,null,null,null,null,null,null,null,null,null,null,null,null,null,null,null,null,null,null,null,null,null,null,null,null,null,null,null,null,null,null,null,null,null,null,null,null,null,null,null,null,"設備名",null,null,null,null,null,null,null,"重油炊きボイラー",null,null,null,null,null,null,null,"ガス炊きボイラー"]
[null,null,null,null,null,null,null,null,null,null,null,null,null,null,null,null,null,null,null,null,null,null,null,null,null,null,null,null,null,null,null,null,null,null,null,null,null,null,null,null,null,null,null,null,null,null,"台数",null,null,null,null,null,null,null,1,null,null,null,null,null,null,null,1]
[null,null,null,null,null,null,null,null,null,null,null,null,null,null,null,null,null,null,null,null,null,null,null,null,null,null,null,null,null,null,null,null,null,null,null,null,null,null,null,null,null,null,null,null,null,null,"燃料",null,null,null,null,null,null,null,"A重油",null,null,null,null,null,null,null,"都市ガス"]
[null,null,null,null,null,null,null,null,null,null,null,null,null,null,null,null,null,null,null,null,null,null,null,null,null,null,null,null,null,null,null,null,null,null,null,null,null,null,null,null,null,null,null,null,null,null,"相当蒸発量（kg/ｈ）",null,null,null,null,null,null,null,1000,null,null,null,null,null,null,null,1000]
[null,null,null,null,null,null,null,null,null,null,null,null,null,null,null,null,null,null,null,null,null,null,null,null,null,null,null,null,null,null,null,null,null,null,null,null,null,null,null,null,null,null,null,null,null,null,"設計効率（％）",null,null,null,null,null,null,null,90,null,null,null,null,null,null,null,97]
[null,null,null,null,null,null,null,null,null,null,null,null,null,null,null,null,null,null,null,null,null,null,null,null,null,null,null,null,null,null,null,null,null,null,null,null,null,null,null,null,null,null,null,null,null,null,"定格燃焼量（L/h）",null,null,null,null,null,null,null,68.3,null,null,null,null,null,null,null,57.3]
[]
[]
[]
[]
[]
[null,"４－３．法定耐用年数",null,null,null,null,null,null,null,null,null,null,null,null,null,null,null,null,null,null,null,null,null,null,null,null,null,null,null,null,null,null,null,null,null,null,null,null,null,null,"４－３．法定耐用年数"]
[null,"導入設備",null,null,{"$f":"IF($AB$13=\"\",\"\",$AB$13)","v":""},null,null,null,null,null,null,null,null,null,"用途・\n目的",null,null,null,null,null,null,null,null,null,null,null,null,null,null,null,null,null,null,null,null,null,null,null,null,null,"導入設備",null,null,"ガス焚き蒸気ボイラー",null,null,null,null,null,null,null,null,null,"用途・\n目的",null,null,"原料加熱"]
[]
[null,"耐用年数省令別表の記載事項",null,null,null,null,null,null,null,null,null,null,null,null,null,null,null,null,null,null,null,null,null,null,null,null,null,null,null,null,null,null,null,null,null,null,null,null,null,null,"耐用年数省令別表の記載事項"]
[null,"別表の名称",null,null,null,null,null,null,null,null,null,null,null,null,null,null,null,null,null,null,null,null,null,null,null,null,null,null,null,null,null,null,null,null,null,null,null,null,null,null,"別表の名称",null,null,null,null,null,"別表第２ 機械及び装置の耐用年数表"]
[null,"[種類]または[番号]",null,null,null,null,null,null,null,null,null,null,null,null,null,null,null,null,null,null,null,null,null,null,null,null,null,null,null,null,null,null,null,null,null,null,null,null,null,null,"[種類]または[番号]",null,null,null,null,null,1]
[null,"[構造又は用途]、または[設備の種類]",null,null,null,null,null,null,null,null,null,null,null,null,null,null,null,null,null,null,null,null,null,null,null,null,null,null,null,null,null,null,null,null,null,null,null,null,null,null,"[構造又は用途]、または[設備の種類]",null,null,null,null,null,"食料品製造業用設備"]
[]
[null,"細目",null,null,null,null,null,null,null,null,null,null,null,null,null,null,null,null,null,null,null,null,null,null,null,null,null,null,null,null,null,null,null,null,null,null,null,null,null,null,"細目",null,null,null,null,null,"---"]
[]
[null,"法定耐用年数 (年)",null,null,null,null,null,null,null,null,null,null,null,null,null,null,null,null,null,null,null,null,null,null,null,null,null,null,null,null,null,null,null,null,null,null,null,null,null,null,"法定耐用年数 (年)",null,null,null,null,null,10]
[]
[null,{"$f":"\"対策個票\"&$B$9","v":"対策個票9"},null,null,null,null,null,null,null,null,null,null,null,null,null,null,null,null,null,null,null,null,null,null,null,null,null,null,null,null,null,null,null,null,null,null,null,null,null,null,"対策個票1"]
[null,null,null,null,null,null,null,null,null,null,null,null,null,null,null,null,null,null,null,null,null,null,null,null,null,null,null,null,null,null,null,null,null,null,null,null,null,null,null,null,"※実施計画書Cを選択している場合、5ページ目（5.実施計画…）の作成は不要です。"]
[null,"５．実施計画、CO2削減計画、投資回収計画",null,null,null,null,null,null,null,null,null,null,null,null,null,null,null,null,null,null,null,null,null,null,null,null,null,null,null,null,null,null,null,null,null,null,null,null,null,null,"５．実施計画、CO2削減計画、投資回収計画"]
[null,"対策の種類\n[対策個票番号]",null,null,null,null,"対策名称",null,null,null,null,null,null,null,null,null,null,null,null,null,null,null,null,null,"対象/\n既存設備",null,null,{"$f":"IF($AB$11=\"\",\"\",$AB$11)","v":""},null,null,null,null,null,null,null,null,null,null,null,null,"対策の種類\n[対策個票番号]",null,null,null,null,"対策名称",null,null,null,null,null,null,null,null,null,null,null,null,null,null,null,null,null,"対象/\n既存設備",null,null,"重油焚き蒸気ボイラー",null,null,null,null,null,null,null,null,null,null,null,null,null,null,"※「完了時期」に関する注記\n\n■「完了時期」として選択する年月は、\n　 対策の運用準備が整い、\n　 翌月1日には対策による効果が発生している月\n　 としてください。\n　 対策の運用開始は、「完了」年月内あるいは翌月1日\n　 からのいずれの可能性もあります。\n 　段階的に設備を導入し利用を開始する対策（例：LED\n 　の導入）の場合には、すべての対象エリア（効果算定\n　 をした範囲）を考慮して完了年月を選択してください。\n\n　 例えば、\n 　・運用改善対策の場合は、\n　　 新たな運用の準備が完了した年月\n　　（完了月内または翌月1日から新運用が開始され、\n　　　翌月1日からCO2削減効果が発生している）。\n 　・設備導入対策の場合は、\n 　　施工や引き渡しが完了した年月\n　　（完了月内または翌月1日から新たに導入した設備\n　　の運転が開始され、翌月1日からCO2削減効果が\n　　発生している）。"]
[]
[null,{"$f":"$B$9","v":"9"},{"$f":"IF($C$9=\"\",\"\",$C$9)","v":""},null,null,null,{"$f":"IF($G$9=\"\",\"\",$G$9)","v":""},null,null,null,null,null,null,null,null,null,null,null,null,null,null,null,null,null,"導入設備",null,null,{"$f":"IF($AB$13=\"\",\"\",$AB$13)","v":""},null,null,null,null,null,null,null,null,null,null,null,null,6,"燃料転換",null,null,null,"ボイラーの燃料転換",null,null,null,null,null,null,null,null,null,null,null,null,null,null,null,null,null,"導入設備",null,null,"ガス焚き蒸気ボイラー"]
[]
[]
[null,null,null,null,null,null,null,null,null,null,null,null,null,null,null,null,null,"計画年度",null,null,null,null,null,null,null,null,null,null,null,null,null,null,null,null,null,null,null,null,null,null,null,null,null,null,null,null,null,null,null,null,null,null,null,null,null,null,"計画年度",null,null,null,null,null,null,null,null,null,null,null,null,null,null,null,null,null,null,null,null,null,null,null,null,null,null,null,null,null,null,null,"計画年度1",null,"計画年度2",null,"計画年度3",null,"計画年度4",null,"計画年度5"]
[null,null,null,null,null,null,null,null,null,null,null,null,null,null,null,null,null,{"$f":"IF('511脱炭素化計画'!$AQ24=\"\",\"\",'511脱炭素化計画'!$AQ24)","v":""},null,null,null,{"$f":"IF('511脱炭素化計画'!$AT24=\"\",\"\",'511脱炭素化計画'!$AT24)","v":"目標年度"},null,null,null,{"$f":"IF('511脱炭素化計画'!$AW24=\"\",\"\",'511脱炭素化計画'!$AW24)","v":""},null,null,null,{"$f":"IF('511脱炭素化計画'!$AZ24=\"\",\"\",'511脱炭素化計画'!$AZ24)","v":""},null,null,null,{"$f":"IF('511脱炭素化計画'!$BC24=\"\",\"\",'511脱炭素化計画'!$BC24)","v":""},null,null,null,null,null,null,null,null,null,null,null,null,null,null,null,null,null,null,null,null,null,null,"",null,null,null,"目標年度",null,null,null,null,null,null,null,"",null,null,null,null,null,null,null,null,null,null,null,null,null,null,null,null,null,null,null,{"$f":"$R$272","v":0},{"$f":"$T$272","v":0},{"$f":"$V$272","v":0},{"$f":"$X$272","v":0},{"$f":"$Z$272","v":0},{"$f":"$AB$272","v":0},{"$f":"$AD$272","v":0},{"$f":"$AF$272","v":0},{"$f":"$AH$272","v":0},{"$f":"$AJ$272","v":0}]
[null,null,null,null,null,null,null,null,null,null,null,null,null,null,null,null,null,{"$f":"IF('511脱炭素化計画'!$AQ25=\"\",\"\",'511脱炭素化計画'!$AQ25)","v":"令和6年度"},null,null,null,{"$f":"IF('511脱炭素化計画'!$AT25=\"\",\"\",'511脱炭素化計画'!$AT25)","v":"令和7年度"},null,null,null,{"$f":"IF('511脱炭素化計画'!$AW25=\"\",\"\",'511脱炭素化計画'!$AW25)","v":"令和8年度"},null,null,null,{"$f":"IF('511脱炭素化計画'!$AZ25=\"\",\"\",'511脱炭素化計画'!$AZ25)","v":"令和9年度"},null,null,null,{"$f":"IF('511脱炭素化計画'!$BC25=\"\",\"\",'511脱炭素化計画'!$BC25)","v":"令和10年度"},null,null,null,null,null,null,null,null,null,null,null,null,null,null,null,null,null,null,null,null,null,null,"令和6年度",null,null,null,"令和7年度",null,null,null,"令和8年度",null,null,null,"令和9年度",null,null,null,"令和10年度",null,null,null,null,null,null,null,null,null,null,null,null,null,null,null,{"$f":"$R$267","v":"令和6年度"},{"$f":"$R$267","v":"令和6年度"},{"$f":"$V$267","v":"令和7年度"},{"$f":"$V$267","v":"令和7年度"},{"$f":"$Z$267","v":"令和8年度"},{"$f":"$Z$267","v":"令和8年度"},{"$f":"$AD$267","v":"令和9年度"},{"$f":"$AD$267","v":"令和9年度"},{"$f":"$AH$267","v":"令和10年度"},{"$f":"$AH$267","v":"令和10年度"},{"$f":"\"令和\"&MID(CS267,3,2)+1&\"年度\"","v":"令和11年度"},{"$f":"\"令和\"&MID(CT267,3,2)+1&\"年度\"","v":"令和11年度"}]
[null,"５－１．実施計画",null,null,null,null,null,null,null,null,null,null,null,null,null,null,null,null,null,null,null,null,null,null,null,null,null,null,null,null,null,null,null,null,null,null,null,null,null,null,"５－１．実施計画"]
[null,null,null,null,null,"着手時期",null,null,null,null,null,"完了時期",null,null,null,null,null,"着手～完了期間",null,null,null,null,null,null,null,null,null,null,null,null,null,null,null,null,null,null,null,null,null,null,null,null,null,null,"着手時期",null,null,null,null,null,"完了時期",null,null,null,null,null,"着手～完了期間"]
[null,null,null,"年度",null,{"$f":"IFERROR(HLOOKUP(\"着手\",$CK$266:$CT$271,2,FALSE),\"\")","v":""},null,null,null,null,null,{"$f":"IFERROR(HLOOKUP(\"完了\",$CK$266:$CT$271,2,FALSE),\"\")","v":""},null,null,null,null,null,null,null,null,null,null,null,null,null,null,null,null,null,null,null,null,null,null,null,null,null,null,null,null,null,null,"年度",null,"令和6年度",null,null,null,null,null,"令和6年度",null,null,null,null,null,null,null,null,null,null,null,null,null,null,null,null,null,null,null,null,null,null,null,null,null,null,null,null,null,null,null,null,null,null,null,null,null,{"$f":"IF(CK271=0,\"---\",IF(OR(CK271=\"1月\",CK271=\"2月\",CK271=\"3月\"),LEFT(CM267,LEN(CM267)-1),LEFT(CK267,LEN(CK267)-1)))","v":"---"},"---","---","---","---","---","---","---","---","---"]
[null,null,null,"年","月",{"$f":"IFERROR(HLOOKUP(\"着手\",$CK$266:$CT$271,5,FALSE),\"\")","v":""},null,null,{"$f":"IFERROR(HLOOKUP(\"着手\",$CK$266:$CT$271,6,FALSE),\"\")","v":""},null,null,{"$f":"IFERROR(HLOOKUP(\"完了\",$CK$266:$CT$271,5,FALSE),\"\")","v":""},null,null,{"$f":"IFERROR(HLOOKUP(\"完了\",$CK$266:$CT$271,6,FALSE),\"\")","v":""},null,null,null,null,null,null,null,null,null,null,null,null,null,null,null,null,null,null,null,null,null,null,null,null,null,null,null,"年","月","令和6年",null,null,"9月",null,null,"令和7年",null,null,"1月",null,null,"9月",null,"1月",null,null,null,null,null,null,null,null,null,null,null,null,null,null,null,null,null,null,null,null,null,null,null,null,null,null,null,null,null,{"$f":"$R$271","v":0},{"$f":"$T$271","v":0},{"$f":"$V$271","v":0},{"$f":"$X$271","v":0},{"$f":"$Z$271","v":0},{"$f":"$AB$271","v":0},{"$f":"$AD$271","v":0},{"$f":"$AF$271","v":0},{"$f":"$AH$271","v":0},{"$f":"$AJ$271","v":0}]
[null,null,null,null,null,null,null,null,null,null,null,null,null,null,null,null,null,null,null,null,null,null,null,null,null,null,null,null,null,null,null,null,null,null,null,null,null,null,null,null,null,null,null,null,null,null,null,null,null,null,null,null,null,null,null,null,"着手",null,"完了"]
[null,null,null,null,null,null,null,null,null,null,null,null,null,null,null,null,null,null,null,null,null,null,null,null,null,null,null,null,null,null,null,null,null,null,null,null,null,null,null,null,null,null,null,null,null,null,null,null,null,null,null,null,null,null,null,null,"契約・設計：令和6年9月～、施工：令和6年12月～、完了：令和7年1月、運用開始：令和7年2月～"]
[]
[null,"５－２．CO2削減計画",null,null,null,null,null,null,null,null,null,null,null,null,null,null,null,null,null,null,null,null,null,null,null,null,null,null,null,null,null,null,null,null,null,null,"（単位：t-CO2/年）",null,null,null,"５－２．CO2削減計画",null,null,null,null,null,null,null,null,null,null,null,null,null,null,null,null,null,null,null,null,null,null,null,null,null,null,null,null,null,null,null,null,null,null,"（単位：t-CO2/年）"]
[null,null,null,null,null,null,null,null,null,null,null,"年間CO2削減量",null,null,null,null,null,"CO2削減量（年度単位）",null,null,null,null,null,null,null,null,null,null,null,null,null,null,null,null,null,null,null,null,null,null,null,null,null,null,null,null,null,null,null,null,"年間CO2削減量",null,null,null,null,null,"CO2削減量（年度単位）"]
[]
[null,null,null,null,null,null,null,null,null,null,null,{"$f":"IF(J75=\"\",\"\",J75)","v":0},null,null,null,null,null,null,null,null,null,{"$f":"IF(COUNTIF($R$272:$U$272,\"完了\"),$L$278,\"\")","v":""},null,null,null,{"$f":"IF($V278<>\"\",$L$278,IF(COUNTIF($V$272:$Y$272,\"完了\"),$L$278,\"\"))","v":""},null,null,null,{"$f":"IF($Z278<>\"\",$L$278,IF(COUNTIF($Z$272:$AC$272,\"完了\"),$L$278,\"\"))","v":""},null,null,null,{"$f":"IF($AD278<>\"\",$L$278,IF(COUNTIF($AD$272:$AG$272,\"完了\"),$L$278,\"\"))","v":""},null,null,null,null,null,null,null,null,null,null,null,null,null,null,null,null,200,null,null,null,null,null,null,null,null,null,200,null,null,null,200,null,null,null,200,null,null,null,200]
[]
[null,"５－３．投資回収計画（補助金利用なし）",null,null,null,null,null,null,null,null,null,null,null,null,null,null,null,null,null,null,null,null,null,null,null,null,null,null,null,null,null,null,null,null,null,null,"（単位：千円）",null,null,null,"５－３．投資回収計画（補助金利用なし）",null,null,null,null,null,null,null,null,null,null,null,null,null,null,null,null,null,null,null,null,null,null,null,null,null,null,null,null,null,null,null,null,null,null,"（単位：千円）"]
[null,null,null,null,null,null,null,null,"導入コスト(a)",null,null,null,null,null,"単純投資回収年数\n(a/b)",null,null,"投資額（上段）及び削減額（下段）",null,null,null,null,null,null,null,null,null,null,null,null,null,null,null,null,null,null,null,null,null,null,null,null,null,null,null,null,null,"導入コスト(a)",null,null,null,null,null,"単純投資回収年数\n(a/b)",null,null,"投資額（上段）及び削減額（下段）"]
[]
[null,null,null,null,null,null,null,null,"年間運転コスト削減額 (b)",null,null,null,null,null,null,null,null,null,null,null,null,null,null,null,null,null,null,null,null,null,null,null,null,null,null,null,null,null,null,null,null,null,null,null,null,null,null,"年間運転コスト削減額 (b)"]
[]
[null,null,null,null,null,null,null,null,{"$f":"IF(AD75=\"\",\"\",AD75)","v":0},null,null,null,null,null,{"$f":"IFERROR(IF(I285/I287<0,\"---\",I285/I287),\"---\")","v":"---"},null,null,null,null,null,null,null,null,null,null,null,null,null,null,null,null,null,null,null,null,null,null,null,null,null,null,null,null,null,null,null,null,3000,null,null,null,null,null,5,null,null,1500,null,null,null,1500]
[]
[null,null,null,null,null,null,null,null,{"$f":"IF(J79=\"\",\"\",J79)","v":0},null,null,null,null,null,null,null,null,null,null,null,null,{"$f":"IF(COUNTIF($R$272:$U$272,\"完了\"),$I$287,\"\")","v":""},null,null,null,{"$f":"IF($V287<>\"\",$I$287,IF(COUNTIF($V$272:$Y$272,\"完了\"),$I$287,\"\"))","v":""},null,null,null,{"$f":"IF($Z287<>\"\",$I$287,IF(COUNTIF($Z$272:$AC$272,\"完了\"),$I$287,\"\"))","v":""},null,null,null,{"$f":"IF($AD287<>\"\",$I$287,IF(COUNTIF($AD$272:$AG$272,\"完了\"),$I$287,\"\"))","v":""},null,null,null,null,null,null,null,null,null,null,null,null,null,600,null,null,null,null,null,null,null,null,null,null,null,null,600,null,null,null,600,null,null,null,600,null,null,null,600]
[]
[null,"５－４．投資回収計画（補助金利用あり）",null,null,null,null,null,null,null,null,null,null,null,null,null,null,null,null,null,null,null,null,null,null,null,null,null,null,null,null,null,null,null,null,null,null,"（単位：千円）",null,null,null,"５－４．投資回収計画（補助金利用あり）",null,null,null,null,null,null,null,null,null,null,null,null,null,null,null,null,null,null,null,null,null,null,null,null,null,null,null,null,null,null,null,null,null,null,"（単位：千円）"]
[null,"申請予定補助金",null,null,"その他資金\n(自己負担）",null,null,null,"導入コスト自己負担額 (c)",null,null,null,null,null,"単純投資回収年数\n(c)/(b)",null,null,"投資額（上段）及び削減額（下段）",null,null,null,null,null,null,null,null,null,null,null,null,null,null,null,null,null,null,null,null,null,null,"申請予定補助金",null,null,"その他資金\n(自己負担）",null,null,null,"導入コスト自己負担額 (c)",null,null,null,null,null,"単純投資回収年数\n(c/b)",null,null,"投資額（上段）及び削減額（下段）"]
[]
[null,null,null,null,null,null,null,null,"年間運転コスト削減額 (b)",null,null,null,null,null,null,null,null,null,null,null,null,null,null,null,null,null,null,null,null,null,null,null,null,null,null,null,null,null,null,null,null,null,null,null,null,null,null,"年間運転コスト削減額 (b)"]
[null,null,null,null,null,null,null,null,null,null,null,null,null,null,null,null,null,null,null,null,null,null,null,null,null,null,null,null,null,null,null,null,null,null,null,null,null,null,null,null,null,null,null,null,null,null,null,null,null,null,null,null,null,null,null,null,null,null,null,null,null,null,null,null,null,null,null,null,null,null,null,null,null,null,null,null,null,null,null,null,null,null,null,null,null,null,null,null,"補助金申請予定"]
[null,null,null,null,null,null,null,null,{"$f":"IF(I285=\"\",\"\",IF(OR($B294=\"\",$B294=\"予定なし\"),I285,\"\"))","v":0},null,null,null,null,null,{"$f":"IFERROR(IF(I294/I296<0,\"---\",I294/I296),\"---\")","v":"---"},null,null,{"$f":"IF(R285=\"\",\"\",IF(OR($B294=\"\",$B294=\"予定なし\"),R285,\"\"))","v":""},null,null,null,{"$f":"IF(V285=\"\",\"\",IF(OR($B294=\"\",$B294=\"予定なし\"),V285,\"\"))","v":""},null,null,null,{"$f":"IF(Z285=\"\",\"\",IF(OR($B294=\"\",$B294=\"予定なし\"),Z285,\"\"))","v":""},null,null,null,{"$f":"IF(AD285=\"\",\"\",IF(OR($B294=\"\",$B294=\"予定なし\"),AD285,\"\"))","v":""},null,null,null,{"$f":"IF(AH285=\"\",\"\",IF(OR($B294=\"\",$B294=\"予定なし\"),AH285,\"\"))","v":""},null,null,null,null,null,null,"国(SHIFT)",null,null,"金融機関からの借入金＆\n自己資金",null,null,null,2000,null,null,null,null,null,3.3,null,null,1000,null,null,null,1000,null,null,null,null,null,null,null,null,null,null,null,null,null,null,null,null,null,null,null,null,null,null,null,null,null,null,null,{"$f":"IF(OR(B294=\"\",COUNTIF(B294,\"*なし*\")),FALSE,TRUE)","v":false}]
[]
[null,null,null,null,null,null,null,null,{"$f":"IF(J79=\"\",\"\",J79)","v":0},null,null,null,null,null,null,null,null,null,null,null,null,{"$f":"IF(V287=\"\",\"\",V287)","v":""},null,null,null,{"$f":"IF(Z287=\"\",\"\",Z287)","v":""},null,null,null,{"$f":"IF(AD287=\"\",\"\",AD287)","v":""},null,null,null,{"$f":"IF(AH287=\"\",\"\",AH287)","v":""},null,null,null,null,null,null,null,null,null,null,null,null,null,600,null,null,null,null,null,null,null,null,null,null,null,null,{"$f":"IF(BI287=\"\",\"\",BI287)","v":600},null,null,null,{"$f":"IF(BM287=\"\",\"\",BM287)","v":600},null,null,null,{"$f":"IF(BQ287=\"\",\"\",BQ287)","v":600},null,null,null,{"$f":"IF(BU287=\"\",\"\",BU287)","v":600}]
[]
[null,"※","導入コスト自己負担額(c)＝導入コスト(a)から補助受給額を差し引いた金額",null,null,null,null,null,null,null,null,null,null,null,null,null,null,null,null,null,null,null,null,null,null,null,null,null,null,null,null,null,null,null,null,null,null,null,null,null,"※","導入コスト自己負担額＝導入コストから補助受給額を差し引いた金額"]
[null,"※","補助金申請の予定がない場合、「導入コスト自己負担額(c)」には「導入コスト(a)」と同じ金額が入ります。",null,null,null,null,null,null,null,null,null,null,null,null,null,null,null,null,null,null,null,null,null,null,null,null,null,null,null,null,null,null,null,null,null,null,null,null,null,"※","申請予定の補助金がない場合、「導入コスト自己負担額(c)」には「導入コスト(a)」と同じ金額が入ります。"]
[null,null,"また、「投資額及び削減額」も補助金を利用しない場合の投資回収計画と同じ金額が入ります。",null,null,null,null,null,null,null,null,null,null,null,null,null,null,null,null,null,null,null,null,null,null,null,null,null,null,null,null,null,null,null,null,null,null,null,null,null,null,"また、「投資額及び削減額」も補助金を利用しない場合の投資回収計画と同じ金額が入ります。"]
[]
[]
[null,"５－５．実施責任者・実施担当者",null,null,null,null,null,null,null,null,null,null,null,null,null,null,null,null,null,null,null,null,null,null,null,null,null,null,null,null,null,null,null,null,null,null,null,null,null,null,"５－５．実施責任者・実施担当者"]
[null,"実施責任者",null,null,null,"氏名",null,null,null,null,null,null,null,null,"所属・役職",null,null,null,null,null,null,null,null,null,null,null,null,null,null,null,null,null,null,null,null,null,null,null,null,null,"実施責任者",null,null,null,"氏名",null,null,null,null,null,null,null,null,"所属・役職"]
[]
[]
[null,"実施担当者",null,null,null,"氏名",null,null,null,null,null,null,null,null,"所属・役職",null,null,null,null,null,null,null,null,null,null,null,null,null,null,null,null,null,null,null,null,null,null,null,null,null,"実施担当者",null,null,null,"氏名",null,null,null,null,null,null,null,null,"所属・役職"]
[]
[]
[]
[]
[]
[]
[]
[]
[]
[]
[]
[]
[]
[]
[null,{"$f":"\"対策個票\"&$B$9","v":"対策個票9"},null,null,null,null,null,null,null,null,null,null,null,null,null,null,null,null,null,null,null,null,null,null,null,null,null,null,null,null,null,null,null,null,null,null,null,null,null,null,"対策個票1"]
[]
[null,"６．更新設備仕様・見積書",null,null,null,null,null,null,null,null,null,null,null,null,null,null,null,null,null,null,null,null,null,null,null,null,null,null,null,null,null,null,null,null,null,null,null,null,null,null,"６．更新設備仕様・見積書"]
[null,null,null,null,null,null,null,null,null,null,null,null,null,null,null,null,null,null,null,null,null,null,null,null,null,null,null,null,null,null,null,null,null,null,null,null,null,null,null,null,null,null,null,null,null,null,null,null,null,null,null,null,null,null,null,null,null,null,null,null,null,null,null,null,null,null,null,null,null,null,null,null,null,null,null,null,null,"※別紙シートを利用する場合の注記\n\n■別紙を追加・添付する場合は、\n　 本シートの記入欄に別紙の要点を記載\n　 してください。\n\n■別紙への参照を記述する際は、\n　 「別紙のとおり」ではなく、\n 　「別紙XXの何ページ、何行目～何行目の\n　 記載(YY)のとおり」 （XX、YYは通し番号）\n 　とする等、参照箇所を明示してください。\n　 なお、\n　 該当する別紙や記載には対応する通し\n 　番号(XX、YY)を打ち、\n 　本文と、該当する別紙や記載が\n 　１対１に対応するようにしてください。"]
[]
[null,null,null,null,null,null,null,null,null,null,null,null,null,null,null,null,null,null,null,null,null,null,null,null,null,null,null,null,null,null,null,null,null,null,null,null,null,null,null,null,null,"■当該設備のメーカー名、型番、仕様がわかるように記載してください。\n\n■報告時の活動量の把握に計測器を使用する場合は、そのメーカー名、型番、仕様もわかるように記載してください。\n\n■スペースが足りない場合には、[別紙]として新規シートを追加し、当該対策個票の別紙であることがわかるようなシート名称\n　 にして使用してください。その際、更新設備仕様・見積書の記入欄には、別紙がある旨を明記してください。\n   その他、※別紙シートを利用する場合の注記を参照してください。"]
[]
[]
[]
[]
[]
[]
[]
[]
[]
[]
[]
[]
[]
[]
[]
[]
[]
[]
[]
[]
[]
[]
[]
[]
[]
[]
[]
[]
[]
[]
[]
[]
[]
[]
[]
[]
[]
[]
[]
[]
[]
[]
[]
[]
[]
[]
[]
[]
[]
[]
[]
[]
[]
[]
[]
[]
[]
[null,{"$f":"\"対策個票\"&$B$9","v":"対策個票9"},null,null,null,null,null,null,null,null,null,null,null,null,null,null,null,null,null,null,null,null,null,null,null,null,null,null,null,null,null,null,null,null,null,null,null,null,null,null,"対策個票1"]
[null,null,null,null,null,null,null,null,null,null,null,null,null,null,null,null,null,null,null,null,null,null,null,null,null,null,null,null,null,null,null,null,null,null,null,null,null,null,null,null,"※実施計画書A/Bを選択している場合、7ページ目（7.報告時の…、8.導入した…）の作成は不要です。"]
[null,"７．報告時のCO2排出量算定のための活動量把握方法",null,null,null,null,null,null,null,null,null,null,null,null,null,null,null,null,null,null,null,null,null,null,null,null,null,null,null,null,null,null,null,null,null,null,null,null,null,null,"７．報告時のCO2排出量算定のための活動量把握方法"]
[null,"対策実施【後】",null,null,null,null,null,null,null,null,null,null,null,null,null,null,null,null,null,null,null,null,null,null,null,null,null,null,null,null,null,null,null,null,null,null,null,null,null,null,"対策実施【後】",null,null,null,null,null,null,null,null,null,null,null,null,null,null,null,null,null,null,null,null,null,null,null,null,null,null,null,null,null,null,null,null,null,null,null,null,"※別紙シートを利用する場合の注記\n\n■別紙を追加・添付する場合は、\n　 本シートの記入欄に別紙の要点を記載\n　 してください。\n\n■別紙への参照を記述する際は、\n　 「別紙のとおり」ではなく、\n 　「別紙XXの何ページ、何行目～何行目の\n　 記載(YY)のとおり」 （XX、YYは通し番号）\n 　とする等、参照箇所を明示してください。\n　 なお、\n　 該当する別紙や記載には対応する通し\n 　番号(XX、YY)を打ち、\n 　本文と、該当する別紙や記載が\n 　１対１に対応するようにしてください。"]
[null,"７－１．活動量（エネルギー使用量）把握方法・計算方法の説明",null,null,null,null,null,null,null,null,null,null,null,null,null,null,null,null,null,null,null,null,null,null,null,null,null,null,null,null,null,null,null,null,null,null,null,null,null,null,"７－１．活動量（エネルギー使用量）把握方法・計算方法の説明"]
[null,null,null,null,null,null,null,null,null,null,null,null,null,null,null,null,null,null,null,null,null,null,null,null,null,null,null,null,null,null,null,null,null,null,null,null,null,null,null,null,null,"■事業完了後に事業者が提出する「事業報告書」は、活動量を記入することでCO2排出量・削減量が自動計算されます。\n\n■事業報告時の活動量を事業者が算定できるように、わかりやすく記入してください。\n\n■スペースが足りない場合には、[別紙]として新規シートを追加し、当該対策個票の別紙であることがわかるようなシート名称\n　 にして使用してください。その際、更新設備仕様・見積書の記入欄には、別紙がある旨を明記してください。\n   その他、※別紙シートを利用する場合の注記を参照してください。\n\n■DXシステムによる計測結果を利用する場合は、DXシステムを利用することを明示してください。"]
[]
[]
[]
[]
[]
[]
[]
[]
[]
[null,"７－２．活動量（エネルギー使用量）の計算",null,null,null,null,null,null,null,null,null,null,null,null,null,null,null,null,null,null,null,null,null,null,null,null,null,null,null,null,null,null,null,null,null,null,null,null,null,null,"７－２．活動量（エネルギー使用量）の計算"]
[]
[null,null,null,null,null,null,null,null,null,null,null,null,null,null,null,null,null,null,null,null,null,null,null,null,null,null,null,null,null,null,null,null,null,null,null,null,null,null,null,null,null,"■活動量の計算式を記載する際には、7-3に示している数値も記載して、事業者が容易に計算できるように記載してくださ\n　 い。\n\n■[別紙]として新規シートを追加する場合は、7-1の注意を参照してください。"]
[]
[]
[]
[]
[]
[]
[]
[]
[]
[null,"７－３．活動量（エネルギー使用量）の計算で使用した各数値の説明・根拠",null,null,null,null,null,null,null,null,null,null,null,null,null,null,null,null,null,null,null,null,null,null,null,null,null,null,null,null,null,null,null,null,null,null,null,null,null,null,"７－３．活動量（エネルギー使用量）の計算で使用した各数値の説明・根拠"]
[]
[null,null,null,null,null,null,null,null,null,null,null,null,null,null,null,null,null,null,null,null,null,null,null,null,null,null,null,null,null,null,null,null,null,null,null,null,null,null,null,null,null,"■7-2に使用する数値すべて記載してください。\n　設備・機器固有の特性は、当該設備の具体的な数値の根拠とともにすべて本欄に示してください。\n\n■[別紙]として新規シートを追加する場合は、7-1の注意を参照してください。\n\n■DXシステムによる計測結果を利用する場合は、DXシステムを利用することを明示してください。"]
[]
[]
[]
[]
[]
[]
[]
[]
[]
[null,"７－４．活動量（エネルギー使用量）の計算で使用した各数値のうち、実績値を使用する数値の記録方法",null,null,null,null,null,null,null,null,null,null,null,null,null,null,null,null,null,null,null,null,null,null,null,null,null,null,null,null,null,null,null,null,null,null,null,null,null,null,"７－４．活動量（エネルギー使用量）の計算で使用した各数値のうち、実績値を使用する数値の記録方法"]
[]
[null,null,null,null,null,null,null,null,null,null,null,null,null,null,null,null,null,null,null,null,null,null,null,null,null,null,null,null,null,null,null,null,null,null,null,null,null,null,null,null,null,"■実績値を何から把握するのか、使用するデータの情報源（証憑となる書類）と数値の抽出・記録方法を\n　事業者が自ら対応できるように、平易かつ具体的に記載してください。（DXシステムによる計測結果を\n　利用する場合は、DXシステムからのデータ入手方法を明示してください。）\n\n■[別紙]として新規シートを追加する場合は、7-1の注意を参照してください。"]
[]
[]
[]
[]
[]
[]
[]
[]
[]
[]
[null,"８．導入した設備の効率的な運用方法",null,null,null,null,null,null,null,null,null,null,null,null,null,null,null,null,null,null,null,null,null,null,null,null,null,null,null,null,null,null,null,null,null,null,null,null,null,null,"８．導入した設備の効率的な運用方法"]
[]
[null,null,null,null,null,null,null,null,null,null,null,null,null,null,null,null,null,null,null,null,null,null,null,null,null,null,null,null,null,null,null,null,null,null,null,null,null,null,null,null,null,"■目標未達時には、事業者による効果的な運用改善が求められます。\n　そのため、設備導入後に考えられる効率的な運用方法を具体的に記載してください。\n\n■[別紙]として新規シートを追加する場合は、7-1の注意を参照してください。"]
[]
[]
[]
[]
[]
[]
[]
[]
[]
[null,{"$f":"\"対策個票\"&$B$9","v":"対策個票9"},null,null,null,null,null,null,null,null,null,null,null,null,null,null,null,null,null,null,null,null,null,null,null,null,null,null,null,null,null,null,null,null,null,null,null,null,null,null,"対策個票1"]
[null,null,null,null,null,null,null,null,null,null,null,null,null,null,null,null,null,null,null,null,null,null,null,null,null,null,null,null,null,null,null,null,null,null,null,null,null,null,null,null,"※実施計画書A/Bを選択している場合、8ページ目（9.既存診断…）の作成は不要です。"]
[null,"９．既存診断利用の場合の参照事項",null,null,null,null,null,null,null,null,null,null,null,null,null,null,null,null,null,null,null,null,null,null,null,null,null,null,null,null,null,null,null,null,null,null,null,null,null,null,"９．既存診断利用の場合の参照事項"]
[null,"９－１．既存診断報告書の該当対策",null,null,null,null,null,null,null,null,null,null,null,null,null,null,null,null,null,null,null,null,null,null,null,null,null,null,null,null,null,null,null,null,null,null,null,null,null,null,"９－１．既存診断報告書の該当対策"]
[]
[null,null,null,null,null,null,null,null,null,null,null,null,null,null,null,null,null,null,null,null,null,null,null,null,null,null,null,null,null,null,null,null,null,null,null,null,null,null,null,null,null,"■本対策の算定の元となった既存の診断報告書の対策がある場合には、該当する内容を記載してください。\n　 無い場合には、記載不要です。"]
[]
[]
[]
[]
[]
[]
[]
[]
[]
[null,"９－２．既存診断報告書からの修正事項",null,null,null,null,null,null,null,null,null,null,null,null,null,null,null,null,null,null,null,null,null,null,null,null,null,null,null,null,null,null,null,null,null,null,null,null,null,null,"９－２．既存診断報告書からの修正事項"]
[]
[null,null,null,null,null,null,null,null,null,null,null,null,null,null,null,null,null,null,null,null,null,null,null,null,null,null,null,null,null,null,null,null,null,null,null,null,null,null,null,null,null,"■9-1に記載の対策で、変更点があればその内容を記載してください。\n　 無い場合には、記載不要です。　"]
[]
[]
[]
[]
[]
[]
[]
[]
[]
[null,"９－３．修正理由",null,null,null,null,null,null,null,null,null,null,null,null,null,null,null,null,null,null,null,null,null,null,null,null,null,null,null,null,null,null,null,null,null,null,null,null,null,null,"９－３．修正理由"]
[]
[null,null,null,null,null,null,null,null,null,null,null,null,null,null,null,null,null,null,null,null,null,null,null,null,null,null,null,null,null,null,null,null,null,null,null,null,null,null,null,null,null,"■9-2に変更点の記載があればその理由を記載してください。\n　 無い場合には、記載不要です。"]
[]
[]
[]
[]
[]
[]
[]
[]
[]
[null,"９－４．修正方法",null,null,null,null,null,null,null,null,null,null,null,null,null,null,null,null,null,null,null,null,null,null,null,null,null,null,null,null,null,null,null,null,null,null,null,null,null,null,"９－４．修正方法"]
[]
[null,null,null,null,null,null,null,null,null,null,null,null,null,null,null,null,null,null,null,null,null,null,null,null,null,null,null,null,null,null,null,null,null,null,null,null,null,null,null,null,null,"■9-2に変更点の記載がある場合には、その修正方法を記載してください。\n　 無い場合には、記載不要です。"]

{"sheet":"対策個票10","index":39,"n_rows":490,"n_cols":100,"rows_kept":490,"cut":false,"hidden":false,"merged":[[476,1,486,36],[477,41,479,74],[488,1,498,36],[489,41,491,74],[448,1,448,21],[448,40,448,60],[452,1,462,36],[453,41,455,74],[464,1,474,36],[465,41,467,74],[412,1,422,36],[413,41,419,74],[424,1,434,36],[425,41,429,74],[437,1,446,36],[438,41,442,74],[384,1,384,21],[384,40,384,60],[387,77,402,79],[389,1,398,36],[389,41,398,74],[400,1,410,36],[401,41,405,74],[306,57,308,75],[321,1,321,21],[321,40,321,60],[324,1,382,36],[324,77,339,79],[326,41,333,74],[303,57,305,75],[306,1,308,4],[306,5,308,7],[306,8,308,13],[306,14,308,17],[306,18,308,36],[306,40,308,43],[306,44,308,46],[306,47,308,52],[306,53,308,56],[295,72,296,75],[303,1,305,4],[303,5,305,7],[303,8,305,13],[303,14,305,17],[303,18,305,36],[303,40,305,43],[303,44,305,46],[303,47,305,52],[303,53,305,56],[295,8,296,13],[295,17,296,20],[295,21,296,24],[295,25,296,28],[295,29,296,32],[295,33,296,36],[293,53,296,55],[293,56,294,59],[293,60,294,63],[293,64,294,67],[293,68,294,71],[293,72,294,75],[295,56,296,59],[295,60,296,63],[293,1,296,3],[293,4,296,7],[293,8,294,13],[293,14,296,16],[293,17,294,20],[293,21,294,24],[295,64,296,67],[295,68,296,71],[293,25,294,28],[293,29,294,32],[293,33,294,36],[293,40,296,42],[293,43,296,46],[293,47,294,52],[295,47,296,52],[286,68,287,71],[286,72,287,75],[289,1,292,3],[289,4,292,7],[289,8,290,13],[289,14,292,16],[289,17,292,36],[289,40,292,42],[289,43,292,46],[289,47,290,52],[289,53,292,55],[289,56,292,75],[291,8,292,13],[291,47,292,52],[284,68,285,71],[284,72,285,75],[286,8,287,13],[286,17,287,20],[286,21,287,24],[286,25,287,28],[286,29,287,32],[286,33,287,36],[286,47,287,52],[286,56,287,59],[284,33,285,36],[284,47,285,52],[284,53,287,55],[284,56,285,59],[284,60,285,63],[284,64,285,67],[286,60,287,63],[286,64,287,67],[284,8,285,13],[284,14,287,16],[284,17,285,20],[284,21,285,24],[284,25,285,28],[284,29,285,32],[280,8,281,13],[280,14,283,16],[280,17,283,36],[280,47,281,52],[280,53,283,55],[280,56,283,75],[282,8,283,13],[282,47,283,52],[277,50,278,55],[277,56,278,59],[277,60,278,63],[277,64,278,67],[277,68,278,71],[277,72,278,75],[277,11,278,16],[277,17,278,20],[277,21,278,24],[277,25,278,28],[277,29,278,32],[277,33,278,36],[271,72,271,73],[271,74,271,75],[272,17,273,36],[272,56,273,75],[275,11,276,16],[275,17,276,36],[275,50,276,55],[275,56,276,75],[271,60,271,61],[271,62,271,63],[271,64,271,65],[271,66,271,67],[271,68,271,69],[271,70,271,71],[271,29,271,30],[271,31,271,32],[271,33,271,34],[271,35,271,36],[271,56,271,57],[271,58,271,59],[270,68,270,69],[270,70,270,71],[270,72,270,73],[270,74,270,75],[271,17,271,18],[271,19,271,20],[271,21,271,22],[271,23,271,24],[271,25,271,26],[271,27,271,28],[270,56,270,57],[270,58,270,59],[270,60,270,61],[270,62,270,63],[270,64,270,65],[270,66,270,67],[270,33,270,34],[270,35,270,36],[270,44,270,46],[270,47,270,49],[270,50,270,52],[270,53,270,55],[270,21,270,22],[270,23,270,24],[270,25,270,26],[270,27,270,28],[270,29,270,30],[270,31,270,32],[270,5,270,7],[270,8,270,10],[270,11,270,13],[270,14,270,16],[270,17,270,18],[270,19,270,20],[266,21,266,24],[266,25,266,28],[266,29,266,32],[266,33,266,36],[268,56,269,75],[269,3,269,4],[269,5,269,10],[269,11,269,16],[269,42,269,43],[269,44,269,49],[269,50,269,55],[266,56,266,59],[266,60,266,63],[266,64,266,67],[266,68,266,71],[266,72,266,75],[268,5,268,10],[268,11,268,16],[268,17,269,36],[268,44,268,49],[268,50,268,55],[259,81,278,84],[261,1,262,1],[261,2,262,5],[261,6,262,23],[261,24,262,26],[261,27,262,36],[261,40,262,40],[261,41,262,44],[261,45,262,62],[261,63,262,65],[261,66,262,75],[264,17,264,36],[264,56,264,75],[265,17,265,20],[265,21,265,24],[265,25,265,28],[265,29,265,32],[265,33,265,36],[265,56,265,59],[265,60,265,63],[265,64,265,67],[265,68,265,71],[265,72,265,75],[266,17,266,20],[249,7,249,36],[249,46,249,75],[250,1,251,6],[250,7,251,36],[250,40,251,45],[250,46,251,75],[256,1,256,21],[256,40,256,60],[259,1,260,5],[259,6,260,23],[259,24,260,26],[259,27,260,36],[259,40,260,44],[259,45,260,62],[252,1,253,6],[252,7,253,36],[252,40,253,45],[252,46,253,75],[254,7,254,36],[254,46,254,75],[259,63,260,65],[259,66,260,75],[245,1,246,3],[245,4,246,13],[245,14,246,16],[245,17,246,36],[245,40,246,42],[245,43,246,52],[245,53,246,55],[245,56,246,75],[248,7,248,36],[248,46,248,75],[196,77,211,79],[237,46,237,53],[237,54,237,61],[237,62,237,69],[238,46,238,53],[238,54,238,61],[238,62,238,69],[235,46,235,53],[235,54,235,61],[235,62,235,69],[236,46,236,53],[236,54,236,61],[236,62,236,69],[197,1,218,36],[198,41,211,59],[220,1,220,36],[220,40,220,75],[221,1,242,36],[222,41,228,74],[229,41,229,47],[231,46,231,69],[232,46,232,53],[232,54,232,61],[232,62,232,69],[233,46,233,53],[233,54,233,61],[233,62,233,69],[234,46,234,53],[234,54,234,61],[234,62,234,69],[239,52,239,59],[240,52,240,59],[241,52,241,59],[169,1,179,36],[172,41,175,74],[181,1,191,36],[182,41,190,74],[193,1,193,21],[193,40,193,60],[139,1,149,36],[140,41,148,74],[140,77,155,79],[151,1,161,36],[151,41,161,74],[165,1,167,36],[166,41,166,74],[126,55,127,69],[126,70,127,75],[130,1,130,21],[130,40,130,60],[135,1,137,36],[135,41,137,74],[124,55,125,69],[124,70,125,75],[126,3,127,9],[126,10,127,12],[126,13,127,15],[126,16,127,30],[126,31,127,36],[126,42,127,48],[126,49,127,51],[126,52,127,54],[122,55,123,69],[122,70,123,75],[124,3,125,9],[124,10,125,12],[124,13,125,15],[124,16,125,30],[124,31,125,36],[124,42,125,48],[124,49,125,51],[124,52,125,54],[122,3,123,9],[122,10,123,12],[122,13,123,15],[122,16,123,30],[122,31,123,36],[122,42,123,48],[114,62,115,65],[114,66,115,69],[118,62,119,65],[118,66,119,69],[118,70,119,75],[120,3,121,15],[120,16,121,30],[120,31,121,36],[120,42,121,54],[120,55,121,69],[120,70,121,75],[118,16,119,22],[118,23,119,26],[118,27,119,30],[118,31,119,36],[118,55,119,61],[114,16,115,18],[114,19,115,22],[116,23,117,26],[116,27,117,30],[116,31,117,36],[116,42,117,48],[116,49,117,52],[116,53,117,54],[114,58,115,61],[112,31,113,36],[112,42,113,48],[112,49,113,52],[112,53,113,54],[114,55,115,57],[110,62,111,65],[110,66,111,69],[114,70,115,75],[116,3,117,9],[116,10,117,13],[116,14,117,15],[116,16,117,18],[116,19,117,22],[114,23,115,26],[114,27,115,30],[114,31,115,36],[114,42,115,48],[114,49,115,52],[114,53,115,54],[116,55,117,57],[116,58,117,61],[116,62,117,65],[116,66,117,69],[116,70,117,75],[110,70,111,75],[112,3,113,9],[112,10,113,13],[112,14,113,15],[112,16,113,18],[112,19,113,22],[110,27,111,30],[110,31,111,36],[110,40,127,41],[110,42,111,48],[110,49,111,52],[110,53,111,54],[122,49,123,51],[122,52,123,54],[112,55,113,57],[112,58,113,61],[112,62,113,65],[112,66,113,69],[112,70,113,75],[114,3,115,9],[114,10,115,13],[114,14,115,15],[112,23,113,26],[112,27,113,30],[106,77,112,79],[108,1,109,2],[108,3,109,9],[108,10,109,15],[108,16,109,22],[108,23,109,26],[108,62,109,65],[108,66,109,69],[108,70,109,75],[110,1,127,2],[110,3,111,9],[110,10,111,13],[110,14,111,15],[110,16,111,18],[110,19,111,22],[110,23,111,26],[108,27,109,30],[108,31,109,36],[108,40,109,41],[108,42,109,48],[108,49,109,54],[108,55,109,61],[110,55,111,57],[110,58,111,61],[103,55,104,69],[103,70,104,75],[105,3,106,9],[105,10,106,12],[105,13,106,15],[105,16,106,30],[105,31,106,36],[105,42,106,48],[105,49,106,51],[105,52,106,54],[105,55,106,69],[105,70,106,75],[103,3,104,9],[103,10,104,12],[103,13,104,15],[103,16,104,30],[103,31,104,36],[103,42,104,48],[101,3,102,9],[101,10,102,12],[101,13,102,15],[101,16,102,30],[101,31,102,36],[101,42,102,48],[99,3,100,15],[99,16,100,30],[99,31,100,36],[99,42,100,54],[99,55,100,69],[99,70,100,75],[95,70,96,75],[97,16,98,22],[97,23,98,26],[97,27,98,30],[97,31,98,36],[97,55,98,61],[97,62,98,65],[97,66,98,69],[97,70,98,75],[95,49,96,52],[95,53,96,54],[95,55,96,57],[95,58,96,61],[95,62,96,65],[95,66,96,69],[95,10,96,13],[95,14,96,15],[95,16,96,18],[95,19,96,22],[95,23,96,26],[95,27,96,30],[95,31,96,36],[95,42,96,48],[93,49,94,52],[92,77,104,79],[93,3,94,9],[93,10,94,13],[93,14,94,15],[93,16,94,18],[93,19,94,22],[93,23,94,26],[93,27,94,30],[93,31,94,36],[93,42,94,48],[91,53,92,54],[91,55,92,57],[91,58,92,61],[91,62,92,65],[91,66,92,69],[91,70,92,75],[91,3,92,9],[91,10,92,13],[91,14,92,15],[91,16,92,18],[91,19,92,22],[91,23,92,26],[93,70,94,75],[95,3,96,9],[89,62,90,65],[89,66,90,69],[89,70,90,75],[89,23,90,26],[89,27,90,30],[89,31,90,36],[89,40,106,41],[89,42,90,48],[89,49,90,52],[91,27,92,30],[91,31,92,36],[91,42,92,48],[91,49,92,52],[93,53,94,54],[93,55,94,57],[93,58,94,61],[93,62,94,65],[93,66,94,69],[101,49,102,51],[101,52,102,54],[101,55,102,69],[101,70,102,75],[103,49,104,51],[103,52,104,54],[87,23,88,26],[87,27,88,30],[87,31,88,36],[87,40,88,41],[87,42,88,48],[87,49,88,54],[89,53,90,54],[89,55,90,57],[89,58,90,61],[85,1,86,36],[85,40,86,75],[85,77,90,79],[86,81,86,85],[87,1,88,2],[87,3,88,9],[87,10,88,15],[87,16,88,22],[82,40,83,44],[82,45,83,47],[82,48,83,53],[82,54,83,59],[82,60,83,64],[82,65,83,67],[87,55,88,61],[87,62,88,65],[87,66,88,69],[87,70,88,75],[89,1,106,2],[89,3,90,9],[89,10,90,13],[89,14,90,15],[89,16,90,18],[89,19,90,22],[80,68,81,72],[80,73,81,75],[82,1,83,5],[82,6,83,8],[82,9,83,14],[82,15,83,20],[82,21,83,25],[82,26,83,28],[82,29,83,33],[82,34,83,36],[80,34,81,36],[80,40,81,44],[80,45,81,47],[80,48,81,53],[80,54,81,59],[80,60,81,67],[80,1,81,5],[80,6,81,8],[80,9,81,14],[80,15,81,20],[80,21,81,28],[80,29,81,33],[82,68,83,72],[82,73,83,75],[78,45,79,47],[78,48,79,53],[78,54,79,59],[78,60,79,67],[78,68,79,72],[78,73,79,75],[76,68,77,72],[76,73,77,75],[78,1,79,5],[78,6,79,8],[78,9,79,14],[78,15,79,20],[78,21,79,28],[78,29,79,33],[78,34,79,36],[78,40,79,44],[76,34,77,36],[76,45,77,47],[76,48,77,53],[76,54,77,54],[76,55,77,59],[76,60,77,67],[76,6,77,8],[76,9,77,14],[74,73,75,75],[72,63,73,65],[72,66,73,75],[74,1,77,5],[74,6,75,8],[74,9,75,14],[74,15,75,20],[74,21,75,28],[74,29,75,33],[74,34,75,36],[74,40,77,44],[76,15,77,15],[76,16,77,20],[76,21,77,28],[76,29,77,33],[74,45,75,47],[74,48,75,53],[74,54,75,59],[74,60,75,67],[74,68,75,72],[70,63,71,65],[70,66,71,75],[72,1,73,1],[72,2,73,5],[72,6,73,23],[72,24,73,26],[72,27,73,36],[72,40,73,40],[72,41,73,44],[72,45,73,62],[70,1,71,5],[70,6,71,23],[70,24,71,26],[70,27,71,36],[70,40,71,44],[70,45,71,62],[67,1,67,21],[67,40,67,60],[60,6,61,12],[60,13,61,14],[60,15,61,36],[60,45,61,51],[60,52,61,53],[60,54,61,75],[43,1,61,5],[43,6,43,14],[43,15,43,36],[46,45,47,51],[46,52,47,53],[46,54,47,75],[44,6,45,12],[44,13,45,14],[44,15,45,36],[44,45,45,51],[44,52,45,53],[44,54,45,75],[56,6,57,12],[56,13,57,14],[56,15,57,36],[56,45,57,51],[56,52,57,53],[56,54,57,75],[62,1,65,5],[62,6,65,36],[62,40,65,44],[62,45,65,75],[54,6,55,12],[54,13,55,14],[54,15,55,36],[54,45,55,51],[54,52,55,53],[54,54,55,75],[52,6,53,12],[52,13,53,14],[52,15,53,36],[52,45,53,51],[52,52,53,53],[52,54,53,75],[43,40,61,44],[43,45,43,53],[43,54,43,75],[46,6,47,12],[46,13,47,14],[46,15,47,36],[58,6,59,12],[58,13,59,14],[58,15,59,36],[58,45,59,51],[58,52,59,53],[58,54,59,75],[50,6,51,12],[50,13,51,14],[50,15,51,36],[50,45,51,51],[50,52,51,53],[50,54,51,75],[37,46,38,48],[37,49,38,75],[39,6,42,6],[39,7,40,9],[39,10,40,36],[39,45,42,45],[39,46,40,48],[39,49,40,75],[41,7,42,9],[41,10,42,36],[41,46,42,48],[41,49,42,75],[48,6,49,12],[48,13,49,14],[48,15,49,36],[48,45,49,51],[48,52,49,53],[48,54,49,75],[33,1,34,5],[33,6,34,9],[33,10,34,16],[33,17,34,20],[33,21,34,24],[33,25,34,31],[33,64,34,70],[33,71,34,75],[35,1,42,5],[35,6,38,6],[35,7,36,9],[35,10,36,36],[35,40,42,44],[35,45,38,45],[35,46,36,48],[35,49,36,75],[33,32,34,36],[33,40,34,44],[33,45,34,48],[33,49,34,55],[33,56,34,59],[33,60,34,63],[37,7,38,9],[37,10,38,36],[28,45,29,48],[28,49,29,55],[28,56,29,59],[28,60,29,63],[28,64,29,70],[28,71,29,75],[26,64,27,65],[26,66,27,75],[28,1,32,5],[28,6,29,9],[28,10,29,16],[28,17,29,20],[28,21,29,24],[28,25,29,31],[28,32,29,36],[28,40,32,44],[24,1,27,5],[30,6,32,9],[30,10,32,36],[30,45,32,48],[30,49,32,75],[24,60,25,61],[24,62,25,75],[26,6,27,7],[26,8,27,20],[26,21,27,24],[26,25,27,26],[26,27,27,36],[26,45,27,46],[26,47,27,59],[26,60,27,63],[24,8,25,20],[24,21,25,22],[24,23,25,36],[24,40,27,44],[24,47,25,59],[20,1,23,5],[20,6,23,36],[20,40,23,44],[20,45,23,75],[10,66,11,75],[12,1,13,5],[12,6,13,23],[12,24,13,26],[12,27,13,36],[12,40,13,44],[12,45,13,62],[12,63,13,65],[12,66,13,75],[8,66,9,75],[10,1,11,5],[10,6,11,23],[10,24,11,26],[10,27,11,36],[10,40,11,44],[10,45,11,62],[10,63,11,65],[16,1,19,5],[16,6,19,36],[16,40,19,44],[16,45,19,75],[8,1,9,1],[8,2,9,5],[8,6,9,23],[8,24,9,26],[8,27,9,36],[8,40,9,40],[8,41,9,44],[8,45,9,62],[8,63,9,65],[3,1,3,9],[3,10,3,21],[4,1,4,21],[6,1,7,5],[6,6,7,23],[6,24,7,36],[6,40,7,44],[6,45,7,62],[6,63,7,75]]}
[]
[]
[]
[null,{"$f":"IF(COUNTIF(表紙!J21,\"*診断*\"),\"4．診断報告書\",\"5．実施計画書\")","v":"4．診断報告書"},null,null,null,null,null,null,null,null,"---",null,null,null,null,null,null,null,null,null,null,null,null,null,null,null,null,null,null,null,null,null,null,null,null,null,null,null,null,null,"記入例及び注記",null,null,null,null,null,null,null,"セル色凡例",null,null,null,null,null,"直接入力",null,null,null,null,"選択",null,null,null,"自動計算",null,null,null,null,null,null,null,null,null,null,null,null,null,null,null,null,null,null,null,null,null,null,null,null,"セル色の表示／非表示"]
[null,"対策個票",null,null,null,null,null,null,null,null,null,null,null,null,null,null,null,null,null,null,null,null,null,null,null,null,null,null,null,null,null,null,null,null,null,null,null,null,null,null,"（セルのメモやテキストボックスによる注記は移動できます）",null,null,null,null,null,null,null,null,null,null,null,null,null,null,null,null,null,null,null,null,null,null,null,null,null,null,null,null,null,null,null,null,null,null,null,null,null,null,null,null,null,null,null,null,null,null,null,false]
[]
[null,"対策の種類\n[対策個票番号]",null,null,null,null,"対策名称",null,null,null,null,null,null,null,null,null,null,null,null,null,null,null,null,null,"対策メニュー番号・メニュー名",null,null,null,null,null,null,null,null,null,null,null,null,null,null,null,"対策の種類\n[対策個票番号]",null,null,null,null,"対策名称",null,null,null,null,null,null,null,null,null,null,null,null,null,null,null,null,null,"対策メニュー番号・メニュー名"]
[]
[null,{"$f":"RIGHT(CELL(\"filename\",B7),(LEN(CELL(\"filename\",B7))-FIND(\"票\",CELL(\"filename\",B7))))","v":"10"},{"$f":"IF(Y9=\"\",\"\",VLOOKUP(Y9,対策メニューリスト,3,FALSE))","v":""},null,null,null,null,null,null,null,null,null,null,null,null,null,null,null,null,null,null,null,null,null,null,null,null,{"$f":"IF(Y9=\"\",\"\",VLOOKUP(Y9,対策メニューリスト,2,FALSE))","v":""},null,null,null,null,null,null,null,null,null,null,null,null,6,"燃料転換",null,null,null,"ボイラーの燃料転換",null,null,null,null,null,null,null,null,null,null,null,null,null,null,null,null,null,12142,null,null,"重油焚きからガス焚きボイラへの燃料転換",null,null,null,null,null,null,null,null,null,null,null,null,null,null,null,null,null,null,null,null,null,null,null,"課題番号"]
[null,null,null,null,null,null,null,null,null,null,null,null,null,null,null,null,null,null,null,null,null,null,null,null,null,null,null,null,null,null,null,null,null,null,null,null,null,null,null,null,null,null,null,null,null,null,null,null,null,null,null,null,null,null,null,null,null,null,null,null,null,null,null,null,null,null,null,null,null,null,null,null,null,null,null,null,null,null,null,null,null,null,null,null,null,null,null,null,"(課題1)",null,{"$f":"MID(B19,2,3)","v":""}]
[null,"工程名",null,null,null,null,null,null,null,null,null,null,null,null,null,null,null,null,null,null,null,null,null,null,"対象/\n既存設備",null,null,null,null,null,null,null,null,null,null,null,null,null,null,null,"工程名",null,null,null,null,"原料加熱",null,null,null,null,null,null,null,null,null,null,null,null,null,null,null,null,null,"対象/\n既存設備",null,null,"重油焚き蒸気ボイラー",null,null,null,null,null,null,null,null,null,null,null,null,null,null,null,null,null,null,null,null,null,"(課題2)"]
[null,null,null,null,null,null,null,null,null,null,null,null,null,null,null,null,null,null,null,null,null,null,null,null,null,null,null,null,null,null,null,null,null,null,null,null,null,null,null,null,null,null,null,null,null,null,null,null,null,null,null,null,null,null,null,null,null,null,null,null,null,null,null,null,null,null,null,null,null,null,null,null,null,null,null,null,null,null,null,null,null,null,null,null,null,null,null,null,"(課題3)"]
[null,"システム／\n設備区分名",null,null,null,null,{"$f":"IF(Y9=\"\",\"\",VLOOKUP(Y9,対策メニューリスト,4,FALSE))","v":""},null,null,null,null,null,null,null,null,null,null,null,null,null,null,null,null,null,"導入設備",null,null,null,null,null,null,null,null,null,null,null,null,null,null,null,"システム／\n設備区分名",null,null,null,null,"蒸気システム",null,null,null,null,null,null,null,null,null,null,null,null,null,null,null,null,null,"導入設備",null,null,"ガス焚き蒸気ボイラー",null,null,null,null,null,null,null,null,null,null,null,null,null,null,null,null,null,null,null,null,null,"(課題4)"]
[null,null,null,null,null,null,null,null,null,null,null,null,null,null,null,null,null,null,null,null,null,null,null,null,null,null,null,null,null,null,null,null,null,null,null,null,null,null,null,null,null,null,null,null,null,null,null,null,null,null,null,null,null,null,null,null,null,null,null,null,null,null,null,null,null,null,null,null,null,null,null,null,null,null,null,null,null,null,null,null,null,null,null,null,null,null,null,null,"(課題5)"]
[null,null,null,null,null,null,null,null,null,null,null,null,null,null,null,null,null,null,null,null,null,null,null,null,null,null,null,null,null,null,null,null,null,null,null,null,null,null,null,null,null,null,null,null,null,null,null,null,null,null,null,null,null,null,null,null,null,null,null,null,null,null,null,null,null,null,null,null,null,null,null,null,null,null,null,null,null,null,null,null,null,null,null,null,null,null,null,null,"(課題6)"]
[null,"１．対策概要",null,null,null,null,null,null,null,null,null,null,null,null,null,null,null,null,null,null,null,null,null,null,null,null,null,null,null,null,null,null,null,null,null,null,null,null,null,null,"１．対策概要",null,null,null,null,null,null,null,null,null,null,null,null,null,null,null,null,null,null,null,null,null,null,null,null,null,null,null,null,null,null,null,null,null,null,null,null,null,null,null,null,null,null,null,null,null,null,null,"(課題7)"]
[null,"現状と課題",null,null,null,null,null,null,null,null,null,null,null,null,null,null,null,null,null,null,null,null,null,null,null,null,null,null,null,null,null,null,null,null,null,null,null,null,null,null,"現状と課題",null,null,null,null,"現用のボイラーが更新時期を超えている。またA重油を使用した蒸気ボイラーが使用されており、CO2排出量が過多となっている",null,null,null,null,null,null,null,null,null,null,null,null,null,null,null,null,null,null,null,null,null,null,null,null,null,null,null,null,null,null,null,null,null,null,null,null,null,null,null,null,null,null,"(課題8)"]
[null,null,null,null,null,null,null,null,null,null,null,null,null,null,null,null,null,null,null,null,null,null,null,null,null,null,null,null,null,null,null,null,null,null,null,null,null,null,null,null,null,null,null,null,null,null,null,null,null,null,null,null,null,null,null,null,null,null,null,null,null,null,null,null,null,null,null,null,null,null,null,null,null,null,null,null,null,null,null,null,null,null,null,null,null,null,null,null,"(課題9)"]
[null,null,null,null,null,null,null,null,null,null,null,null,null,null,null,null,null,null,null,null,null,null,null,null,null,null,null,null,null,null,null,null,null,null,null,null,null,null,null,null,null,null,null,null,null,null,null,null,null,null,null,null,null,null,null,null,null,null,null,null,null,null,null,null,null,null,null,null,null,null,null,null,null,null,null,null,null,null,null,null,null,null,null,null,null,null,null,null,"(課題10)"]
[null,null,null,null,null,null,null,null,null,null,null,null,null,null,null,null,null,null,null,null,null,null,null,null,null,null,null,null,null,null,null,null,null,null,null,null,null,null,null,null,null,null,null,null,null,null,null,null,null,null,null,null,null,null,null,null,null,null,null,null,null,null,null,null,null,null,null,null,null,null,null,null,null,null,null,null,null,null,null,null,null,null,null,null,null,null,null,null,"(課題11)"]
[null,"対策の概要",null,null,null,null,null,null,null,null,null,null,null,null,null,null,null,null,null,null,null,null,null,null,null,null,null,null,null,null,null,null,null,null,null,null,null,null,null,null,"対策の概要",null,null,null,null,"A重油焚きボイラーから気体燃料ボイラーに更新することで、熱効率向上による燃料使用量の削減、CO2排出量の削減を目指す",null,null,null,null,null,null,null,null,null,null,null,null,null,null,null,null,null,null,null,null,null,null,null,null,null,null,null,null,null,null,null,null,null,null,null,null,null,null,null,null,null,null,"(課題12)"]
[null,null,null,null,null,null,null,null,null,null,null,null,null,null,null,null,null,null,null,null,null,null,null,null,null,null,null,null,null,null,null,null,null,null,null,null,null,null,null,null,null,null,null,null,null,null,null,null,null,null,null,null,null,null,null,null,null,null,null,null,null,null,null,null,null,null,null,null,null,null,null,null,null,null,null,null,null,null,null,null,null,null,null,null,null,null,null,null,"(課題13)"]
[null,null,null,null,null,null,null,null,null,null,null,null,null,null,null,null,null,null,null,null,null,null,null,null,null,null,null,null,null,null,null,null,null,null,null,null,null,null,null,null,null,null,null,null,null,null,null,null,null,null,null,null,null,null,null,null,null,null,null,null,null,null,null,null,null,null,null,null,null,null,null,null,null,null,null,null,null,null,null,null,null,null,null,null,null,null,null,null,"(課題14)"]
[null,null,null,null,null,null,null,null,null,null,null,null,null,null,null,null,null,null,null,null,null,null,null,null,null,null,null,null,null,null,null,null,null,null,null,null,null,null,null,null,null,null,null,null,null,null,null,null,null,null,null,null,null,null,null,null,null,null,null,null,null,null,null,null,null,null,null,null,null,null,null,null,null,null,null,null,null,null,null,null,null,null,null,null,null,null,null,null,"(課題15)"]
[null,"対策の種別",null,null,null,null,null,null,"受診事業者からの診断要請あり",null,null,null,null,null,null,null,null,null,null,null,null,null,null,"設備寿命による交換提案",null,null,null,null,null,null,null,null,null,null,null,null,null,null,null,null,"対策の種別",null,null,null,null,null,null,"受診事業者からの診断要請あり",null,null,null,null,null,null,null,null,null,null,null,null,null,null,"設備寿命による交換提案",null,null,null,null,null,null,null,null,null,null,null,null,null,null,null,null,null,null,null,null,null,null,null,null,null,"(課題16)",null,false,{"$f":"IF(CM25=TRUE,\"○\",\"―\")","v":"―"},"診断要請"]
[null,null,null,null,null,null,null,null,null,null,null,null,null,null,null,null,null,null,null,null,null,null,null,null,null,null,null,null,null,null,null,null,null,null,null,null,null,null,null,null,null,null,null,null,null,null,null,null,null,null,null,null,null,null,null,null,null,null,null,null,null,null,null,null,null,null,null,null,null,null,null,null,null,null,null,null,null,null,null,null,null,null,null,null,null,null,null,null,"(課題17)",null,false,{"$f":"IF(CM26=TRUE,\"○\",\"―\")","v":"―"},"設備寿命"]
[null,null,null,null,null,null,null,null,"推奨対策",null,null,null,null,null,null,null,null,null,null,null,null,"DXシステム",null,null,null,null,null,"DXシステム計測結果に基づく対策",null,null,null,null,null,null,null,null,null,null,null,null,null,null,null,null,null,null,null,"推奨対策",null,null,null,null,null,null,null,null,null,null,null,null,"DXシステム",null,null,null,null,null,"DXシステム計測結果に基づく対策",null,null,null,null,null,null,null,null,null,null,null,null,null,null,null,null,null,null,null,null,null,"(課題18)",null,false,{"$f":"IF(CM27=TRUE,\"○\",\"―\")","v":"―"},"推奨対策"]
[null,null,null,null,null,null,null,null,null,null,null,null,null,null,null,null,null,null,null,null,null,null,null,null,null,null,null,null,null,null,null,null,null,null,null,null,null,null,null,null,null,null,null,null,null,null,null,null,null,null,null,null,null,null,null,null,null,null,null,null,null,null,null,null,null,null,null,null,null,null,null,null,null,null,null,null,null,null,null,null,null,null,null,null,null,null,null,null,"(課題19)",null,false,{"$f":"IF(CM28=TRUE,\"○\",\"―\")","v":"―"},"DX計測対策"]
[null,"対策の\n効果・効用",null,null,null,null,"CO2削減\n効果",null,null,null,{"$f":"IF(J75=\"\",\"\",J75)","v":0},null,null,null,null,null,null,"t-CO2/年",null,null,null,"運転コスト\n削減効果",null,null,null,{"$f":"IF(J79=\"\",\"\",J79)","v":0},null,null,null,null,null,null,"千円/年 (b)",null,null,null,null,null,null,null,"対策の\n効果・効用",null,null,null,null,"CO2削減\n効果",null,null,null,200.37600000000003,null,null,null,null,null,null,"t-CO2/年",null,null,null,"運転コスト\n削減効果",null,null,null,600,null,null,null,null,null,null,"千円/年 (b)",null,null,null,null,null,null,null,null,null,null,null,null,null,null,null,null,"(課題20)"]
[]
[null,null,null,null,null,null,"その他の\n効果・効用",null,null,null,null,null,null,null,null,null,null,null,null,null,null,null,null,null,null,null,null,null,null,null,null,null,null,null,null,null,null,null,null,null,null,null,null,null,null,"その他の\n効果・効用",null,null,null,"気体燃料に変更することにより燃焼時に発生するすすが低減されます。そのため、ボイラーの伝熱面が汚れにくくなり効率低下の防止につながります。また、定期的なスートブロー（すす吹き）等の作業回数を減らすことができます。"]
[]
[]
[null,"導入コストと投資回収年数",null,null,null,null,"導入コスト",null,null,null,{"$f":"IF(AD75=\"\",\"\",AD75)","v":0},null,null,null,null,null,null,"千円 (a)",null,null,null,"単純投資\n回収年数",null,null,null,{"$f":"IF(AD83=\"\",\"\",AD83)","v":"---"},null,null,null,null,null,null,"年 (a/b)",null,null,null,null,null,null,null,"導入コストと投資回収年数",null,null,null,null,"導入コスト",null,null,null,3000,null,null,null,null,null,null,"千円 (a)",null,null,null,"単純投資\n回収年数",null,null,null,5,null,null,null,null,null,null,"年 (a/b)"]
[]
[null,"活用可能な\n補助制度",null,null,null,null,1,"名称",null,null,null,null,null,null,null,null,null,null,null,null,null,null,null,null,null,null,null,null,null,null,null,null,null,null,null,null,null,null,null,null,"活用可能な\n補助制度",null,null,null,null,1,"名称",null,null,"環境省SHIFT事業 設備更新補助金",null,null,null,null,null,null,null,null,null,null,null,null,null,null,null,null,null,null,null,null,null,null,null,null,null,null,null,null,null,null,null,null,null,null,null,null,null,null,null,{"$f":"IF(OR(K36=\"\",COUNTIF(K36,\"*なし*\"),COUNTIF(K36,\"*無し*\")),0,1)","v":0}]
[]
[null,null,null,null,null,null,null,"概要",null,null,null,null,null,null,null,null,null,null,null,null,null,null,null,null,null,null,null,null,null,null,null,null,null,null,null,null,null,null,null,null,null,null,null,null,null,null,"概要"]
[]
[null,null,null,null,null,null,2,"名称",null,null,null,null,null,null,null,null,null,null,null,null,null,null,null,null,null,null,null,null,null,null,null,null,null,null,null,null,null,null,null,null,null,null,null,null,null,2,"名称",null,null,null,null,null,null,null,null,null,null,null,null,null,null,null,null,null,null,null,null,null,null,null,null,null,null,null,null,null,null,null,null,null,null,null,null,null,null,null,null,null,null,{"$f":"IF(OR(K40=\"\",COUNTIF(K40,\"*なし*\"),COUNTIF(K40,\"*無し*\")),0,1)","v":0}]
[null,null,null,null,null,null,null,null,null,null,null,null,null,null,null,null,null,null,null,null,null,null,null,null,null,null,null,null,null,null,null,null,null,null,null,null,null,null,null,null,null,null,null,null,null,null,null,null,null,null,null,null,null,null,null,null,null,null,null,null,null,null,null,null,null,null,null,null,null,null,null,null,null,null,null,null,null,null,null,null,null,null,null,null,null,null,null,null,"合計",{"$f":"SUM(CL36:CL40)","v":0}]
[null,null,null,null,null,null,null,"概要",null,null,null,null,null,null,null,null,null,null,null,null,null,null,null,null,null,null,null,null,null,null,null,null,null,null,null,null,null,null,null,null,null,null,null,null,null,null,"概要",null,null,null,null,null,null,null,null,null,null,null,null,null,null,null,null,null,null,null,null,null,null,null,null,null,null,null,null,null,null,null,null,null,null,null,null,null,null,null,null,null,"あり/なし",{"$f":"IF(CL41>=1,\"あり\",\"―\")","v":"―"}]
[]
[null,"制約条件\n（有り＝○）",null,null,null,null,"対策実施における制約条件",null,null,null,null,null,null,null,null,"備考（対応策等）",null,null,null,null,null,null,null,null,null,null,null,null,null,null,null,null,null,null,null,null,null,null,null,null,"制約条件\n（有り＝○）",null,null,null,null,"対策実施における制約条件",null,null,null,null,null,null,null,null,"備考（対応策等）"]
[null,null,null,null,null,null,"初期コスト",null,null,null,null,null,null,null,null,null,null,null,null,null,null,null,null,null,null,null,null,null,null,null,null,null,null,null,null,null,null,null,null,null,null,null,null,null,null,"初期コスト",null,null,null,null,null,null,"○",null,"既存設備の撤去費やガス引き込み費が必要です。補助金を利用することで初期費用の圧縮が可能です。",null,null,null,null,null,null,null,null,null,null,null,null,null,null,null,null,null,null,null,null,null,null,null,null,null,null,null,null,null,null,null,null,null,null,"制約条件の個数"]
[null,null,null,null,null,null,null,null,null,null,null,null,null,null,null,null,null,null,null,null,null,null,null,null,null,null,null,null,null,null,null,null,null,null,null,null,null,null,null,null,null,null,null,null,null,null,null,null,null,null,null,null,null,null,null,null,null,null,null,null,null,null,null,null,null,null,null,null,null,null,null,null,null,null,null,null,null,null,null,null,null,null,null,null,null,null,null,null,null,{"$f":"COUNTIF($N$45:$N$62,\"○\")","v":0}]
[null,null,null,null,null,null,"投資回収年数",null,null,null,null,null,null,null,null,null,null,null,null,null,null,null,null,null,null,null,null,null,null,null,null,null,null,null,null,null,null,null,null,null,null,null,null,null,null,"投資回収年数",null,null,null,null,null,null,"○",null,"ボイラー運転時間、都市ガス単価で変動します。",null,null,null,null,null,null,null,null,null,null,null,null,null,null,null,null,null,null,null,null,null,null,null,null,null,null,null,null,null,null,null,null,null,"○／―",{"$f":"IF(CL46>=1,\"あり\",\"―\")","v":"―"}]
[]
[null,null,null,null,null,null,"削減効果の不確実性",null,null,null,null,null,null,null,null,null,null,null,null,null,null,null,null,null,null,null,null,null,null,null,null,null,null,null,null,null,null,null,null,null,null,null,null,null,null,"削減効果の不確実性"]
[]
[null,null,null,null,null,null,"設置スペース",null,null,null,null,null,null,null,null,null,null,null,null,null,null,null,null,null,null,null,null,null,null,null,null,null,null,null,null,null,null,null,null,null,null,null,null,null,null,"設置スペース"]
[]
[null,null,null,null,null,null,"既存の設備・生産ラインへの適合",null,null,null,null,null,null,null,null,null,null,null,null,null,null,null,null,null,null,null,null,null,null,null,null,null,null,null,null,null,null,null,null,null,null,null,null,null,null,"既存の設備・生産ラインへの適合"]
[]
[null,null,null,null,null,null,"対策実施による操業への影響",null,null,null,null,null,null,null,null,null,null,null,null,null,null,null,null,null,null,null,null,null,null,null,null,null,null,null,null,null,null,null,null,null,null,null,null,null,null,"対策実施による操業への影響"]
[]
[null,null,null,null,null,null,"故障・不具合のリスク",null,null,null,null,null,null,null,null,null,null,null,null,null,null,null,null,null,null,null,null,null,null,null,null,null,null,null,null,null,null,null,null,null,null,null,null,null,null,"故障・不具合のリスク"]
[]
[null,null,null,null,null,null,"他の提案対策との相反性",null,null,null,null,null,null,null,null,null,null,null,null,null,null,null,null,null,null,null,null,null,null,null,null,null,null,null,null,null,null,null,null,null,null,null,null,null,null,"他の提案対策との相反性",null,null,null,null,null,null,"―"]
[]
[null,null,null,null,null,null,"その他",null,null,null,null,null,null,null,null,null,null,null,null,null,null,null,null,null,null,null,null,null,null,null,null,null,null,null,null,null,null,null,null,null,null,null,null,null,null,"その他"]
[]
[null,"補足・備考",null,null,null,null,null,null,null,null,null,null,null,null,null,null,null,null,null,null,null,null,null,null,null,null,null,null,null,null,null,null,null,null,null,null,null,null,null,null,"補足・備考"]
[]
[]
[]
[]
[null,{"$f":"\"対策個票\"&$B$9","v":"対策個票10"},null,null,null,null,null,null,null,null,null,null,null,null,null,null,null,null,null,null,null,null,null,null,null,null,null,null,null,null,null,null,null,null,null,null,null,null,null,null,"対策個票1"]
[]
[null,"２．削減効果根拠",null,null,null,null,null,null,null,null,null,null,null,null,null,null,null,null,null,null,null,null,null,null,null,null,null,null,null,null,null,null,null,null,null,null,null,null,null,null,"２．削減効果根拠"]
[null,"対策の種類\n[対策個票番号]",null,null,null,null,"対策名称",null,null,null,null,null,null,null,null,null,null,null,null,null,null,null,null,null,"対象/\n既存設備",null,null,{"$f":"IF($AB$11=\"\",\"\",$AB$11)","v":""},null,null,null,null,null,null,null,null,null,null,null,null,"対策の種類\n[対策個票番号]",null,null,null,null,"対策名称",null,null,null,null,null,null,null,null,null,null,null,null,null,null,null,null,null,"対象/\n既存設備",null,null,"重油焚き蒸気ボイラー"]
[]
[null,{"$f":"$B$9","v":"10"},{"$f":"IF($C$9=\"\",\"\",$C$9)","v":""},null,null,null,{"$f":"IF($G$9=\"\",\"\",$G$9)","v":""},null,null,null,null,null,null,null,null,null,null,null,null,null,null,null,null,null,"導入設備",null,null,{"$f":"IF($AB$13=\"\",\"\",$AB$13)","v":""},null,null,null,null,null,null,null,null,null,null,null,null,6,"燃料転換",null,null,null,"ボイラーの燃料転換",null,null,null,null,null,null,null,null,null,null,null,null,null,null,null,null,null,"導入設備",null,null,"ガス焚き蒸気ボイラー"]
[]
[null,"CO2削減効果",null,null,null,null,"削減量",null,null,{"$f":"X98-X119","v":0},null,null,null,null,null,"t-CO2/年(d)",null,null,null,null,null,"設備等導入コスト合計\n（工事費等込み）",null,null,null,null,null,null,null,{"$f":"SUM(AD77:AH82)","v":0},null,null,null,null,"千円(a)",null,null,null,null,null,"CO2削減効果",null,null,null,null,"削減量",null,null,200.37600000000003,null,null,null,null,null,"t-CO2/年(d)",null,null,null,null,null,"設備等導入コスト合計\n（工事費等込み）",null,null,null,null,null,null,null,3000,null,null,null,null,"千円(a)"]
[]
[null,null,null,null,null,null,"削減率",null,null,{"$f":"IFERROR(J75/'511脱炭素化計画'!$Q$11*100,\"---\")","v":0},null,null,null,null,null,"％","（工場・事業場基準年度排出量との比）",null,null,null,null,"（設備等名称・台数）",null,null,null,null,null,null,null,null,null,null,null,null,"千円",null,null,null,null,null,null,null,null,null,null,"削減率",null,null,16.698,null,null,null,null,null,"％","（工場・事業場基準年度排出量との比）",null,null,null,null,"ガス炊貫流ボイラー・\n1台",null,null,null,null,null,null,null,3000,null,null,null,null,"千円"]
[]
[null,"運転コスト\n削減効果",null,null,null,null,"削減額",null,null,{"$f":"AF106-AF127","v":0},null,null,null,null,null,"千円/年(b)",null,null,null,null,null,"（設備等名称・台数）",null,null,null,null,null,null,null,null,null,null,null,null,"千円",null,null,null,null,null,"運転コスト\n削減効果",null,null,null,null,"削減額",null,null,600,null,null,null,null,null,"千円/年(b)",null,null,null,null,null,"（設備等名称・台数）",null,null,null,null,null,null,null,null,null,null,null,null,"千円"]
[]
[null,"エネルギー\n削減効果",null,null,null,null,"削減量",null,null,{"$f":"CH95-CH102","v":0},null,null,null,null,null,"GJ換算値/年(e)",null,null,null,null,null,"（設備等名称・台数）",null,null,null,null,null,null,null,null,null,null,null,null,"千円",null,null,null,null,null,"エネルギー\n削減効果",null,null,null,null,"削減量",null,null,1070,null,null,null,null,null,"GJ換算値(e)",null,null,null,null,null,"（設備等名称・台数）",null,null,null,null,null,null,null,null,null,null,null,null,"千円"]
[]
[null,"脱炭素化指標（削減効果）",null,null,null,null,"(d)/(e)",null,null,{"$f":"IFERROR(J75/J81,\"---\")","v":"---"},null,null,null,null,null,"（GJ削減効果あたりのCO2削減効果）",null,null,null,null,null,"投資回収年数",null,null,null,null,"(a)/(b)",null,null,{"$f":"IFERROR(IF(AD75/J79<0,\"---\",AD75/J79),\"---\")","v":"---"},null,null,null,null,"年",null,null,null,null,null,"脱炭素化指標（削減効果）",null,null,null,null,"(d)/GJ",null,null,0.1872672897196262,null,null,null,null,null,"（GJ削減効果あたりのCO2削減効果）",null,null,null,null,null,"投資回収年数",null,null,null,null,"(a)/(b)",null,null,5,null,null,null,null,"年"]
[]
[]
[null,"削減効果の算出",null,null,null,null,null,null,null,null,null,null,null,null,null,null,null,null,null,null,null,null,null,null,null,null,null,null,null,null,null,null,null,null,null,null,null,null,null,null,"削減効果の算出",null,null,null,null,null,null,null,null,null,null,null,null,null,null,null,null,null,null,null,null,null,null,null,null,null,null,null,null,null,null,null,null,null,null,null,null,"※実施【前】と実施【計画】に分けることが難しい場合の注記\n\n「対策実施【前】」にエネルギー消費削減量を記載し、「対策実施【後】」は空欄としてください。"]
[null,null,null,null,null,null,null,null,null,null,null,null,null,null,null,null,null,null,null,null,null,null,null,null,null,null,null,null,null,null,null,null,null,null,null,null,null,null,null,null,null,null,null,null,null,null,null,null,null,null,null,null,null,null,null,null,null,null,null,null,null,null,null,null,null,null,null,null,null,null,null,null,null,null,null,null,null,null,null,null,null,"脱炭素化指標のための活動量のGJ換算値"]
[null,"前",null,"活動種別",null,null,null,null,null,null,"年間活動量",null,null,null,null,null,"変換係数",null,null,null,null,null,null,"CO2排出量\n(t-CO2/年)",null,null,null,"単価(千円)",null,null,null,"運転コスト\n(千円/年)",null,null,null,null,null,null,null,null,"前",null,"活動種別",null,null,null,null,null,null,"年間活動量",null,null,null,null,null,"変換係数",null,null,null,null,null,null,"CO2排出量\n(t-CO2/年)",null,null,null,"単価(千円)",null,null,null,"運転コスト\n(千円/年)"]
[null,null,null,null,null,null,null,null,null,null,null,null,null,null,null,null,null,null,null,null,null,null,null,null,null,null,null,null,null,null,null,null,null,null,null,null,null,null,null,null,null,null,null,null,null,null,null,null,null,null,null,null,null,null,null,null,null,null,null,null,null,null,null,null,null,null,null,null,null,null,null,null,null,null,null,null,null,null,null,null,null,"前"]
[{"$f":"IF($D90=\"\",\"\",VLOOKUP($D90,排出係数と単価2,10,FALSE))","v":""},"対策実施【前】",null,null,null,null,null,null,null,null,null,null,null,null,{"$f":"IF($D90=\"\",\"\",VLOOKUP($D90,排出係数と単価2,2,FALSE))","v":""},null,{"$f":"IF($D90=\"\",\"\",IF(A90=1,VLOOKUP($D90,排出係数と単価2,5,FALSE),VLOOKUP($D90,排出係数と単価2,3,FALSE)*VLOOKUP($D90,排出係数と単価2,5,FALSE)))","v":""},null,null,{"$f":"IF($D90=\"\",\"\",\"t-CO2/\"&$O90)","v":""},null,null,null,{"$f":"IF(OR(K90=\"\",Q90=\"\"),\"\",K90*Q90)","v":""},null,null,null,{"$f":"IF($D90=\"\",\"\",VLOOKUP($D90,排出係数と単価2,7,FALSE))","v":""},null,null,null,{"$f":"IF(OR(K90=\"\",AB90=\"\"),\"\",K90*AB90)","v":""},null,null,null,null,null,null,null,null,"対策実施【前】",null,"A重油",null,null,null,null,null,null,200,null,null,null,"kl",null,2.7096300000000002,null,null,"tCO2/kl",null,null,null,541.92600000000004,null,null,null,60,null,null,null,12000,null,null,null,null,null,null,null,null,null,null,"計算種別","活動種別","活動量","単位発熱量","GJ換算量"]
[null,null,null,null,null,null,null,null,null,null,null,null,null,null,null,null,null,null,null,null,null,null,null,null,null,null,null,null,null,null,null,null,null,null,null,null,null,null,null,null,null,null,null,null,null,null,null,null,null,null,null,null,null,null,null,null,null,null,null,null,null,null,null,null,null,null,null,null,null,null,null,null,null,null,null,null,null,null,null,null,null,{"$f":"A90","v":""},{"$f":"IF(COUNTIF($D90,\"*系統電力*\"),\"*系統電力*\",IF(COUNTIF($D90,\"*産業用蒸気*\"),\"*産業用蒸気*\",IF(COUNTIF($D90,\"*温水*\"),\"*温水*\",IF(COUNTIF($D90,\"*冷水*\"),\"*冷水*\",IF(COUNTIF($D90,\"*蒸気（産業用以外）*\"),\"*蒸気（産業用以外）*\",$D90)))))","v":0},{"$f":"K90","v":0},{"$f":"IFERROR(VLOOKUP($CE91,電力等のGJ換算係数,2,FALSE),IF(VLOOKUP($CE91,排出係数と単価1,3,FALSE)=\"\",\"\",VLOOKUP($CE91,排出係数と単価1,3,FALSE)))","v":{"$error":"#N/A"}},{"$f":"IFERROR(CF91*CG91,\"---\")","v":"---"}]
[{"$f":"IF($D92=\"\",\"\",VLOOKUP($D92,排出係数と単価2,10,FALSE))","v":""},null,null,null,null,null,null,null,null,null,null,null,null,null,{"$f":"IF($D92=\"\",\"\",VLOOKUP($D92,排出係数と単価2,2,FALSE))","v":""},null,{"$f":"IF($D92=\"\",\"\",IF(A92=1,VLOOKUP($D92,排出係数と単価2,5,FALSE),VLOOKUP($D92,排出係数と単価2,3,FALSE)*VLOOKUP($D92,排出係数と単価2,5,FALSE)))","v":""},null,null,{"$f":"IF($D92=\"\",\"\",\"t-CO2/\"&$O92)","v":""},null,null,null,{"$f":"IF(OR(K92=\"\",Q92=\"\"),\"\",K92*Q92)","v":""},null,null,null,{"$f":"IF($D92=\"\",\"\",VLOOKUP($D92,排出係数と単価2,7,FALSE))","v":""},null,null,null,{"$f":"IF(OR(K92=\"\",AB92=\"\"),\"\",K92*AB92)","v":""},null,null,null,null,null,null,null,null,null,null,null,null,null,null,null,null,null,null,null,null,null,null,null,"",null,null,"",null,null,null,"",null,null,null,"",null,null,null,"",null,null,null,null,null,null,null,null,null,null,{"$f":"A92","v":""},{"$f":"IF(COUNTIF($D92,\"*系統電力*\"),\"*系統電力*\",IF(COUNTIF($D92,\"*産業用蒸気*\"),\"*産業用蒸気*\",IF(COUNTIF($D92,\"*温水*\"),\"*温水*\",IF(COUNTIF($D92,\"*冷水*\"),\"*冷水*\",IF(COUNTIF($D92,\"*蒸気（産業用以外）*\"),\"*蒸気（産業用以外）*\",$D92)))))","v":0},{"$f":"K92","v":0},{"$f":"IFERROR(VLOOKUP($CE92,電力等のGJ換算係数,2,FALSE),IF(VLOOKUP($CE92,排出係数と単価1,3,FALSE)=\"\",\"\",VLOOKUP($CE92,排出係数と単価1,3,FALSE)))","v":{"$error":"#N/A"}},{"$f":"IFERROR(CF92*CG92,\"---\")","v":"---"}]
[null,null,null,null,null,null,null,null,null,null,null,null,null,null,null,null,null,null,null,null,null,null,null,null,null,null,null,null,null,null,null,null,null,null,null,null,null,null,null,null,null,null,null,null,null,null,null,null,null,null,null,null,null,null,null,null,null,null,null,null,null,null,null,null,null,null,null,null,null,null,null,null,null,null,null,null,null,"※「低炭素系統電力への変更」対策の場合の注記\n\n■実施【前】の活動の種別は、「系統電力」\n 　を選択してください。\n 　実施【計画】の活動の種別は、「系統電力\n 　切替先」を選択してください。\n\n■系統電力切替先は、排出係数が\n 　0.00025t-CO2/kWh未満（固定） の\n　 メニューのみが対象です。\n 　排出係数及び単価等の情報は、\n　  ［排出係数・単価表］にて入力して\n 　ください。\n\n",null,null,null,{"$f":"A94","v":""},{"$f":"IF(COUNTIF($D94,\"*系統電力*\"),\"*系統電力*\",IF(COUNTIF($D94,\"*産業用蒸気*\"),\"*産業用蒸気*\",IF(COUNTIF($D94,\"*温水*\"),\"*温水*\",IF(COUNTIF($D94,\"*冷水*\"),\"*冷水*\",IF(COUNTIF($D94,\"*蒸気（産業用以外）*\"),\"*蒸気（産業用以外）*\",$D94)))))","v":0},{"$f":"K94","v":0},{"$f":"IFERROR(VLOOKUP($CE93,電力等のGJ換算係数,2,FALSE),IF(VLOOKUP($CE93,排出係数と単価1,3,FALSE)=\"\",\"\",VLOOKUP($CE93,排出係数と単価1,3,FALSE)))","v":{"$error":"#N/A"}},"---"]
[{"$f":"IF($D94=\"\",\"\",VLOOKUP($D94,排出係数と単価2,10,FALSE))","v":""},null,null,null,null,null,null,null,null,null,null,null,null,null,{"$f":"IF($D94=\"\",\"\",VLOOKUP($D94,排出係数と単価2,2,FALSE))","v":""},null,{"$f":"IF($D94=\"\",\"\",IF(A94=1,VLOOKUP($D94,排出係数と単価2,5,FALSE),VLOOKUP($D94,排出係数と単価2,3,FALSE)*VLOOKUP($D94,排出係数と単価2,5,FALSE)))","v":""},null,null,{"$f":"IF($D94=\"\",\"\",\"t-CO2/\"&$O94)","v":""},null,null,null,{"$f":"IF(OR(K94=\"\",Q94=\"\"),\"\",K94*Q94)","v":""},null,null,null,{"$f":"IF($D94=\"\",\"\",VLOOKUP($D94,排出係数と単価2,7,FALSE))","v":""},null,null,null,{"$f":"IF(OR(K94=\"\",AB94=\"\"),\"\",K94*AB94)","v":""},null,null,null,null,null,null,null,null,null,null,null,null,null,null,null,null,null,null,null,null,null,null,null,"",null,null,"",null,null,null,"",null,null,null,"",null,null,null,"",null,null,null,null,null,null,null,null,null,null,{"$f":"A96","v":""},{"$f":"IF(COUNTIF($D96,\"*系統電力*\"),\"*系統電力*\",IF(COUNTIF($D96,\"*産業用蒸気*\"),\"*産業用蒸気*\",IF(COUNTIF($D96,\"*温水*\"),\"*温水*\",IF(COUNTIF($D96,\"*冷水*\"),\"*冷水*\",IF(COUNTIF($D96,\"*蒸気（産業用以外）*\"),\"*蒸気（産業用以外）*\",$D96)))))","v":0},{"$f":"K96","v":0},{"$f":"IFERROR(VLOOKUP($CE94,電力等のGJ換算係数,2,FALSE),IF(VLOOKUP($CE94,排出係数と単価1,3,FALSE)=\"\",\"\",VLOOKUP($CE94,排出係数と単価1,3,FALSE)))","v":{"$error":"#N/A"}},"---"]
[null,null,null,null,null,null,null,null,null,null,null,null,null,null,null,null,null,null,null,null,null,null,null,null,null,null,null,null,null,null,null,null,null,null,null,null,null,null,null,null,null,null,null,null,null,null,null,null,null,null,null,null,null,null,null,null,null,null,null,null,null,null,null,null,null,null,null,null,null,null,null,null,null,null,null,null,null,null,null,null,null,null,null,null,"合計",{"$f":"SUM(CH91:CH94)","v":0}]
[{"$f":"IF($D96=\"\",\"\",VLOOKUP($D96,排出係数と単価2,10,FALSE))","v":""},null,null,null,null,null,null,null,null,null,null,null,null,null,{"$f":"IF($D96=\"\",\"\",VLOOKUP($D96,排出係数と単価2,2,FALSE))","v":""},null,{"$f":"IF($D96=\"\",\"\",IF(A96=1,VLOOKUP($D96,排出係数と単価2,5,FALSE),VLOOKUP($D96,排出係数と単価2,3,FALSE)*VLOOKUP($D96,排出係数と単価2,5,FALSE)))","v":""},null,null,{"$f":"IF($D96=\"\",\"\",\"t-CO2/\"&$O96)","v":""},null,null,null,{"$f":"IF(OR(K96=\"\",Q96=\"\"),\"\",K96*Q96)","v":""},null,null,null,{"$f":"IF($D96=\"\",\"\",VLOOKUP($D96,排出係数と単価2,7,FALSE))","v":""},null,null,null,{"$f":"IF(OR(K96=\"\",AB96=\"\"),\"\",K96*AB96)","v":""},null,null,null,null,null,null,null,null,null,null,null,null,null,null,null,null,null,null,null,null,null,null,null,"",null,null,"",null,null,null,"",null,null,null,"",null,null,null,"",null,null,null,null,null,null,null,null,null,null,"計画"]
[null,null,null,null,null,null,null,null,null,null,null,null,null,null,null,null,null,null,null,null,null,null,null,null,null,null,null,null,null,null,null,null,null,null,null,null,null,null,null,null,null,null,null,null,null,null,null,null,null,null,null,null,null,null,null,null,null,null,null,null,null,null,null,null,null,null,null,null,null,null,null,null,null,null,null,null,null,null,null,null,null,"計算種別","活動種別","活動量","単位発熱量","GJ換算量"]
[null,null,null,null,null,null,null,null,null,null,null,null,null,null,null,null,"合計(f1)",null,null,null,null,null,null,{"$f":"SUM(X90:X97)","v":0},null,null,null,"合計",null,null,null,{"$f":"SUM(AF90:AF97)","v":0},null,null,null,null,null,null,null,null,null,null,null,null,null,null,null,null,null,null,null,null,null,null,null,"合計",null,null,null,null,null,null,541.92600000000004,null,null,null,"合計",null,null,null,12000,null,null,null,null,null,null,null,null,null,null,{"$f":"A111","v":""},{"$f":"IF(COUNTIF($D111,\"*系統電力*\"),\"*系統電力*\",IF(COUNTIF($D111,\"*産業用蒸気*\"),\"*産業用蒸気*\",IF(COUNTIF($D111,\"*温水*\"),\"*温水*\",IF(COUNTIF($D111,\"*冷水*\"),\"*冷水*\",IF(COUNTIF($D111,\"*蒸気（産業用以外）*\"),\"*蒸気（産業用以外）*\",$D111)))))","v":0},{"$f":"K111","v":0},{"$f":"IFERROR(VLOOKUP($CE98,電力等のGJ換算係数,2,FALSE),IF(VLOOKUP($CE98,排出係数と単価1,3,FALSE)=\"\",\"\",VLOOKUP($CE98,排出係数と単価1,3,FALSE)))","v":{"$error":"#N/A"}},{"$f":"IFERROR(CF98*CG98,\"---\")","v":"---"}]
[null,null,null,null,null,null,null,null,null,null,null,null,null,null,null,null,null,null,null,null,null,null,null,null,null,null,null,null,null,null,null,null,null,null,null,null,null,null,null,null,null,null,null,null,null,null,null,null,null,null,null,null,null,null,null,null,null,null,null,null,null,null,null,null,null,null,null,null,null,null,null,null,null,null,null,null,null,null,null,null,null,{"$f":"A113","v":""},{"$f":"IF(COUNTIF($D113,\"*系統電力*\"),\"*系統電力*\",IF(COUNTIF($D113,\"*産業用蒸気*\"),\"*産業用蒸気*\",IF(COUNTIF($D113,\"*温水*\"),\"*温水*\",IF(COUNTIF($D113,\"*冷水*\"),\"*冷水*\",IF(COUNTIF($D113,\"*蒸気（産業用以外）*\"),\"*蒸気（産業用以外）*\",$D113)))))","v":0},{"$f":"K113","v":0},{"$f":"IFERROR(VLOOKUP($CE99,電力等のGJ換算係数,2,FALSE),IF(VLOOKUP($CE99,排出係数と単価1,3,FALSE)=\"\",\"\",VLOOKUP($CE99,排出係数と単価1,3,FALSE)))","v":{"$error":"#N/A"}},{"$f":"IFERROR(CF99*CG99,\"---\")","v":"---"}]
[null,null,null,"脱炭素化指標（状況）",null,null,null,null,null,null,null,null,null,null,null,null,"その他の運転コスト\n（運転・管理費、用水費、薬品費等）",null,null,null,null,null,null,null,null,null,null,null,null,null,null,"その他運転コスト\n(千円/年)",null,null,null,null,null,null,null,null,null,null,"脱炭素化指標（状況）",null,null,null,null,null,null,null,null,null,null,null,null,"その他の運転コスト\n（運転・管理費、用水費、薬品費等）",null,null,null,null,null,null,null,null,null,null,null,null,null,null,"その他運転コスト\n(千円/年)",null,null,null,null,null,null,null,null,null,null,{"$f":"A115","v":""},{"$f":"IF(COUNTIF($D115,\"*系統電力*\"),\"*系統電力*\",IF(COUNTIF($D115,\"*産業用蒸気*\"),\"*産業用蒸気*\",IF(COUNTIF($D115,\"*温水*\"),\"*温水*\",IF(COUNTIF($D115,\"*冷水*\"),\"*冷水*\",IF(COUNTIF($D115,\"*蒸気（産業用以外）*\"),\"*蒸気（産業用以外）*\",$D115)))))","v":0},{"$f":"K115","v":0},{"$f":"IFERROR(VLOOKUP($CE100,電力等のGJ換算係数,2,FALSE),IF(VLOOKUP($CE100,排出係数と単価1,3,FALSE)=\"\",\"\",VLOOKUP($CE100,排出係数と単価1,3,FALSE)))","v":{"$error":"#N/A"}},"---"]
[null,null,null,null,null,null,null,null,null,null,null,null,null,null,null,null,null,null,null,null,null,null,null,null,null,null,null,null,null,null,null,null,null,null,null,null,null,null,null,null,null,null,null,null,null,null,null,null,null,null,null,null,null,null,null,null,null,null,null,null,null,null,null,null,null,null,null,null,null,null,null,null,null,null,null,null,null,null,null,null,null,{"$f":"A117","v":""},{"$f":"IF(COUNTIF($D117,\"*系統電力*\"),\"*系統電力*\",IF(COUNTIF($D117,\"*産業用蒸気*\"),\"*産業用蒸気*\",IF(COUNTIF($D117,\"*温水*\"),\"*温水*\",IF(COUNTIF($D117,\"*冷水*\"),\"*冷水*\",IF(COUNTIF($D117,\"*蒸気（産業用以外）*\"),\"*蒸気（産業用以外）*\",$D117)))))","v":0},{"$f":"K117","v":0},{"$f":"IFERROR(VLOOKUP($CE101,電力等のGJ換算係数,2,FALSE),IF(VLOOKUP($CE101,排出係数と単価1,3,FALSE)=\"\",\"\",VLOOKUP($CE101,排出係数と単価1,3,FALSE)))","v":{"$error":"#N/A"}},"---"]
[null,null,null,"CO2排出量(f1)",null,null,null,null,null,null,{"$f":"X98","v":0},null,null,"t-CO2/年",null,null,null,null,null,null,null,null,null,null,null,null,null,null,null,null,null,null,null,null,null,null,null,null,null,null,null,null,"CO2排出量(f1)",null,null,null,null,null,null,541.92600000000004,null,null,"t-CO2/年",null,null,"ボイラー定期点検費用",null,null,null,null,null,null,null,null,null,null,null,null,null,null,30,null,null,null,null,null,null,null,null,null,null,null,null,null,"合計",{"$f":"SUM(CH98:CH101)","v":0}]
[]
[null,null,null,"エネルギー消費量(g1)",null,null,null,null,null,null,{"$f":"CH95","v":0},null,null,"GJ換算値/年",null,null,null,null,null,null,null,null,null,null,null,null,null,null,null,null,null,null,null,null,null,null,null,null,null,null,null,null,"エネルギー消費量(g1)",null,null,null,null,null,null,7820,null,null,"GJ/年"]
[]
[null,null,null,"脱炭素化指標（状況）",null,null,null,null,null,null,{"$f":"IFERROR(K102/K104,\"---\")","v":"---"},null,null,"(f1)/(g1)",null,null,"運転コスト合計",null,null,null,null,null,null,null,null,null,null,null,null,null,null,{"$f":"AF98+AF102+AF104","v":0},null,null,null,null,null,null,null,null,null,null,"脱炭素化指標（状況）",null,null,null,null,null,null,6.93E-2,null,null,"(f1)/(g1)",null,null,"運転コスト合計",null,null,null,null,null,null,null,null,null,null,null,null,null,null,12030]
[null,null,null,null,null,null,null,null,null,null,null,null,null,null,null,null,null,null,null,null,null,null,null,null,null,null,null,null,null,null,null,null,null,null,null,null,null,null,null,null,null,null,null,null,null,null,null,null,null,null,null,null,null,null,null,null,null,null,null,null,null,null,null,null,null,null,null,null,null,null,null,null,null,null,null,null,null,"※活動種別「系統電力」に関する注記\n\n買電はすべて「系統電力」を選択してください。\n（「系統電力切替先」は低炭素系統電力への変更対策を記述する際にのみ使用してください。）"]
[]
[null,"計画",null,"活動種別",null,null,null,null,null,null,"年間活動量",null,null,null,null,null,"変換係数",null,null,null,null,null,null,"CO2排出量\n(t-CO2/年)",null,null,null,"単価(千円)",null,null,null,"運転コスト\n(千円/年)",null,null,null,null,null,null,null,null,"計画",null,"活動種別",null,null,null,null,null,null,"年間活動量",null,null,null,null,null,"変換係数",null,null,null,null,null,null,"CO2排出量\n(t-CO2/年)",null,null,null,"単価(千円)",null,null,null,"運転コスト\n(千円/年)"]
[]
[{"$f":"IF($D111=\"\",\"\",VLOOKUP($D111,排出係数と単価2,10,FALSE))","v":""},"対策実施【計画】",null,null,null,null,null,null,null,null,null,null,null,null,{"$f":"IF($D111=\"\",\"\",VLOOKUP($D111,排出係数と単価2,2,FALSE))","v":""},null,{"$f":"IF($D111=\"\",\"\",IF(A111=1,VLOOKUP($D111,排出係数と単価2,5,FALSE),VLOOKUP($D111,排出係数と単価2,3,FALSE)*VLOOKUP($D111,排出係数と単価2,5,FALSE)))","v":""},null,null,{"$f":"IF($D111=\"\",\"\",\"t-CO2/\"&$O111)","v":""},null,null,null,{"$f":"IF(OR(K111=\"\",Q111=\"\"),\"\",K111*Q111)","v":""},null,null,null,{"$f":"IF($D111=\"\",\"\",VLOOKUP($D111,排出係数と単価2,7,FALSE))","v":""},null,null,null,{"$f":"IF(OR(K111=\"\",AB111=\"\"),\"\",K111*AB111)","v":""},null,null,null,null,null,null,null,null,"対策実施【計画】",null,"都市ガス",null,null,null,null,null,null,150,null,null,null,"千Nm3",null,2.2770000000000001,null,null,"t-CO2/千Nm3",null,null,null,341.55,null,null,null,76,null,null,null,11400]
[]
[{"$f":"IF($D113=\"\",\"\",VLOOKUP($D113,排出係数と単価2,10,FALSE))","v":""},null,null,null,null,null,null,null,null,null,null,null,null,null,{"$f":"IF($D113=\"\",\"\",VLOOKUP($D113,排出係数と単価2,2,FALSE))","v":""},null,{"$f":"IF($D113=\"\",\"\",IF(A113=1,VLOOKUP($D113,排出係数と単価2,5,FALSE),VLOOKUP($D113,排出係数と単価2,3,FALSE)*VLOOKUP($D113,排出係数と単価2,5,FALSE)))","v":""},null,null,{"$f":"IF($D113=\"\",\"\",\"t-CO2/\"&$O113)","v":""},null,null,null,{"$f":"IF(OR(K113=\"\",Q113=\"\"),\"\",K113*Q113)","v":""},null,null,null,{"$f":"IF($D113=\"\",\"\",VLOOKUP($D113,排出係数と単価2,7,FALSE))","v":""},null,null,null,{"$f":"IF(OR(K113=\"\",AB113=\"\"),\"\",K113*AB113)","v":""},null,null,null,null,null,null,null,null,null,null,null,null,null,null,null,null,null,null,null,null,null,"",null,"",null,null,"",null,null,null,"",null,null,null,"",null,null,null,""]
[]
[{"$f":"IF($D115=\"\",\"\",VLOOKUP($D115,排出係数と単価2,10,FALSE))","v":""},null,null,null,null,null,null,null,null,null,null,null,null,null,{"$f":"IF($D115=\"\",\"\",VLOOKUP($D115,排出係数と単価2,2,FALSE))","v":""},null,{"$f":"IF($D115=\"\",\"\",IF(A115=1,VLOOKUP($D115,排出係数と単価2,5,FALSE),VLOOKUP($D115,排出係数と単価2,3,FALSE)*VLOOKUP($D115,排出係数と単価2,5,FALSE)))","v":""},null,null,{"$f":"IF($D115=\"\",\"\",\"t-CO2/\"&$O115)","v":""},null,null,null,{"$f":"IF(OR(K115=\"\",Q115=\"\"),\"\",K115*Q115)","v":""},null,null,null,{"$f":"IF($D115=\"\",\"\",VLOOKUP($D115,排出係数と単価2,7,FALSE))","v":""},null,null,null,{"$f":"IF(OR(K115=\"\",AB115=\"\"),\"\",K115*AB115)","v":""},null,null,null,null,null,null,null,null,null,null,null,null,null,null,null,null,null,null,null,null,null,"",null,"",null,null,"",null,null,null,"",null,null,null,"",null,null,null,""]
[]
[{"$f":"IF($D117=\"\",\"\",VLOOKUP($D117,排出係数と単価2,10,FALSE))","v":""},null,null,null,null,null,null,null,null,null,null,null,null,null,{"$f":"IF($D117=\"\",\"\",VLOOKUP($D117,排出係数と単価2,2,FALSE))","v":""},null,{"$f":"IF($D117=\"\",\"\",IF(A117=1,VLOOKUP($D117,排出係数と単価2,5,FALSE),VLOOKUP($D117,排出係数と単価2,3,FALSE)*VLOOKUP($D117,排出係数と単価2,5,FALSE)))","v":""},null,null,{"$f":"IF($D117=\"\",\"\",\"t-CO2/\"&$O117)","v":""},null,null,null,{"$f":"IF(OR(K117=\"\",Q117=\"\"),\"\",K117*Q117)","v":""},null,null,null,{"$f":"IF($D117=\"\",\"\",VLOOKUP($D117,排出係数と単価2,7,FALSE))","v":""},null,null,null,{"$f":"IF(OR(K117=\"\",AB117=\"\"),\"\",K117*AB117)","v":""},null,null,null,null,null,null,null,null,null,null,null,null,null,null,null,null,null,null,null,null,null,"",null,"",null,null,"",null,null,null,"",null,null,null,"",null,null,null,""]
[]
[null,null,null,null,null,null,null,null,null,null,null,null,null,null,null,null,"合計(f2)",null,null,null,null,null,null,{"$f":"SUM(X111:X118)","v":0},null,null,null,"合計",null,null,null,{"$f":"SUM(AF111:AF118)","v":0},null,null,null,null,null,null,null,null,null,null,null,null,null,null,null,null,null,null,null,null,null,null,null,"合計",null,null,null,null,null,null,341.55,null,null,null,"合計",null,null,null,11400]
[]
[null,null,null,"脱炭素化指標（状況）",null,null,null,null,null,null,null,null,null,null,null,null,"その他の運転コスト\n（運転・管理費、用水費、薬品費等）",null,null,null,null,null,null,null,null,null,null,null,null,null,null,"その他運転コスト\n(千円/年)",null,null,null,null,null,null,null,null,null,null,"脱炭素化指標（状況）",null,null,null,null,null,null,null,null,null,null,null,null,"その他の運転コスト\n（運転・管理費、用水費、薬品費等）",null,null,null,null,null,null,null,null,null,null,null,null,null,null,"その他運転コスト\n(千円/年)"]
[]
[null,null,null,"CO2排出量(f2)",null,null,null,null,null,null,{"$f":"X119","v":0},null,null,"t-CO2/年",null,null,null,null,null,null,null,null,null,null,null,null,null,null,null,null,null,null,null,null,null,null,null,null,null,null,null,null,"CO2排出量(f2)",null,null,null,null,null,null,341.55,null,null,"t-CO2/年",null,null,"ボイラー定期点検費用",null,null,null,null,null,null,null,null,null,null,null,null,null,null,30]
[]
[null,null,null,"エネルギー消費量(g2)",null,null,null,null,null,null,{"$f":"CH102","v":0},null,null,"GJ換算値/年",null,null,null,null,null,null,null,null,null,null,null,null,null,null,null,null,null,null,null,null,null,null,null,null,null,null,null,null,"エネルギー消費量(g2)",null,null,null,null,null,null,6750,null,null,"GJ/年"]
[]
[null,null,null,"脱炭素化指標（状況）",null,null,null,null,null,null,{"$f":"IFERROR(K123/K125,\"---\")","v":"---"},null,null,"(f2)/(g2)",null,null,"運転コスト合計",null,null,null,null,null,null,null,null,null,null,null,null,null,null,{"$f":"AF119+AF123+AF125","v":0},null,null,null,null,null,null,null,null,null,null,"脱炭素化指標（状況）",null,null,null,null,null,null,5.0599999999999999E-2,null,null,"(f2)/(g2)",null,null,"運転コスト合計",null,null,null,null,null,null,null,null,null,null,null,null,null,null,11430]
[]
[]
[]
[null,{"$f":"\"対策個票\"&$B$9","v":"対策個票10"},null,null,null,null,null,null,null,null,null,null,null,null,null,null,null,null,null,null,null,null,null,null,null,null,null,null,null,null,null,null,null,null,null,null,null,null,null,null,"対策個票1"]
[]
[null,"３．年間活動量の算出根拠",null,null,null,null,null,null,null,null,null,null,null,null,null,null,null,null,null,null,null,null,null,null,null,null,null,null,null,null,null,null,null,null,null,null,null,null,null,null,"３．年間活動量の算出根拠"]
[null,"対策実施【前】",null,null,null,null,null,null,null,null,null,null,null,null,null,null,null,null,null,null,null,null,null,null,null,null,null,null,null,null,null,null,null,null,null,null,null,null,null,null,"対策実施【前】"]
[null,"３－１．活動量（エネルギー使用量）把握方法・計算方法の説明",null,null,null,null,null,null,null,null,null,null,null,null,null,null,null,null,null,null,null,null,null,null,null,null,null,null,null,null,null,null,null,null,null,null,null,null,null,null,"３－１．活動量（エネルギー使用量）把握方法・計算方法の説明"]
[null,null,null,null,null,null,null,null,null,null,null,null,null,null,null,null,null,null,null,null,null,null,null,null,null,null,null,null,null,null,null,null,null,null,null,null,null,null,null,null,null,"■要点を第三者が読んで理解できるように記述してください。\n■DXシステムによる計測結果に基づく対策の場合は、DXシステムを利用したことを明示してください。"]
[]
[]
[null,"３－２．活動量（エネルギー使用量）の計算",null,null,null,null,null,null,null,null,null,null,null,null,null,null,null,null,null,null,null,null,null,null,null,null,null,null,null,null,null,null,null,null,null,null,null,null,null,null,"３－２．活動量（エネルギー使用量）の計算"]
[]
[null,null,null,null,null,null,null,null,null,null,null,null,null,null,null,null,null,null,null,null,null,null,null,null,null,null,null,null,null,null,null,null,null,null,null,null,null,null,null,null,null,"※【他の記入欄にも共通する注意事項】\n\n■第三者が読んで理解できるように記述してください。\n\n■スペースが足りない場合には、[別紙]として新規シートを追加し、当該対策個票の別紙であることがわかるようなシート名称\n　 にして使用してください。記入欄には、別紙がある旨を明記してください。\n　 その他、※別紙シートを利用する場合の注記を参照してください。\n\n■「SHIFT事業CO2削減対策の効果算定ガイドライン」を参照してください。",null,null,null,null,null,null,null,null,null,null,null,null,null,null,null,null,null,null,null,null,null,null,null,null,null,null,null,null,null,null,null,null,null,null,null,"※別紙シートを利用する場合の注記\n\n■別紙を追加・添付する場合は、\n　 本シートの記入欄に別紙の要点を記載\n　 してください。\n\n■別紙への参照を記述する際は、\n　 「別紙のとおり」ではなく、\n 　「別紙XXの何ページ、何行目～何行目の\n　 記載(YY)のとおり」 （XX、YYは通し番号）\n 　とする等、参照箇所を明示してください。\n　 なお、\n　 該当する別紙や記載には対応する通し\n 　番号(XX、YY)を打ち、\n 　本文と、該当する別紙や記載が\n 　１対１に対応するようにしてください。"]
[]
[]
[]
[]
[]
[]
[]
[]
[]
[null,"３－３．活動量（エネルギー使用量）の計算で使用した各数値の説明・根拠",null,null,null,null,null,null,null,null,null,null,null,null,null,null,null,null,null,null,null,null,null,null,null,null,null,null,null,null,null,null,null,null,null,null,null,null,null,null,"３－３．活動量（エネルギー使用量）の計算で使用した各数値の説明・根拠"]
[null,null,null,null,null,null,null,null,null,null,null,null,null,null,null,null,null,null,null,null,null,null,null,null,null,null,null,null,null,null,null,null,null,null,null,null,null,null,null,null,null,"■当該施設の特性、使用条件であることがわかるように記載してください。類似の設備、たとえば「40W型」だけでは活動量\n　 の確認ができませんので、当該設備のメーカー名、型番、仕様を根拠として記載してください。\n\n■計測値を記載する場合には、結果だけではなく計測対象・期間・装置・条件を明記してください。\n\n■同一の設備や類似の設備が別の個票にもある場合には、他の個票との関係が１対１でわかるようにしてください。たとえ\n　 ば、個票1に各個票の同一の設備や類似の設備の相互の関係がわかる表を添付することが考えられます。\n\n■数値の単位はSI単位で記述するよう努めてください。たとえば、機器銘板がkcal/h表示の場合には、そのままcal単位を\n　 使い続けずに、初めにkWへの換算を記載した上で、以降はkWで説明を行ってください。\n\n■DXシステムによる計測結果に基づく対策の場合は、DXシステムの計測結果を提示してください。"]
[]
[]
[]
[]
[]
[]
[]
[]
[]
[]
[]
[null,"対策実施【計画】",null,null,null,null,null,null,null,null,null,null,null,null,null,null,null,null,null,null,null,null,null,null,null,null,null,null,null,null,null,null,null,null,null,null,null,null,null,null,"対策実施【計画】"]
[null,"３－４．活動量（エネルギー使用量）把握方法・計算方法の説明",null,null,null,null,null,null,null,null,null,null,null,null,null,null,null,null,null,null,null,null,null,null,null,null,null,null,null,null,null,null,null,null,null,null,null,null,null,null,"３－４．活動量（エネルギー使用量）把握方法・計算方法の説明"]
[]
[null,null,null,null,null,null,null,null,null,null,null,null,null,null,null,null,null,null,null,null,null,null,null,null,null,null,null,null,null,null,null,null,null,null,null,null,null,null,null,null,null,"■要点を第三者が読んで理解できるように記述してください。"]
[]
[null,"３－５．活動量（エネルギー使用量）の計算",null,null,null,null,null,null,null,null,null,null,null,null,null,null,null,null,null,null,null,null,null,null,null,null,null,null,null,null,null,null,null,null,null,null,null,null,null,null,"３－５．活動量（エネルギー使用量）の計算"]
[]
[]
[]
[null,null,null,null,null,null,null,null,null,null,null,null,null,null,null,null,null,null,null,null,null,null,null,null,null,null,null,null,null,null,null,null,null,null,null,null,null,null,null,null,null,"■上記３－２の注記にある【他の記入欄にも共通する注意事項】を参照してください。\n\n■数値シミュレーションを使用する場合には、シミュレーションの計算式や考え方に加え、計算条件が該当事業所の状況\n　 に合致していることがわかるように記載してください。"]
[]
[]
[]
[]
[]
[]
[]
[null,"３－６．活動量（エネルギー使用量）の計算で使用した各数値の説明・根拠",null,null,null,null,null,null,null,null,null,null,null,null,null,null,null,null,null,null,null,null,null,null,null,null,null,null,null,null,null,null,null,null,null,null,null,null,null,null,"３－６．活動量（エネルギー使用量）の計算で使用した各数値の説明・根拠"]
[]
[null,null,null,null,null,null,null,null,null,null,null,null,null,null,null,null,null,null,null,null,null,null,null,null,null,null,null,null,null,null,null,null,null,null,null,null,null,null,null,null,null,"■当該施設の特性、使用条件であることがわかるように記載してください。類似の設備、たとえば「40W型」だけでは活動量\n　 の確認ができませんので、当該設備のメーカー名、型番、仕様を根拠として記載してください。\n\n■計測値を記載する場合には、結果だけではなく計測対象・期間・装置・条件を明記してください。\n\n■同一の設備や類似の設備が別の個票にもある場合には、他の個票との関係が１対１でわかるようにしてください。たとえ\n　 ば、個票1に各個票の同一の設備や類似の設備の相互の関係がわかる表を添付することが考えられます。\n\n■数値の単位はSI単位で記述するよう努めてください。たとえば、機器銘板がkcal/h表示の場合には、そのままcal単位を\n　 使い続けずに、初めにkWへの換算を記載した上で、以降はkWで説明を行ってください。"]
[]
[]
[]
[]
[]
[]
[]
[]
[]
[]
[null,{"$f":"\"対策個票\"&$B$9","v":"対策個票10"},null,null,null,null,null,null,null,null,null,null,null,null,null,null,null,null,null,null,null,null,null,null,null,null,null,null,null,null,null,null,null,null,null,null,null,null,null,null,"対策個票1"]
[]
[null,"４．実施方法",null,null,null,null,null,null,null,null,null,null,null,null,null,null,null,null,null,null,null,null,null,null,null,null,null,null,null,null,null,null,null,null,null,null,null,null,null,null,"４．実施方法"]
[null,"４－１．実施手順/実施に関する注意事項",null,null,null,null,null,null,null,null,null,null,null,null,null,null,null,null,null,null,null,null,null,null,null,null,null,null,null,null,null,null,null,null,null,null,null,null,null,null,"４－１．実施手順/実施に関する注意事項",null,null,null,null,null,null,null,null,null,null,null,null,null,null,null,null,null,null,null,null,null,null,null,null,null,null,null,null,null,null,null,null,null,null,null,null,"※別紙シートを利用する場合の注記\n\n■別紙を追加・添付する場合は、\n　 本シートの記入欄に別紙の要点を記載\n　 してください。\n\n■別紙への参照を記述する際は、\n　 「別紙のとおり」ではなく、\n 　「別紙XXの何ページ、何行目～何行目の\n　 記載(YY)のとおり」 （XX、YYは通し番号）\n 　とする等、参照箇所を明示してください。\n　 なお、\n　 該当する別紙や記載には対応する通し\n 　番号(XX、YY)を打ち、\n 　本文と、該当する別紙や記載が\n 　１対１に対応するようにしてください。"]
[]
[null,null,null,null,null,null,null,null,null,null,null,null,null,null,null,null,null,null,null,null,null,null,null,null,null,null,null,null,null,null,null,null,null,null,null,null,null,null,null,null,null,"■対策を具体的に進めるために必要な実施方法や手順を記載\n 　してください。\n 　例えば、\n　 ・運用改善対策の場合は、新たな運用規定の内容や、\n　　 周知の仕方など。\n　 ・設備導入対策の場合は、設備仕様や必要コスト、また国への\n 　　届出が必要な設備機器の場合には、その申請方法や申請の\n　　 タイミングなど。\n\n■スペースが足りない場合には、[別紙]として新規シートを追加し、\n　 当該対策個票の別紙であることがわかるようなシート名称にして\n 　使用してください。記入欄には、別紙がある旨を明記してください。\n　 その他、※別紙シートを利用する場合の注記を参照してください。"]
[]
[]
[]
[]
[]
[]
[]
[]
[]
[]
[]
[]
[]
[]
[]
[]
[]
[]
[]
[]
[]
[null,"４－２．［設備導入等］既存設備と導入設備の仕様（能力等）比較、及び導入設備の能力が適切であることの説明\n　　　　［運用改善等］対策実施前後の運用条件の比較、及び対策が問題なく実行できることの説明",null,null,null,null,null,null,null,null,null,null,null,null,null,null,null,null,null,null,null,null,null,null,null,null,null,null,null,null,null,null,null,null,null,null,null,null,null,null,"４－２．［設備導入等］既存設備と導入設備の仕様（能力等）比較、及び導入設備の能力が適切であることの説明\n　　　　［運用改善等］対策実施前後の運用条件の比較、及び対策が問題なく実行できることの説明"]
[]
[null,null,null,null,null,null,null,null,null,null,null,null,null,null,null,null,null,null,null,null,null,null,null,null,null,null,null,null,null,null,null,null,null,null,null,null,null,null,null,null,null,"■既存設備と導入設備の能力（出力）が定量的に比較できるように記載してください。たとえば、設備導入前と設備導入後\n　 で能力比較ができる表（下記記入例参照）を記載してください。\n\n■特に、既存設備よりも導入設備の能力（出力）の方が大きくなる場合には、「別紙のとおり」だけでは確認困難なため、\n　 本欄と別紙の該当箇所とで１対１の対応がつくようにした上で、本欄に説明を記載してください。\n　 ※別紙シートを利用する場合の注記を参照してください。"]
[]
[]
[]
[]
[]
[]
[]
[]
[null,null,null,null,null,null,null,null,null,null,null,null,null,null,null,null,null,null,null,null,null,null,null,null,null,null,null,null,null,null,null,null,null,null,null,null,null,null,null,null,null,null,null,null,null,null,"記入例:重油炊きボイラーからガス炊きボイラーへの設備更新前後の仕様比較"]
[null,null,null,null,null,null,null,null,null,null,null,null,null,null,null,null,null,null,null,null,null,null,null,null,null,null,null,null,null,null,null,null,null,null,null,null,null,null,null,null,null,null,null,null,null,null,"項目",null,null,null,null,null,null,null,"設備導入前",null,null,null,null,null,null,null,"設備導入後"]
[null,null,null,null,null,null,null,null,null,null,null,null,null,null,null,null,null,null,null,null,null,null,null,null,null,null,null,null,null,null,null,null,null,null,null,null,null,null,null,null,null,null,null,null,null,null,"設備名",null,null,null,null,null,null,null,"重油炊きボイラー",null,null,null,null,null,null,null,"ガス炊きボイラー"]
[null,null,null,null,null,null,null,null,null,null,null,null,null,null,null,null,null,null,null,null,null,null,null,null,null,null,null,null,null,null,null,null,null,null,null,null,null,null,null,null,null,null,null,null,null,null,"台数",null,null,null,null,null,null,null,1,null,null,null,null,null,null,null,1]
[null,null,null,null,null,null,null,null,null,null,null,null,null,null,null,null,null,null,null,null,null,null,null,null,null,null,null,null,null,null,null,null,null,null,null,null,null,null,null,null,null,null,null,null,null,null,"燃料",null,null,null,null,null,null,null,"A重油",null,null,null,null,null,null,null,"都市ガス"]
[null,null,null,null,null,null,null,null,null,null,null,null,null,null,null,null,null,null,null,null,null,null,null,null,null,null,null,null,null,null,null,null,null,null,null,null,null,null,null,null,null,null,null,null,null,null,"相当蒸発量（kg/ｈ）",null,null,null,null,null,null,null,1000,null,null,null,null,null,null,null,1000]
[null,null,null,null,null,null,null,null,null,null,null,null,null,null,null,null,null,null,null,null,null,null,null,null,null,null,null,null,null,null,null,null,null,null,null,null,null,null,null,null,null,null,null,null,null,null,"設計効率（％）",null,null,null,null,null,null,null,90,null,null,null,null,null,null,null,97]
[null,null,null,null,null,null,null,null,null,null,null,null,null,null,null,null,null,null,null,null,null,null,null,null,null,null,null,null,null,null,null,null,null,null,null,null,null,null,null,null,null,null,null,null,null,null,"定格燃焼量（L/h）",null,null,null,null,null,null,null,68.3,null,null,null,null,null,null,null,57.3]
[]
[]
[]
[]
[]
[null,"４－３．法定耐用年数",null,null,null,null,null,null,null,null,null,null,null,null,null,null,null,null,null,null,null,null,null,null,null,null,null,null,null,null,null,null,null,null,null,null,null,null,null,null,"４－３．法定耐用年数"]
[null,"導入設備",null,null,{"$f":"IF($AB$13=\"\",\"\",$AB$13)","v":""},null,null,null,null,null,null,null,null,null,"用途・\n目的",null,null,null,null,null,null,null,null,null,null,null,null,null,null,null,null,null,null,null,null,null,null,null,null,null,"導入設備",null,null,"ガス焚き蒸気ボイラー",null,null,null,null,null,null,null,null,null,"用途・\n目的",null,null,"原料加熱"]
[]
[null,"耐用年数省令別表の記載事項",null,null,null,null,null,null,null,null,null,null,null,null,null,null,null,null,null,null,null,null,null,null,null,null,null,null,null,null,null,null,null,null,null,null,null,null,null,null,"耐用年数省令別表の記載事項"]
[null,"別表の名称",null,null,null,null,null,null,null,null,null,null,null,null,null,null,null,null,null,null,null,null,null,null,null,null,null,null,null,null,null,null,null,null,null,null,null,null,null,null,"別表の名称",null,null,null,null,null,"別表第２ 機械及び装置の耐用年数表"]
[null,"[種類]または[番号]",null,null,null,null,null,null,null,null,null,null,null,null,null,null,null,null,null,null,null,null,null,null,null,null,null,null,null,null,null,null,null,null,null,null,null,null,null,null,"[種類]または[番号]",null,null,null,null,null,1]
[null,"[構造又は用途]、または[設備の種類]",null,null,null,null,null,null,null,null,null,null,null,null,null,null,null,null,null,null,null,null,null,null,null,null,null,null,null,null,null,null,null,null,null,null,null,null,null,null,"[構造又は用途]、または[設備の種類]",null,null,null,null,null,"食料品製造業用設備"]
[]
[null,"細目",null,null,null,null,null,null,null,null,null,null,null,null,null,null,null,null,null,null,null,null,null,null,null,null,null,null,null,null,null,null,null,null,null,null,null,null,null,null,"細目",null,null,null,null,null,"---"]
[]
[null,"法定耐用年数 (年)",null,null,null,null,null,null,null,null,null,null,null,null,null,null,null,null,null,null,null,null,null,null,null,null,null,null,null,null,null,null,null,null,null,null,null,null,null,null,"法定耐用年数 (年)",null,null,null,null,null,10]
[]
[null,{"$f":"\"対策個票\"&$B$9","v":"対策個票10"},null,null,null,null,null,null,null,null,null,null,null,null,null,null,null,null,null,null,null,null,null,null,null,null,null,null,null,null,null,null,null,null,null,null,null,null,null,null,"対策個票1"]
[null,null,null,null,null,null,null,null,null,null,null,null,null,null,null,null,null,null,null,null,null,null,null,null,null,null,null,null,null,null,null,null,null,null,null,null,null,null,null,null,"※実施計画書Cを選択している場合、5ページ目（5.実施計画…）の作成は不要です。"]
[null,"５．実施計画、CO2削減計画、投資回収計画",null,null,null,null,null,null,null,null,null,null,null,null,null,null,null,null,null,null,null,null,null,null,null,null,null,null,null,null,null,null,null,null,null,null,null,null,null,null,"５．実施計画、CO2削減計画、投資回収計画"]
[null,"対策の種類\n[対策個票番号]",null,null,null,null,"対策名称",null,null,null,null,null,null,null,null,null,null,null,null,null,null,null,null,null,"対象/\n既存設備",null,null,{"$f":"IF($AB$11=\"\",\"\",$AB$11)","v":""},null,null,null,null,null,null,null,null,null,null,null,null,"対策の種類\n[対策個票番号]",null,null,null,null,"対策名称",null,null,null,null,null,null,null,null,null,null,null,null,null,null,null,null,null,"対象/\n既存設備",null,null,"重油焚き蒸気ボイラー",null,null,null,null,null,null,null,null,null,null,null,null,null,null,"※「完了時期」に関する注記\n\n■「完了時期」として選択する年月は、\n　 対策の運用準備が整い、\n　 翌月1日には対策による効果が発生している月\n　 としてください。\n　 対策の運用開始は、「完了」年月内あるいは翌月1日\n　 からのいずれの可能性もあります。\n 　段階的に設備を導入し利用を開始する対策（例：LED\n 　の導入）の場合には、すべての対象エリア（効果算定\n　 をした範囲）を考慮して完了年月を選択してください。\n\n　 例えば、\n 　・運用改善対策の場合は、\n　　 新たな運用の準備が完了した年月\n　　（完了月内または翌月1日から新運用が開始され、\n　　　翌月1日からCO2削減効果が発生している）。\n 　・設備導入対策の場合は、\n 　　施工や引き渡しが完了した年月\n　　（完了月内または翌月1日から新たに導入した設備\n　　の運転が開始され、翌月1日からCO2削減効果が\n　　発生している）。"]
[]
[null,{"$f":"$B$9","v":"10"},{"$f":"IF($C$9=\"\",\"\",$C$9)","v":""},null,null,null,{"$f":"IF($G$9=\"\",\"\",$G$9)","v":""},null,null,null,null,null,null,null,null,null,null,null,null,null,null,null,null,null,"導入設備",null,null,{"$f":"IF($AB$13=\"\",\"\",$AB$13)","v":""},null,null,null,null,null,null,null,null,null,null,null,null,6,"燃料転換",null,null,null,"ボイラーの燃料転換",null,null,null,null,null,null,null,null,null,null,null,null,null,null,null,null,null,"導入設備",null,null,"ガス焚き蒸気ボイラー"]
[]
[]
[null,null,null,null,null,null,null,null,null,null,null,null,null,null,null,null,null,"計画年度",null,null,null,null,null,null,null,null,null,null,null,null,null,null,null,null,null,null,null,null,null,null,null,null,null,null,null,null,null,null,null,null,null,null,null,null,null,null,"計画年度",null,null,null,null,null,null,null,null,null,null,null,null,null,null,null,null,null,null,null,null,null,null,null,null,null,null,null,null,null,null,null,"計画年度1",null,"計画年度2",null,"計画年度3",null,"計画年度4",null,"計画年度5"]
[null,null,null,null,null,null,null,null,null,null,null,null,null,null,null,null,null,{"$f":"IF('511脱炭素化計画'!$AQ24=\"\",\"\",'511脱炭素化計画'!$AQ24)","v":""},null,null,null,{"$f":"IF('511脱炭素化計画'!$AT24=\"\",\"\",'511脱炭素化計画'!$AT24)","v":"目標年度"},null,null,null,{"$f":"IF('511脱炭素化計画'!$AW24=\"\",\"\",'511脱炭素化計画'!$AW24)","v":""},null,null,null,{"$f":"IF('511脱炭素化計画'!$AZ24=\"\",\"\",'511脱炭素化計画'!$AZ24)","v":""},null,null,null,{"$f":"IF('511脱炭素化計画'!$BC24=\"\",\"\",'511脱炭素化計画'!$BC24)","v":""},null,null,null,null,null,null,null,null,null,null,null,null,null,null,null,null,null,null,null,null,null,null,"",null,null,null,"目標年度",null,null,null,null,null,null,null,"",null,null,null,null,null,null,null,null,null,null,null,null,null,null,null,null,null,null,null,{"$f":"$R$272","v":0},{"$f":"$T$272","v":0},{"$f":"$V$272","v":0},{"$f":"$X$272","v":0},{"$f":"$Z$272","v":0},{"$f":"$AB$272","v":0},{"$f":"$AD$272","v":0},{"$f":"$AF$272","v":0},{"$f":"$AH$272","v":0},{"$f":"$AJ$272","v":0}]
[null,null,null,null,null,null,null,null,null,null,null,null,null,null,null,null,null,{"$f":"IF('511脱炭素化計画'!$AQ25=\"\",\"\",'511脱炭素化計画'!$AQ25)","v":"令和6年度"},null,null,null,{"$f":"IF('511脱炭素化計画'!$AT25=\"\",\"\",'511脱炭素化計画'!$AT25)","v":"令和7年度"},null,null,null,{"$f":"IF('511脱炭素化計画'!$AW25=\"\",\"\",'511脱炭素化計画'!$AW25)","v":"令和8年度"},null,null,null,{"$f":"IF('511脱炭素化計画'!$AZ25=\"\",\"\",'511脱炭素化計画'!$AZ25)","v":"令和9年度"},null,null,null,{"$f":"IF('511脱炭素化計画'!$BC25=\"\",\"\",'511脱炭素化計画'!$BC25)","v":"令和10年度"},null,null,null,null,null,null,null,null,null,null,null,null,null,null,null,null,null,null,null,null,null,null,"令和6年度",null,null,null,"令和7年度",null,null,null,"令和8年度",null,null,null,"令和9年度",null,null,null,"令和10年度",null,null,null,null,null,null,null,null,null,null,null,null,null,null,null,{"$f":"$R$267","v":"令和6年度"},{"$f":"$R$267","v":"令和6年度"},{"$f":"$V$267","v":"令和7年度"},{"$f":"$V$267","v":"令和7年度"},{"$f":"$Z$267","v":"令和8年度"},{"$f":"$Z$267","v":"令和8年度"},{"$f":"$AD$267","v":"令和9年度"},{"$f":"$AD$267","v":"令和9年度"},{"$f":"$AH$267","v":"令和10年度"},{"$f":"$AH$267","v":"令和10年度"},{"$f":"\"令和\"&MID(CS267,3,2)+1&\"年度\"","v":"令和11年度"},{"$f":"\"令和\"&MID(CT267,3,2)+1&\"年度\"","v":"令和11年度"}]
[null,"５－１．実施計画",null,null,null,null,null,null,null,null,null,null,null,null,null,null,null,null,null,null,null,null,null,null,null,null,null,null,null,null,null,null,null,null,null,null,null,null,null,null,"５－１．実施計画"]
[null,null,null,null,null,"着手時期",null,null,null,null,null,"完了時期",null,null,null,null,null,"着手～完了期間",null,null,null,null,null,null,null,null,null,null,null,null,null,null,null,null,null,null,null,null,null,null,null,null,null,null,"着手時期",null,null,null,null,null,"完了時期",null,null,null,null,null,"着手～完了期間"]
[null,null,null,"年度",null,{"$f":"IFERROR(HLOOKUP(\"着手\",$CK$266:$CT$271,2,FALSE),\"\")","v":""},null,null,null,null,null,{"$f":"IFERROR(HLOOKUP(\"完了\",$CK$266:$CT$271,2,FALSE),\"\")","v":""},null,null,null,null,null,null,null,null,null,null,null,null,null,null,null,null,null,null,null,null,null,null,null,null,null,null,null,null,null,null,"年度",null,"令和6年度",null,null,null,null,null,"令和6年度",null,null,null,null,null,null,null,null,null,null,null,null,null,null,null,null,null,null,null,null,null,null,null,null,null,null,null,null,null,null,null,null,null,null,null,null,null,{"$f":"IF(CK271=0,\"---\",IF(OR(CK271=\"1月\",CK271=\"2月\",CK271=\"3月\"),LEFT(CM267,LEN(CM267)-1),LEFT(CK267,LEN(CK267)-1)))","v":"---"},"---","---","---","---","---","---","---","---","---"]
[null,null,null,"年","月",{"$f":"IFERROR(HLOOKUP(\"着手\",$CK$266:$CT$271,5,FALSE),\"\")","v":""},null,null,{"$f":"IFERROR(HLOOKUP(\"着手\",$CK$266:$CT$271,6,FALSE),\"\")","v":""},null,null,{"$f":"IFERROR(HLOOKUP(\"完了\",$CK$266:$CT$271,5,FALSE),\"\")","v":""},null,null,{"$f":"IFERROR(HLOOKUP(\"完了\",$CK$266:$CT$271,6,FALSE),\"\")","v":""},null,null,null,null,null,null,null,null,null,null,null,null,null,null,null,null,null,null,null,null,null,null,null,null,null,null,null,"年","月","令和6年",null,null,"9月",null,null,"令和7年",null,null,"1月",null,null,"9月",null,"1月",null,null,null,null,null,null,null,null,null,null,null,null,null,null,null,null,null,null,null,null,null,null,null,null,null,null,null,null,null,{"$f":"$R$271","v":0},{"$f":"$T$271","v":0},{"$f":"$V$271","v":0},{"$f":"$X$271","v":0},{"$f":"$Z$271","v":0},{"$f":"$AB$271","v":0},{"$f":"$AD$271","v":0},{"$f":"$AF$271","v":0},{"$f":"$AH$271","v":0},{"$f":"$AJ$271","v":0}]
[null,null,null,null,null,null,null,null,null,null,null,null,null,null,null,null,null,null,null,null,null,null,null,null,null,null,null,null,null,null,null,null,null,null,null,null,null,null,null,null,null,null,null,null,null,null,null,null,null,null,null,null,null,null,null,null,"着手",null,"完了"]
[null,null,null,null,null,null,null,null,null,null,null,null,null,null,null,null,null,null,null,null,null,null,null,null,null,null,null,null,null,null,null,null,null,null,null,null,null,null,null,null,null,null,null,null,null,null,null,null,null,null,null,null,null,null,null,null,"契約・設計：令和6年9月～、施工：令和6年12月～、完了：令和7年1月、運用開始：令和7年2月～"]
[]
[null,"５－２．CO2削減計画",null,null,null,null,null,null,null,null,null,null,null,null,null,null,null,null,null,null,null,null,null,null,null,null,null,null,null,null,null,null,null,null,null,null,"（単位：t-CO2/年）",null,null,null,"５－２．CO2削減計画",null,null,null,null,null,null,null,null,null,null,null,null,null,null,null,null,null,null,null,null,null,null,null,null,null,null,null,null,null,null,null,null,null,null,"（単位：t-CO2/年）"]
[null,null,null,null,null,null,null,null,null,null,null,"年間CO2削減量",null,null,null,null,null,"CO2削減量（年度単位）",null,null,null,null,null,null,null,null,null,null,null,null,null,null,null,null,null,null,null,null,null,null,null,null,null,null,null,null,null,null,null,null,"年間CO2削減量",null,null,null,null,null,"CO2削減量（年度単位）"]
[]
[null,null,null,null,null,null,null,null,null,null,null,{"$f":"IF(J75=\"\",\"\",J75)","v":0},null,null,null,null,null,null,null,null,null,{"$f":"IF(COUNTIF($R$272:$U$272,\"完了\"),$L$278,\"\")","v":""},null,null,null,{"$f":"IF($V278<>\"\",$L$278,IF(COUNTIF($V$272:$Y$272,\"完了\"),$L$278,\"\"))","v":""},null,null,null,{"$f":"IF($Z278<>\"\",$L$278,IF(COUNTIF($Z$272:$AC$272,\"完了\"),$L$278,\"\"))","v":""},null,null,null,{"$f":"IF($AD278<>\"\",$L$278,IF(COUNTIF($AD$272:$AG$272,\"完了\"),$L$278,\"\"))","v":""},null,null,null,null,null,null,null,null,null,null,null,null,null,null,null,null,200,null,null,null,null,null,null,null,null,null,200,null,null,null,200,null,null,null,200,null,null,null,200]
[]
[null,"５－３．投資回収計画（補助金利用なし）",null,null,null,null,null,null,null,null,null,null,null,null,null,null,null,null,null,null,null,null,null,null,null,null,null,null,null,null,null,null,null,null,null,null,"（単位：千円）",null,null,null,"５－３．投資回収計画（補助金利用なし）",null,null,null,null,null,null,null,null,null,null,null,null,null,null,null,null,null,null,null,null,null,null,null,null,null,null,null,null,null,null,null,null,null,null,"（単位：千円）"]
[null,null,null,null,null,null,null,null,"導入コスト(a)",null,null,null,null,null,"単純投資回収年数\n(a/b)",null,null,"投資額（上段）及び削減額（下段）",null,null,null,null,null,null,null,null,null,null,null,null,null,null,null,null,null,null,null,null,null,null,null,null,null,null,null,null,null,"導入コスト(a)",null,null,null,null,null,"単純投資回収年数\n(a/b)",null,null,"投資額（上段）及び削減額（下段）"]
[]
[null,null,null,null,null,null,null,null,"年間運転コスト削減額 (b)",null,null,null,null,null,null,null,null,null,null,null,null,null,null,null,null,null,null,null,null,null,null,null,null,null,null,null,null,null,null,null,null,null,null,null,null,null,null,"年間運転コスト削減額 (b)"]
[]
[null,null,null,null,null,null,null,null,{"$f":"IF(AD75=\"\",\"\",AD75)","v":0},null,null,null,null,null,{"$f":"IFERROR(IF(I285/I287<0,\"---\",I285/I287),\"---\")","v":"---"},null,null,null,null,null,null,null,null,null,null,null,null,null,null,null,null,null,null,null,null,null,null,null,null,null,null,null,null,null,null,null,null,3000,null,null,null,null,null,5,null,null,1500,null,null,null,1500]
[]
[null,null,null,null,null,null,null,null,{"$f":"IF(J79=\"\",\"\",J79)","v":0},null,null,null,null,null,null,null,null,null,null,null,null,{"$f":"IF(COUNTIF($R$272:$U$272,\"完了\"),$I$287,\"\")","v":""},null,null,null,{"$f":"IF($V287<>\"\",$I$287,IF(COUNTIF($V$272:$Y$272,\"完了\"),$I$287,\"\"))","v":""},null,null,null,{"$f":"IF($Z287<>\"\",$I$287,IF(COUNTIF($Z$272:$AC$272,\"完了\"),$I$287,\"\"))","v":""},null,null,null,{"$f":"IF($AD287<>\"\",$I$287,IF(COUNTIF($AD$272:$AG$272,\"完了\"),$I$287,\"\"))","v":""},null,null,null,null,null,null,null,null,null,null,null,null,null,600,null,null,null,null,null,null,null,null,null,null,null,null,600,null,null,null,600,null,null,null,600,null,null,null,600]
[]
[null,"５－４．投資回収計画（補助金利用あり）",null,null,null,null,null,null,null,null,null,null,null,null,null,null,null,null,null,null,null,null,null,null,null,null,null,null,null,null,null,null,null,null,null,null,"（単位：千円）",null,null,null,"５－４．投資回収計画（補助金利用あり）",null,null,null,null,null,null,null,null,null,null,null,null,null,null,null,null,null,null,null,null,null,null,null,null,null,null,null,null,null,null,null,null,null,null,"（単位：千円）"]
[null,"申請予定補助金",null,null,"その他資金\n(自己負担）",null,null,null,"導入コスト自己負担額 (c)",null,null,null,null,null,"単純投資回収年数\n(c)/(b)",null,null,"投資額（上段）及び削減額（下段）",null,null,null,null,null,null,null,null,null,null,null,null,null,null,null,null,null,null,null,null,null,null,"申請予定補助金",null,null,"その他資金\n(自己負担）",null,null,null,"導入コスト自己負担額 (c)",null,null,null,null,null,"単純投資回収年数\n(c/b)",null,null,"投資額（上段）及び削減額（下段）"]
[]
[null,null,null,null,null,null,null,null,"年間運転コスト削減額 (b)",null,null,null,null,null,null,null,null,null,null,null,null,null,null,null,null,null,null,null,null,null,null,null,null,null,null,null,null,null,null,null,null,null,null,null,null,null,null,"年間運転コスト削減額 (b)"]
[null,null,null,null,null,null,null,null,null,null,null,null,null,null,null,null,null,null,null,null,null,null,null,null,null,null,null,null,null,null,null,null,null,null,null,null,null,null,null,null,null,null,null,null,null,null,null,null,null,null,null,null,null,null,null,null,null,null,null,null,null,null,null,null,null,null,null,null,null,null,null,null,null,null,null,null,null,null,null,null,null,null,null,null,null,null,null,null,"補助金申請予定"]
[null,null,null,null,null,null,null,null,{"$f":"IF(I285=\"\",\"\",IF(OR($B294=\"\",$B294=\"予定なし\"),I285,\"\"))","v":0},null,null,null,null,null,{"$f":"IFERROR(IF(I294/I296<0,\"---\",I294/I296),\"---\")","v":"---"},null,null,{"$f":"IF(R285=\"\",\"\",IF(OR($B294=\"\",$B294=\"予定なし\"),R285,\"\"))","v":""},null,null,null,{"$f":"IF(V285=\"\",\"\",IF(OR($B294=\"\",$B294=\"予定なし\"),V285,\"\"))","v":""},null,null,null,{"$f":"IF(Z285=\"\",\"\",IF(OR($B294=\"\",$B294=\"予定なし\"),Z285,\"\"))","v":""},null,null,null,{"$f":"IF(AD285=\"\",\"\",IF(OR($B294=\"\",$B294=\"予定なし\"),AD285,\"\"))","v":""},null,null,null,{"$f":"IF(AH285=\"\",\"\",IF(OR($B294=\"\",$B294=\"予定なし\"),AH285,\"\"))","v":""},null,null,null,null,null,null,"国(SHIFT)",null,null,"金融機関からの借入金＆\n自己資金",null,null,null,2000,null,null,null,null,null,3.3,null,null,1000,null,null,null,1000,null,null,null,null,null,null,null,null,null,null,null,null,null,null,null,null,null,null,null,null,null,null,null,null,null,null,null,{"$f":"IF(OR(B294=\"\",COUNTIF(B294,\"*なし*\")),FALSE,TRUE)","v":false}]
[]
[null,null,null,null,null,null,null,null,{"$f":"IF(J79=\"\",\"\",J79)","v":0},null,null,null,null,null,null,null,null,null,null,null,null,{"$f":"IF(V287=\"\",\"\",V287)","v":""},null,null,null,{"$f":"IF(Z287=\"\",\"\",Z287)","v":""},null,null,null,{"$f":"IF(AD287=\"\",\"\",AD287)","v":""},null,null,null,{"$f":"IF(AH287=\"\",\"\",AH287)","v":""},null,null,null,null,null,null,null,null,null,null,null,null,null,600,null,null,null,null,null,null,null,null,null,null,null,null,{"$f":"IF(BI287=\"\",\"\",BI287)","v":600},null,null,null,{"$f":"IF(BM287=\"\",\"\",BM287)","v":600},null,null,null,{"$f":"IF(BQ287=\"\",\"\",BQ287)","v":600},null,null,null,{"$f":"IF(BU287=\"\",\"\",BU287)","v":600}]
[]
[null,"※","導入コスト自己負担額(c)＝導入コスト(a)から補助受給額を差し引いた金額",null,null,null,null,null,null,null,null,null,null,null,null,null,null,null,null,null,null,null,null,null,null,null,null,null,null,null,null,null,null,null,null,null,null,null,null,null,"※","導入コスト自己負担額＝導入コストから補助受給額を差し引いた金額"]
[null,"※","補助金申請の予定がない場合、「導入コスト自己負担額(c)」には「導入コスト(a)」と同じ金額が入ります。",null,null,null,null,null,null,null,null,null,null,null,null,null,null,null,null,null,null,null,null,null,null,null,null,null,null,null,null,null,null,null,null,null,null,null,null,null,"※","申請予定の補助金がない場合、「導入コスト自己負担額(c)」には「導入コスト(a)」と同じ金額が入ります。"]
[null,null,"また、「投資額及び削減額」も補助金を利用しない場合の投資回収計画と同じ金額が入ります。",null,null,null,null,null,null,null,null,null,null,null,null,null,null,null,null,null,null,null,null,null,null,null,null,null,null,null,null,null,null,null,null,null,null,null,null,null,null,"また、「投資額及び削減額」も補助金を利用しない場合の投資回収計画と同じ金額が入ります。"]
[]
[]
[null,"５－５．実施責任者・実施担当者",null,null,null,null,null,null,null,null,null,null,null,null,null,null,null,null,null,null,null,null,null,null,null,null,null,null,null,null,null,null,null,null,null,null,null,null,null,null,"５－５．実施責任者・実施担当者"]
[null,"実施責任者",null,null,null,"氏名",null,null,null,null,null,null,null,null,"所属・役職",null,null,null,null,null,null,null,null,null,null,null,null,null,null,null,null,null,null,null,null,null,null,null,null,null,"実施責任者",null,null,null,"氏名",null,null,null,null,null,null,null,null,"所属・役職"]
[]
[]
[null,"実施担当者",null,null,null,"氏名",null,null,null,null,null,null,null,null,"所属・役職",null,null,null,null,null,null,null,null,null,null,null,null,null,null,null,null,null,null,null,null,null,null,null,null,null,"実施担当者",null,null,null,"氏名",null,null,null,null,null,null,null,null,"所属・役職"]
[]
[]
[]
[]
[]
[]
[]
[]
[]
[]
[]
[]
[]
[]
[null,{"$f":"\"対策個票\"&$B$9","v":"対策個票10"},null,null,null,null,null,null,null,null,null,null,null,null,null,null,null,null,null,null,null,null,null,null,null,null,null,null,null,null,null,null,null,null,null,null,null,null,null,null,"対策個票1"]
[]
[null,"６．更新設備仕様・見積書",null,null,null,null,null,null,null,null,null,null,null,null,null,null,null,null,null,null,null,null,null,null,null,null,null,null,null,null,null,null,null,null,null,null,null,null,null,null,"６．更新設備仕様・見積書"]
[null,null,null,null,null,null,null,null,null,null,null,null,null,null,null,null,null,null,null,null,null,null,null,null,null,null,null,null,null,null,null,null,null,null,null,null,null,null,null,null,null,null,null,null,null,null,null,null,null,null,null,null,null,null,null,null,null,null,null,null,null,null,null,null,null,null,null,null,null,null,null,null,null,null,null,null,null,"※別紙シートを利用する場合の注記\n\n■別紙を追加・添付する場合は、\n　 本シートの記入欄に別紙の要点を記載\n　 してください。\n\n■別紙への参照を記述する際は、\n　 「別紙のとおり」ではなく、\n 　「別紙XXの何ページ、何行目～何行目の\n　 記載(YY)のとおり」 （XX、YYは通し番号）\n 　とする等、参照箇所を明示してください。\n　 なお、\n　 該当する別紙や記載には対応する通し\n 　番号(XX、YY)を打ち、\n 　本文と、該当する別紙や記載が\n 　１対１に対応するようにしてください。"]
[]
[null,null,null,null,null,null,null,null,null,null,null,null,null,null,null,null,null,null,null,null,null,null,null,null,null,null,null,null,null,null,null,null,null,null,null,null,null,null,null,null,null,"■当該設備のメーカー名、型番、仕様がわかるように記載してください。\n\n■報告時の活動量の把握に計測器を使用する場合は、そのメーカー名、型番、仕様もわかるように記載してください。\n\n■スペースが足りない場合には、[別紙]として新規シートを追加し、当該対策個票の別紙であることがわかるようなシート名称\n　 にして使用してください。その際、更新設備仕様・見積書の記入欄には、別紙がある旨を明記してください。\n   その他、※別紙シートを利用する場合の注記を参照してください。"]
[]
[]
[]
[]
[]
[]
[]
[]
[]
[]
[]
[]
[]
[]
[]
[]
[]
[]
[]
[]
[]
[]
[]
[]
[]
[]
[]
[]
[]
[]
[]
[]
[]
[]
[]
[]
[]
[]
[]
[]
[]
[]
[]
[]
[]
[]
[]
[]
[]
[]
[]
[]
[]
[]
[]
[]
[]
[null,{"$f":"\"対策個票\"&$B$9","v":"対策個票10"},null,null,null,null,null,null,null,null,null,null,null,null,null,null,null,null,null,null,null,null,null,null,null,null,null,null,null,null,null,null,null,null,null,null,null,null,null,null,"対策個票1"]
[null,null,null,null,null,null,null,null,null,null,null,null,null,null,null,null,null,null,null,null,null,null,null,null,null,null,null,null,null,null,null,null,null,null,null,null,null,null,null,null,"※実施計画書A/Bを選択している場合、7ページ目（7.報告時の…、8.導入した…）の作成は不要です。"]
[null,"７．報告時のCO2排出量算定のための活動量把握方法",null,null,null,null,null,null,null,null,null,null,null,null,null,null,null,null,null,null,null,null,null,null,null,null,null,null,null,null,null,null,null,null,null,null,null,null,null,null,"７．報告時のCO2排出量算定のための活動量把握方法"]
[null,"対策実施【後】",null,null,null,null,null,null,null,null,null,null,null,null,null,null,null,null,null,null,null,null,null,null,null,null,null,null,null,null,null,null,null,null,null,null,null,null,null,null,"対策実施【後】",null,null,null,null,null,null,null,null,null,null,null,null,null,null,null,null,null,null,null,null,null,null,null,null,null,null,null,null,null,null,null,null,null,null,null,null,"※別紙シートを利用する場合の注記\n\n■別紙を追加・添付する場合は、\n　 本シートの記入欄に別紙の要点を記載\n　 してください。\n\n■別紙への参照を記述する際は、\n　 「別紙のとおり」ではなく、\n 　「別紙XXの何ページ、何行目～何行目の\n　 記載(YY)のとおり」 （XX、YYは通し番号）\n 　とする等、参照箇所を明示してください。\n　 なお、\n　 該当する別紙や記載には対応する通し\n 　番号(XX、YY)を打ち、\n 　本文と、該当する別紙や記載が\n 　１対１に対応するようにしてください。"]
[null,"７－１．活動量（エネルギー使用量）把握方法・計算方法の説明",null,null,null,null,null,null,null,null,null,null,null,null,null,null,null,null,null,null,null,null,null,null,null,null,null,null,null,null,null,null,null,null,null,null,null,null,null,null,"７－１．活動量（エネルギー使用量）把握方法・計算方法の説明"]
[null,null,null,null,null,null,null,null,null,null,null,null,null,null,null,null,null,null,null,null,null,null,null,null,null,null,null,null,null,null,null,null,null,null,null,null,null,null,null,null,null,"■事業完了後に事業者が提出する「事業報告書」は、活動量を記入することでCO2排出量・削減量が自動計算されます。\n\n■事業報告時の活動量を事業者が算定できるように、わかりやすく記入してください。\n\n■スペースが足りない場合には、[別紙]として新規シートを追加し、当該対策個票の別紙であることがわかるようなシート名称\n　 にして使用してください。その際、更新設備仕様・見積書の記入欄には、別紙がある旨を明記してください。\n   その他、※別紙シートを利用する場合の注記を参照してください。\n\n■DXシステムによる計測結果を利用する場合は、DXシステムを利用することを明示してください。"]
[]
[]
[]
[]
[]
[]
[]
[]
[]
[null,"７－２．活動量（エネルギー使用量）の計算",null,null,null,null,null,null,null,null,null,null,null,null,null,null,null,null,null,null,null,null,null,null,null,null,null,null,null,null,null,null,null,null,null,null,null,null,null,null,"７－２．活動量（エネルギー使用量）の計算"]
[]
[null,null,null,null,null,null,null,null,null,null,null,null,null,null,null,null,null,null,null,null,null,null,null,null,null,null,null,null,null,null,null,null,null,null,null,null,null,null,null,null,null,"■活動量の計算式を記載する際には、7-3に示している数値も記載して、事業者が容易に計算できるように記載してくださ\n　 い。\n\n■[別紙]として新規シートを追加する場合は、7-1の注意を参照してください。"]
[]
[]
[]
[]
[]
[]
[]
[]
[]
[null,"７－３．活動量（エネルギー使用量）の計算で使用した各数値の説明・根拠",null,null,null,null,null,null,null,null,null,null,null,null,null,null,null,null,null,null,null,null,null,null,null,null,null,null,null,null,null,null,null,null,null,null,null,null,null,null,"７－３．活動量（エネルギー使用量）の計算で使用した各数値の説明・根拠"]
[]
[null,null,null,null,null,null,null,null,null,null,null,null,null,null,null,null,null,null,null,null,null,null,null,null,null,null,null,null,null,null,null,null,null,null,null,null,null,null,null,null,null,"■7-2に使用する数値すべて記載してください。\n　設備・機器固有の特性は、当該設備の具体的な数値の根拠とともにすべて本欄に示してください。\n\n■[別紙]として新規シートを追加する場合は、7-1の注意を参照してください。\n\n■DXシステムによる計測結果を利用する場合は、DXシステムを利用することを明示してください。"]
[]
[]
[]
[]
[]
[]
[]
[]
[]
[null,"７－４．活動量（エネルギー使用量）の計算で使用した各数値のうち、実績値を使用する数値の記録方法",null,null,null,null,null,null,null,null,null,null,null,null,null,null,null,null,null,null,null,null,null,null,null,null,null,null,null,null,null,null,null,null,null,null,null,null,null,null,"７－４．活動量（エネルギー使用量）の計算で使用した各数値のうち、実績値を使用する数値の記録方法"]
[]
[null,null,null,null,null,null,null,null,null,null,null,null,null,null,null,null,null,null,null,null,null,null,null,null,null,null,null,null,null,null,null,null,null,null,null,null,null,null,null,null,null,"■実績値を何から把握するのか、使用するデータの情報源（証憑となる書類）と数値の抽出・記録方法を\n　事業者が自ら対応できるように、平易かつ具体的に記載してください。（DXシステムによる計測結果を\n　利用する場合は、DXシステムからのデータ入手方法を明示してください。）\n\n■[別紙]として新規シートを追加する場合は、7-1の注意を参照してください。"]
[]
[]
[]
[]
[]
[]
[]
[]
[]
[]
[null,"８．導入した設備の効率的な運用方法",null,null,null,null,null,null,null,null,null,null,null,null,null,null,null,null,null,null,null,null,null,null,null,null,null,null,null,null,null,null,null,null,null,null,null,null,null,null,"８．導入した設備の効率的な運用方法"]
[]
[null,null,null,null,null,null,null,null,null,null,null,null,null,null,null,null,null,null,null,null,null,null,null,null,null,null,null,null,null,null,null,null,null,null,null,null,null,null,null,null,null,"■目標未達時には、事業者による効果的な運用改善が求められます。\n　そのため、設備導入後に考えられる効率的な運用方法を具体的に記載してください。\n\n■[別紙]として新規シートを追加する場合は、7-1の注意を参照してください。"]
[]
[]
[]
[]
[]
[]
[]
[]
[]
[null,{"$f":"\"対策個票\"&$B$9","v":"対策個票10"},null,null,null,null,null,null,null,null,null,null,null,null,null,null,null,null,null,null,null,null,null,null,null,null,null,null,null,null,null,null,null,null,null,null,null,null,null,null,"対策個票1"]
[null,null,null,null,null,null,null,null,null,null,null,null,null,null,null,null,null,null,null,null,null,null,null,null,null,null,null,null,null,null,null,null,null,null,null,null,null,null,null,null,"※実施計画書A/Bを選択している場合、8ページ目（9.既存診断…）の作成は不要です。"]
[null,"９．既存診断利用の場合の参照事項",null,null,null,null,null,null,null,null,null,null,null,null,null,null,null,null,null,null,null,null,null,null,null,null,null,null,null,null,null,null,null,null,null,null,null,null,null,null,"９．既存診断利用の場合の参照事項"]
[null,"９－１．既存診断報告書の該当対策",null,null,null,null,null,null,null,null,null,null,null,null,null,null,null,null,null,null,null,null,null,null,null,null,null,null,null,null,null,null,null,null,null,null,null,null,null,null,"９－１．既存診断報告書の該当対策"]
[]
[null,null,null,null,null,null,null,null,null,null,null,null,null,null,null,null,null,null,null,null,null,null,null,null,null,null,null,null,null,null,null,null,null,null,null,null,null,null,null,null,null,"■本対策の算定の元となった既存の診断報告書の対策がある場合には、該当する内容を記載してください。\n　 無い場合には、記載不要です。"]
[]
[]
[]
[]
[]
[]
[]
[]
[]
[null,"９－２．既存診断報告書からの修正事項",null,null,null,null,null,null,null,null,null,null,null,null,null,null,null,null,null,null,null,null,null,null,null,null,null,null,null,null,null,null,null,null,null,null,null,null,null,null,"９－２．既存診断報告書からの修正事項"]
[]
[null,null,null,null,null,null,null,null,null,null,null,null,null,null,null,null,null,null,null,null,null,null,null,null,null,null,null,null,null,null,null,null,null,null,null,null,null,null,null,null,null,"■9-1に記載の対策で、変更点があればその内容を記載してください。\n　 無い場合には、記載不要です。　"]
[]
[]
[]
[]
[]
[]
[]
[]
[]
[null,"９－３．修正理由",null,null,null,null,null,null,null,null,null,null,null,null,null,null,null,null,null,null,null,null,null,null,null,null,null,null,null,null,null,null,null,null,null,null,null,null,null,null,"９－３．修正理由"]
[]
[null,null,null,null,null,null,null,null,null,null,null,null,null,null,null,null,null,null,null,null,null,null,null,null,null,null,null,null,null,null,null,null,null,null,null,null,null,null,null,null,null,"■9-2に変更点の記載があればその理由を記載してください。\n　 無い場合には、記載不要です。"]
[]
[]
[]
[]
[]
[]
[]
[]
[]
[null,"９－４．修正方法",null,null,null,null,null,null,null,null,null,null,null,null,null,null,null,null,null,null,null,null,null,null,null,null,null,null,null,null,null,null,null,null,null,null,null,null,null,null,"９－４．修正方法"]
[]
[null,null,null,null,null,null,null,null,null,null,null,null,null,null,null,null,null,null,null,null,null,null,null,null,null,null,null,null,null,null,null,null,null,null,null,null,null,null,null,null,null,"■9-2に変更点の記載がある場合には、その修正方法を記載してください。\n　 無い場合には、記載不要です。"]

{"sheet":"対策個票11","index":40,"n_rows":490,"n_cols":100,"rows_kept":490,"cut":false,"hidden":false,"merged":[[476,1,486,36],[477,41,479,74],[488,1,498,36],[489,41,491,74],[448,1,448,21],[448,40,448,60],[452,1,462,36],[453,41,455,74],[464,1,474,36],[465,41,467,74],[412,1,422,36],[413,41,419,74],[424,1,434,36],[425,41,429,74],[437,1,446,36],[438,41,442,74],[384,1,384,21],[384,40,384,60],[387,77,402,79],[389,1,398,36],[389,41,398,74],[400,1,410,36],[401,41,405,74],[306,57,308,75],[321,1,321,21],[321,40,321,60],[324,1,382,36],[324,77,339,79],[326,41,333,74],[303,57,305,75],[306,1,308,4],[306,5,308,7],[306,8,308,13],[306,14,308,17],[306,18,308,36],[306,40,308,43],[306,44,308,46],[306,47,308,52],[306,53,308,56],[295,72,296,75],[303,1,305,4],[303,5,305,7],[303,8,305,13],[303,14,305,17],[303,18,305,36],[303,40,305,43],[303,44,305,46],[303,47,305,52],[303,53,305,56],[295,8,296,13],[295,17,296,20],[295,21,296,24],[295,25,296,28],[295,29,296,32],[295,33,296,36],[293,53,296,55],[293,56,294,59],[293,60,294,63],[293,64,294,67],[293,68,294,71],[293,72,294,75],[295,56,296,59],[295,60,296,63],[293,1,296,3],[293,4,296,7],[293,8,294,13],[293,14,296,16],[293,17,294,20],[293,21,294,24],[295,64,296,67],[295,68,296,71],[293,25,294,28],[293,29,294,32],[293,33,294,36],[293,40,296,42],[293,43,296,46],[293,47,294,52],[295,47,296,52],[286,68,287,71],[286,72,287,75],[289,1,292,3],[289,4,292,7],[289,8,290,13],[289,14,292,16],[289,17,292,36],[289,40,292,42],[289,43,292,46],[289,47,290,52],[289,53,292,55],[289,56,292,75],[291,8,292,13],[291,47,292,52],[284,68,285,71],[284,72,285,75],[286,8,287,13],[286,17,287,20],[286,21,287,24],[286,25,287,28],[286,29,287,32],[286,33,287,36],[286,47,287,52],[286,56,287,59],[284,33,285,36],[284,47,285,52],[284,53,287,55],[284,56,285,59],[284,60,285,63],[284,64,285,67],[286,60,287,63],[286,64,287,67],[284,8,285,13],[284,14,287,16],[284,17,285,20],[284,21,285,24],[284,25,285,28],[284,29,285,32],[280,8,281,13],[280,14,283,16],[280,17,283,36],[280,47,281,52],[280,53,283,55],[280,56,283,75],[282,8,283,13],[282,47,283,52],[277,50,278,55],[277,56,278,59],[277,60,278,63],[277,64,278,67],[277,68,278,71],[277,72,278,75],[277,11,278,16],[277,17,278,20],[277,21,278,24],[277,25,278,28],[277,29,278,32],[277,33,278,36],[271,72,271,73],[271,74,271,75],[272,17,273,36],[272,56,273,75],[275,11,276,16],[275,17,276,36],[275,50,276,55],[275,56,276,75],[271,60,271,61],[271,62,271,63],[271,64,271,65],[271,66,271,67],[271,68,271,69],[271,70,271,71],[271,29,271,30],[271,31,271,32],[271,33,271,34],[271,35,271,36],[271,56,271,57],[271,58,271,59],[270,68,270,69],[270,70,270,71],[270,72,270,73],[270,74,270,75],[271,17,271,18],[271,19,271,20],[271,21,271,22],[271,23,271,24],[271,25,271,26],[271,27,271,28],[270,56,270,57],[270,58,270,59],[270,60,270,61],[270,62,270,63],[270,64,270,65],[270,66,270,67],[270,33,270,34],[270,35,270,36],[270,44,270,46],[270,47,270,49],[270,50,270,52],[270,53,270,55],[270,21,270,22],[270,23,270,24],[270,25,270,26],[270,27,270,28],[270,29,270,30],[270,31,270,32],[270,5,270,7],[270,8,270,10],[270,11,270,13],[270,14,270,16],[270,17,270,18],[270,19,270,20],[266,21,266,24],[266,25,266,28],[266,29,266,32],[266,33,266,36],[268,56,269,75],[269,3,269,4],[269,5,269,10],[269,11,269,16],[269,42,269,43],[269,44,269,49],[269,50,269,55],[266,56,266,59],[266,60,266,63],[266,64,266,67],[266,68,266,71],[266,72,266,75],[268,5,268,10],[268,11,268,16],[268,17,269,36],[268,44,268,49],[268,50,268,55],[259,81,278,84],[261,1,262,1],[261,2,262,5],[261,6,262,23],[261,24,262,26],[261,27,262,36],[261,40,262,40],[261,41,262,44],[261,45,262,62],[261,63,262,65],[261,66,262,75],[264,17,264,36],[264,56,264,75],[265,17,265,20],[265,21,265,24],[265,25,265,28],[265,29,265,32],[265,33,265,36],[265,56,265,59],[265,60,265,63],[265,64,265,67],[265,68,265,71],[265,72,265,75],[266,17,266,20],[249,7,249,36],[249,46,249,75],[250,1,251,6],[250,7,251,36],[250,40,251,45],[250,46,251,75],[256,1,256,21],[256,40,256,60],[259,1,260,5],[259,6,260,23],[259,24,260,26],[259,27,260,36],[259,40,260,44],[259,45,260,62],[252,1,253,6],[252,7,253,36],[252,40,253,45],[252,46,253,75],[254,7,254,36],[254,46,254,75],[259,63,260,65],[259,66,260,75],[245,1,246,3],[245,4,246,13],[245,14,246,16],[245,17,246,36],[245,40,246,42],[245,43,246,52],[245,53,246,55],[245,56,246,75],[248,7,248,36],[248,46,248,75],[196,77,211,79],[237,46,237,53],[237,54,237,61],[237,62,237,69],[238,46,238,53],[238,54,238,61],[238,62,238,69],[235,46,235,53],[235,54,235,61],[235,62,235,69],[236,46,236,53],[236,54,236,61],[236,62,236,69],[197,1,218,36],[198,41,211,59],[220,1,220,36],[220,40,220,75],[221,1,242,36],[222,41,228,74],[229,41,229,47],[231,46,231,69],[232,46,232,53],[232,54,232,61],[232,62,232,69],[233,46,233,53],[233,54,233,61],[233,62,233,69],[234,46,234,53],[234,54,234,61],[234,62,234,69],[239,52,239,59],[240,52,240,59],[241,52,241,59],[169,1,179,36],[172,41,175,74],[181,1,191,36],[182,41,190,74],[193,1,193,21],[193,40,193,60],[139,1,149,36],[140,41,148,74],[140,77,155,79],[151,1,161,36],[151,41,161,74],[165,1,167,36],[166,41,166,74],[126,55,127,69],[126,70,127,75],[130,1,130,21],[130,40,130,60],[135,1,137,36],[135,41,137,74],[124,55,125,69],[124,70,125,75],[126,3,127,9],[126,10,127,12],[126,13,127,15],[126,16,127,30],[126,31,127,36],[126,42,127,48],[126,49,127,51],[126,52,127,54],[122,55,123,69],[122,70,123,75],[124,3,125,9],[124,10,125,12],[124,13,125,15],[124,16,125,30],[124,31,125,36],[124,42,125,48],[124,49,125,51],[124,52,125,54],[122,3,123,9],[122,10,123,12],[122,13,123,15],[122,16,123,30],[122,31,123,36],[122,42,123,48],[114,62,115,65],[114,66,115,69],[118,62,119,65],[118,66,119,69],[118,70,119,75],[120,3,121,15],[120,16,121,30],[120,31,121,36],[120,42,121,54],[120,55,121,69],[120,70,121,75],[118,16,119,22],[118,23,119,26],[118,27,119,30],[118,31,119,36],[118,55,119,61],[114,16,115,18],[114,19,115,22],[116,23,117,26],[116,27,117,30],[116,31,117,36],[116,42,117,48],[116,49,117,52],[116,53,117,54],[114,58,115,61],[112,31,113,36],[112,42,113,48],[112,49,113,52],[112,53,113,54],[114,55,115,57],[110,62,111,65],[110,66,111,69],[114,70,115,75],[116,3,117,9],[116,10,117,13],[116,14,117,15],[116,16,117,18],[116,19,117,22],[114,23,115,26],[114,27,115,30],[114,31,115,36],[114,42,115,48],[114,49,115,52],[114,53,115,54],[116,55,117,57],[116,58,117,61],[116,62,117,65],[116,66,117,69],[116,70,117,75],[110,70,111,75],[112,3,113,9],[112,10,113,13],[112,14,113,15],[112,16,113,18],[112,19,113,22],[110,27,111,30],[110,31,111,36],[110,40,127,41],[110,42,111,48],[110,49,111,52],[110,53,111,54],[122,49,123,51],[122,52,123,54],[112,55,113,57],[112,58,113,61],[112,62,113,65],[112,66,113,69],[112,70,113,75],[114,3,115,9],[114,10,115,13],[114,14,115,15],[112,23,113,26],[112,27,113,30],[106,77,112,79],[108,1,109,2],[108,3,109,9],[108,10,109,15],[108,16,109,22],[108,23,109,26],[108,62,109,65],[108,66,109,69],[108,70,109,75],[110,1,127,2],[110,3,111,9],[110,10,111,13],[110,14,111,15],[110,16,111,18],[110,19,111,22],[110,23,111,26],[108,27,109,30],[108,31,109,36],[108,40,109,41],[108,42,109,48],[108,49,109,54],[108,55,109,61],[110,55,111,57],[110,58,111,61],[103,55,104,69],[103,70,104,75],[105,3,106,9],[105,10,106,12],[105,13,106,15],[105,16,106,30],[105,31,106,36],[105,42,106,48],[105,49,106,51],[105,52,106,54],[105,55,106,69],[105,70,106,75],[103,3,104,9],[103,10,104,12],[103,13,104,15],[103,16,104,30],[103,31,104,36],[103,42,104,48],[101,3,102,9],[101,10,102,12],[101,13,102,15],[101,16,102,30],[101,31,102,36],[101,42,102,48],[99,3,100,15],[99,16,100,30],[99,31,100,36],[99,42,100,54],[99,55,100,69],[99,70,100,75],[95,70,96,75],[97,16,98,22],[97,23,98,26],[97,27,98,30],[97,31,98,36],[97,55,98,61],[97,62,98,65],[97,66,98,69],[97,70,98,75],[95,49,96,52],[95,53,96,54],[95,55,96,57],[95,58,96,61],[95,62,96,65],[95,66,96,69],[95,10,96,13],[95,14,96,15],[95,16,96,18],[95,19,96,22],[95,23,96,26],[95,27,96,30],[95,31,96,36],[95,42,96,48],[93,49,94,52],[92,77,104,79],[93,3,94,9],[93,10,94,13],[93,14,94,15],[93,16,94,18],[93,19,94,22],[93,23,94,26],[93,27,94,30],[93,31,94,36],[93,42,94,48],[91,53,92,54],[91,55,92,57],[91,58,92,61],[91,62,92,65],[91,66,92,69],[91,70,92,75],[91,3,92,9],[91,10,92,13],[91,14,92,15],[91,16,92,18],[91,19,92,22],[91,23,92,26],[93,70,94,75],[95,3,96,9],[89,62,90,65],[89,66,90,69],[89,70,90,75],[89,23,90,26],[89,27,90,30],[89,31,90,36],[89,40,106,41],[89,42,90,48],[89,49,90,52],[91,27,92,30],[91,31,92,36],[91,42,92,48],[91,49,92,52],[93,53,94,54],[93,55,94,57],[93,58,94,61],[93,62,94,65],[93,66,94,69],[101,49,102,51],[101,52,102,54],[101,55,102,69],[101,70,102,75],[103,49,104,51],[103,52,104,54],[87,23,88,26],[87,27,88,30],[87,31,88,36],[87,40,88,41],[87,42,88,48],[87,49,88,54],[89,53,90,54],[89,55,90,57],[89,58,90,61],[85,1,86,36],[85,40,86,75],[85,77,90,79],[86,81,86,85],[87,1,88,2],[87,3,88,9],[87,10,88,15],[87,16,88,22],[82,40,83,44],[82,45,83,47],[82,48,83,53],[82,54,83,59],[82,60,83,64],[82,65,83,67],[87,55,88,61],[87,62,88,65],[87,66,88,69],[87,70,88,75],[89,1,106,2],[89,3,90,9],[89,10,90,13],[89,14,90,15],[89,16,90,18],[89,19,90,22],[80,68,81,72],[80,73,81,75],[82,1,83,5],[82,6,83,8],[82,9,83,14],[82,15,83,20],[82,21,83,25],[82,26,83,28],[82,29,83,33],[82,34,83,36],[80,34,81,36],[80,40,81,44],[80,45,81,47],[80,48,81,53],[80,54,81,59],[80,60,81,67],[80,1,81,5],[80,6,81,8],[80,9,81,14],[80,15,81,20],[80,21,81,28],[80,29,81,33],[82,68,83,72],[82,73,83,75],[78,45,79,47],[78,48,79,53],[78,54,79,59],[78,60,79,67],[78,68,79,72],[78,73,79,75],[76,68,77,72],[76,73,77,75],[78,1,79,5],[78,6,79,8],[78,9,79,14],[78,15,79,20],[78,21,79,28],[78,29,79,33],[78,34,79,36],[78,40,79,44],[76,34,77,36],[76,45,77,47],[76,48,77,53],[76,54,77,54],[76,55,77,59],[76,60,77,67],[76,6,77,8],[76,9,77,14],[74,73,75,75],[72,63,73,65],[72,66,73,75],[74,1,77,5],[74,6,75,8],[74,9,75,14],[74,15,75,20],[74,21,75,28],[74,29,75,33],[74,34,75,36],[74,40,77,44],[76,15,77,15],[76,16,77,20],[76,21,77,28],[76,29,77,33],[74,45,75,47],[74,48,75,53],[74,54,75,59],[74,60,75,67],[74,68,75,72],[70,63,71,65],[70,66,71,75],[72,1,73,1],[72,2,73,5],[72,6,73,23],[72,24,73,26],[72,27,73,36],[72,40,73,40],[72,41,73,44],[72,45,73,62],[70,1,71,5],[70,6,71,23],[70,24,71,26],[70,27,71,36],[70,40,71,44],[70,45,71,62],[67,1,67,21],[67,40,67,60],[60,6,61,12],[60,13,61,14],[60,15,61,36],[60,45,61,51],[60,52,61,53],[60,54,61,75],[43,1,61,5],[43,6,43,14],[43,15,43,36],[46,45,47,51],[46,52,47,53],[46,54,47,75],[44,6,45,12],[44,13,45,14],[44,15,45,36],[44,45,45,51],[44,52,45,53],[44,54,45,75],[56,6,57,12],[56,13,57,14],[56,15,57,36],[56,45,57,51],[56,52,57,53],[56,54,57,75],[62,1,65,5],[62,6,65,36],[62,40,65,44],[62,45,65,75],[54,6,55,12],[54,13,55,14],[54,15,55,36],[54,45,55,51],[54,52,55,53],[54,54,55,75],[52,6,53,12],[52,13,53,14],[52,15,53,36],[52,45,53,51],[52,52,53,53],[52,54,53,75],[43,40,61,44],[43,45,43,53],[43,54,43,75],[46,6,47,12],[46,13,47,14],[46,15,47,36],[58,6,59,12],[58,13,59,14],[58,15,59,36],[58,45,59,51],[58,52,59,53],[58,54,59,75],[50,6,51,12],[50,13,51,14],[50,15,51,36],[50,45,51,51],[50,52,51,53],[50,54,51,75],[37,46,38,48],[37,49,38,75],[39,6,42,6],[39,7,40,9],[39,10,40,36],[39,45,42,45],[39,46,40,48],[39,49,40,75],[41,7,42,9],[41,10,42,36],[41,46,42,48],[41,49,42,75],[48,6,49,12],[48,13,49,14],[48,15,49,36],[48,45,49,51],[48,52,49,53],[48,54,49,75],[33,1,34,5],[33,6,34,9],[33,10,34,16],[33,17,34,20],[33,21,34,24],[33,25,34,31],[33,64,34,70],[33,71,34,75],[35,1,42,5],[35,6,38,6],[35,7,36,9],[35,10,36,36],[35,40,42,44],[35,45,38,45],[35,46,36,48],[35,49,36,75],[33,32,34,36],[33,40,34,44],[33,45,34,48],[33,49,34,55],[33,56,34,59],[33,60,34,63],[37,7,38,9],[37,10,38,36],[28,45,29,48],[28,49,29,55],[28,56,29,59],[28,60,29,63],[28,64,29,70],[28,71,29,75],[26,64,27,65],[26,66,27,75],[28,1,32,5],[28,6,29,9],[28,10,29,16],[28,17,29,20],[28,21,29,24],[28,25,29,31],[28,32,29,36],[28,40,32,44],[24,1,27,5],[30,6,32,9],[30,10,32,36],[30,45,32,48],[30,49,32,75],[24,60,25,61],[24,62,25,75],[26,6,27,7],[26,8,27,20],[26,21,27,24],[26,25,27,26],[26,27,27,36],[26,45,27,46],[26,47,27,59],[26,60,27,63],[24,8,25,20],[24,21,25,22],[24,23,25,36],[24,40,27,44],[24,47,25,59],[20,1,23,5],[20,6,23,36],[20,40,23,44],[20,45,23,75],[10,66,11,75],[12,1,13,5],[12,6,13,23],[12,24,13,26],[12,27,13,36],[12,40,13,44],[12,45,13,62],[12,63,13,65],[12,66,13,75],[8,66,9,75],[10,1,11,5],[10,6,11,23],[10,24,11,26],[10,27,11,36],[10,40,11,44],[10,45,11,62],[10,63,11,65],[16,1,19,5],[16,6,19,36],[16,40,19,44],[16,45,19,75],[8,1,9,1],[8,2,9,5],[8,6,9,23],[8,24,9,26],[8,27,9,36],[8,40,9,40],[8,41,9,44],[8,45,9,62],[8,63,9,65],[3,1,3,9],[3,10,3,21],[4,1,4,21],[6,1,7,5],[6,6,7,23],[6,24,7,36],[6,40,7,44],[6,45,7,62],[6,63,7,75]]}
[]
[]
[]
[null,{"$f":"IF(COUNTIF(表紙!J21,\"*診断*\"),\"4．診断報告書\",\"5．実施計画書\")","v":"4．診断報告書"},null,null,null,null,null,null,null,null,"---",null,null,null,null,null,null,null,null,null,null,null,null,null,null,null,null,null,null,null,null,null,null,null,null,null,null,null,null,null,"記入例及び注記",null,null,null,null,null,null,null,"セル色凡例",null,null,null,null,null,"直接入力",null,null,null,null,"選択",null,null,null,"自動計算",null,null,null,null,null,null,null,null,null,null,null,null,null,null,null,null,null,null,null,null,null,null,null,null,"セル色の表示／非表示"]
[null,"対策個票",null,null,null,null,null,null,null,null,null,null,null,null,null,null,null,null,null,null,null,null,null,null,null,null,null,null,null,null,null,null,null,null,null,null,null,null,null,null,"（セルのメモやテキストボックスによる注記は移動できます）",null,null,null,null,null,null,null,null,null,null,null,null,null,null,null,null,null,null,null,null,null,null,null,null,null,null,null,null,null,null,null,null,null,null,null,null,null,null,null,null,null,null,null,null,null,null,null,false]
[]
[null,"対策の種類\n[対策個票番号]",null,null,null,null,"対策名称",null,null,null,null,null,null,null,null,null,null,null,null,null,null,null,null,null,"対策メニュー番号・メニュー名",null,null,null,null,null,null,null,null,null,null,null,null,null,null,null,"対策の種類\n[対策個票番号]",null,null,null,null,"対策名称",null,null,null,null,null,null,null,null,null,null,null,null,null,null,null,null,null,"対策メニュー番号・メニュー名"]
[]
[null,{"$f":"RIGHT(CELL(\"filename\",B7),(LEN(CELL(\"filename\",B7))-FIND(\"票\",CELL(\"filename\",B7))))","v":"11"},{"$f":"IF(Y9=\"\",\"\",VLOOKUP(Y9,対策メニューリスト,3,FALSE))","v":""},null,null,null,null,null,null,null,null,null,null,null,null,null,null,null,null,null,null,null,null,null,null,null,null,{"$f":"IF(Y9=\"\",\"\",VLOOKUP(Y9,対策メニューリスト,2,FALSE))","v":""},null,null,null,null,null,null,null,null,null,null,null,null,6,"燃料転換",null,null,null,"ボイラーの燃料転換",null,null,null,null,null,null,null,null,null,null,null,null,null,null,null,null,null,12142,null,null,"重油焚きからガス焚きボイラへの燃料転換",null,null,null,null,null,null,null,null,null,null,null,null,null,null,null,null,null,null,null,null,null,null,null,"課題番号"]
[null,null,null,null,null,null,null,null,null,null,null,null,null,null,null,null,null,null,null,null,null,null,null,null,null,null,null,null,null,null,null,null,null,null,null,null,null,null,null,null,null,null,null,null,null,null,null,null,null,null,null,null,null,null,null,null,null,null,null,null,null,null,null,null,null,null,null,null,null,null,null,null,null,null,null,null,null,null,null,null,null,null,null,null,null,null,null,null,"(課題1)",null,{"$f":"MID(B19,2,3)","v":""}]
[null,"工程名",null,null,null,null,null,null,null,null,null,null,null,null,null,null,null,null,null,null,null,null,null,null,"対象/\n既存設備",null,null,null,null,null,null,null,null,null,null,null,null,null,null,null,"工程名",null,null,null,null,"原料加熱",null,null,null,null,null,null,null,null,null,null,null,null,null,null,null,null,null,"対象/\n既存設備",null,null,"重油焚き蒸気ボイラー",null,null,null,null,null,null,null,null,null,null,null,null,null,null,null,null,null,null,null,null,null,"(課題2)"]
[null,null,null,null,null,null,null,null,null,null,null,null,null,null,null,null,null,null,null,null,null,null,null,null,null,null,null,null,null,null,null,null,null,null,null,null,null,null,null,null,null,null,null,null,null,null,null,null,null,null,null,null,null,null,null,null,null,null,null,null,null,null,null,null,null,null,null,null,null,null,null,null,null,null,null,null,null,null,null,null,null,null,null,null,null,null,null,null,"(課題3)"]
[null,"システム／\n設備区分名",null,null,null,null,{"$f":"IF(Y9=\"\",\"\",VLOOKUP(Y9,対策メニューリスト,4,FALSE))","v":""},null,null,null,null,null,null,null,null,null,null,null,null,null,null,null,null,null,"導入設備",null,null,null,null,null,null,null,null,null,null,null,null,null,null,null,"システム／\n設備区分名",null,null,null,null,"蒸気システム",null,null,null,null,null,null,null,null,null,null,null,null,null,null,null,null,null,"導入設備",null,null,"ガス焚き蒸気ボイラー",null,null,null,null,null,null,null,null,null,null,null,null,null,null,null,null,null,null,null,null,null,"(課題4)"]
[null,null,null,null,null,null,null,null,null,null,null,null,null,null,null,null,null,null,null,null,null,null,null,null,null,null,null,null,null,null,null,null,null,null,null,null,null,null,null,null,null,null,null,null,null,null,null,null,null,null,null,null,null,null,null,null,null,null,null,null,null,null,null,null,null,null,null,null,null,null,null,null,null,null,null,null,null,null,null,null,null,null,null,null,null,null,null,null,"(課題5)"]
[null,null,null,null,null,null,null,null,null,null,null,null,null,null,null,null,null,null,null,null,null,null,null,null,null,null,null,null,null,null,null,null,null,null,null,null,null,null,null,null,null,null,null,null,null,null,null,null,null,null,null,null,null,null,null,null,null,null,null,null,null,null,null,null,null,null,null,null,null,null,null,null,null,null,null,null,null,null,null,null,null,null,null,null,null,null,null,null,"(課題6)"]
[null,"１．対策概要",null,null,null,null,null,null,null,null,null,null,null,null,null,null,null,null,null,null,null,null,null,null,null,null,null,null,null,null,null,null,null,null,null,null,null,null,null,null,"１．対策概要",null,null,null,null,null,null,null,null,null,null,null,null,null,null,null,null,null,null,null,null,null,null,null,null,null,null,null,null,null,null,null,null,null,null,null,null,null,null,null,null,null,null,null,null,null,null,null,"(課題7)"]
[null,"現状と課題",null,null,null,null,null,null,null,null,null,null,null,null,null,null,null,null,null,null,null,null,null,null,null,null,null,null,null,null,null,null,null,null,null,null,null,null,null,null,"現状と課題",null,null,null,null,"現用のボイラーが更新時期を超えている。またA重油を使用した蒸気ボイラーが使用されており、CO2排出量が過多となっている",null,null,null,null,null,null,null,null,null,null,null,null,null,null,null,null,null,null,null,null,null,null,null,null,null,null,null,null,null,null,null,null,null,null,null,null,null,null,null,null,null,null,"(課題8)"]
[null,null,null,null,null,null,null,null,null,null,null,null,null,null,null,null,null,null,null,null,null,null,null,null,null,null,null,null,null,null,null,null,null,null,null,null,null,null,null,null,null,null,null,null,null,null,null,null,null,null,null,null,null,null,null,null,null,null,null,null,null,null,null,null,null,null,null,null,null,null,null,null,null,null,null,null,null,null,null,null,null,null,null,null,null,null,null,null,"(課題9)"]
[null,null,null,null,null,null,null,null,null,null,null,null,null,null,null,null,null,null,null,null,null,null,null,null,null,null,null,null,null,null,null,null,null,null,null,null,null,null,null,null,null,null,null,null,null,null,null,null,null,null,null,null,null,null,null,null,null,null,null,null,null,null,null,null,null,null,null,null,null,null,null,null,null,null,null,null,null,null,null,null,null,null,null,null,null,null,null,null,"(課題10)"]
[null,null,null,null,null,null,null,null,null,null,null,null,null,null,null,null,null,null,null,null,null,null,null,null,null,null,null,null,null,null,null,null,null,null,null,null,null,null,null,null,null,null,null,null,null,null,null,null,null,null,null,null,null,null,null,null,null,null,null,null,null,null,null,null,null,null,null,null,null,null,null,null,null,null,null,null,null,null,null,null,null,null,null,null,null,null,null,null,"(課題11)"]
[null,"対策の概要",null,null,null,null,null,null,null,null,null,null,null,null,null,null,null,null,null,null,null,null,null,null,null,null,null,null,null,null,null,null,null,null,null,null,null,null,null,null,"対策の概要",null,null,null,null,"A重油焚きボイラーから気体燃料ボイラーに更新することで、熱効率向上による燃料使用量の削減、CO2排出量の削減を目指す",null,null,null,null,null,null,null,null,null,null,null,null,null,null,null,null,null,null,null,null,null,null,null,null,null,null,null,null,null,null,null,null,null,null,null,null,null,null,null,null,null,null,"(課題12)"]
[null,null,null,null,null,null,null,null,null,null,null,null,null,null,null,null,null,null,null,null,null,null,null,null,null,null,null,null,null,null,null,null,null,null,null,null,null,null,null,null,null,null,null,null,null,null,null,null,null,null,null,null,null,null,null,null,null,null,null,null,null,null,null,null,null,null,null,null,null,null,null,null,null,null,null,null,null,null,null,null,null,null,null,null,null,null,null,null,"(課題13)"]
[null,null,null,null,null,null,null,null,null,null,null,null,null,null,null,null,null,null,null,null,null,null,null,null,null,null,null,null,null,null,null,null,null,null,null,null,null,null,null,null,null,null,null,null,null,null,null,null,null,null,null,null,null,null,null,null,null,null,null,null,null,null,null,null,null,null,null,null,null,null,null,null,null,null,null,null,null,null,null,null,null,null,null,null,null,null,null,null,"(課題14)"]
[null,null,null,null,null,null,null,null,null,null,null,null,null,null,null,null,null,null,null,null,null,null,null,null,null,null,null,null,null,null,null,null,null,null,null,null,null,null,null,null,null,null,null,null,null,null,null,null,null,null,null,null,null,null,null,null,null,null,null,null,null,null,null,null,null,null,null,null,null,null,null,null,null,null,null,null,null,null,null,null,null,null,null,null,null,null,null,null,"(課題15)"]
[null,"対策の種別",null,null,null,null,null,null,"受診事業者からの診断要請あり",null,null,null,null,null,null,null,null,null,null,null,null,null,null,"設備寿命による交換提案",null,null,null,null,null,null,null,null,null,null,null,null,null,null,null,null,"対策の種別",null,null,null,null,null,null,"受診事業者からの診断要請あり",null,null,null,null,null,null,null,null,null,null,null,null,null,null,"設備寿命による交換提案",null,null,null,null,null,null,null,null,null,null,null,null,null,null,null,null,null,null,null,null,null,null,null,null,null,"(課題16)",null,false,{"$f":"IF(CM25=TRUE,\"○\",\"―\")","v":"―"},"診断要請"]
[null,null,null,null,null,null,null,null,null,null,null,null,null,null,null,null,null,null,null,null,null,null,null,null,null,null,null,null,null,null,null,null,null,null,null,null,null,null,null,null,null,null,null,null,null,null,null,null,null,null,null,null,null,null,null,null,null,null,null,null,null,null,null,null,null,null,null,null,null,null,null,null,null,null,null,null,null,null,null,null,null,null,null,null,null,null,null,null,"(課題17)",null,false,{"$f":"IF(CM26=TRUE,\"○\",\"―\")","v":"―"},"設備寿命"]
[null,null,null,null,null,null,null,null,"推奨対策",null,null,null,null,null,null,null,null,null,null,null,null,"DXシステム",null,null,null,null,null,"DXシステム計測結果に基づく対策",null,null,null,null,null,null,null,null,null,null,null,null,null,null,null,null,null,null,null,"推奨対策",null,null,null,null,null,null,null,null,null,null,null,null,"DXシステム",null,null,null,null,null,"DXシステム計測結果に基づく対策",null,null,null,null,null,null,null,null,null,null,null,null,null,null,null,null,null,null,null,null,null,"(課題18)",null,false,{"$f":"IF(CM27=TRUE,\"○\",\"―\")","v":"―"},"推奨対策"]
[null,null,null,null,null,null,null,null,null,null,null,null,null,null,null,null,null,null,null,null,null,null,null,null,null,null,null,null,null,null,null,null,null,null,null,null,null,null,null,null,null,null,null,null,null,null,null,null,null,null,null,null,null,null,null,null,null,null,null,null,null,null,null,null,null,null,null,null,null,null,null,null,null,null,null,null,null,null,null,null,null,null,null,null,null,null,null,null,"(課題19)",null,false,{"$f":"IF(CM28=TRUE,\"○\",\"―\")","v":"―"},"DX計測対策"]
[null,"対策の\n効果・効用",null,null,null,null,"CO2削減\n効果",null,null,null,{"$f":"IF(J75=\"\",\"\",J75)","v":0},null,null,null,null,null,null,"t-CO2/年",null,null,null,"運転コスト\n削減効果",null,null,null,{"$f":"IF(J79=\"\",\"\",J79)","v":0},null,null,null,null,null,null,"千円/年 (b)",null,null,null,null,null,null,null,"対策の\n効果・効用",null,null,null,null,"CO2削減\n効果",null,null,null,200.37600000000003,null,null,null,null,null,null,"t-CO2/年",null,null,null,"運転コスト\n削減効果",null,null,null,600,null,null,null,null,null,null,"千円/年 (b)",null,null,null,null,null,null,null,null,null,null,null,null,null,null,null,null,"(課題20)"]
[]
[null,null,null,null,null,null,"その他の\n効果・効用",null,null,null,null,null,null,null,null,null,null,null,null,null,null,null,null,null,null,null,null,null,null,null,null,null,null,null,null,null,null,null,null,null,null,null,null,null,null,"その他の\n効果・効用",null,null,null,"気体燃料に変更することにより燃焼時に発生するすすが低減されます。そのため、ボイラーの伝熱面が汚れにくくなり効率低下の防止につながります。また、定期的なスートブロー（すす吹き）等の作業回数を減らすことができます。"]
[]
[]
[null,"導入コストと投資回収年数",null,null,null,null,"導入コスト",null,null,null,{"$f":"IF(AD75=\"\",\"\",AD75)","v":0},null,null,null,null,null,null,"千円 (a)",null,null,null,"単純投資\n回収年数",null,null,null,{"$f":"IF(AD83=\"\",\"\",AD83)","v":"---"},null,null,null,null,null,null,"年 (a/b)",null,null,null,null,null,null,null,"導入コストと投資回収年数",null,null,null,null,"導入コスト",null,null,null,3000,null,null,null,null,null,null,"千円 (a)",null,null,null,"単純投資\n回収年数",null,null,null,5,null,null,null,null,null,null,"年 (a/b)"]
[]
[null,"活用可能な\n補助制度",null,null,null,null,1,"名称",null,null,null,null,null,null,null,null,null,null,null,null,null,null,null,null,null,null,null,null,null,null,null,null,null,null,null,null,null,null,null,null,"活用可能な\n補助制度",null,null,null,null,1,"名称",null,null,"環境省SHIFT事業 設備更新補助金",null,null,null,null,null,null,null,null,null,null,null,null,null,null,null,null,null,null,null,null,null,null,null,null,null,null,null,null,null,null,null,null,null,null,null,null,null,null,null,{"$f":"IF(OR(K36=\"\",COUNTIF(K36,\"*なし*\"),COUNTIF(K36,\"*無し*\")),0,1)","v":0}]
[]
[null,null,null,null,null,null,null,"概要",null,null,null,null,null,null,null,null,null,null,null,null,null,null,null,null,null,null,null,null,null,null,null,null,null,null,null,null,null,null,null,null,null,null,null,null,null,null,"概要"]
[]
[null,null,null,null,null,null,2,"名称",null,null,null,null,null,null,null,null,null,null,null,null,null,null,null,null,null,null,null,null,null,null,null,null,null,null,null,null,null,null,null,null,null,null,null,null,null,2,"名称",null,null,null,null,null,null,null,null,null,null,null,null,null,null,null,null,null,null,null,null,null,null,null,null,null,null,null,null,null,null,null,null,null,null,null,null,null,null,null,null,null,null,{"$f":"IF(OR(K40=\"\",COUNTIF(K40,\"*なし*\"),COUNTIF(K40,\"*無し*\")),0,1)","v":0}]
[null,null,null,null,null,null,null,null,null,null,null,null,null,null,null,null,null,null,null,null,null,null,null,null,null,null,null,null,null,null,null,null,null,null,null,null,null,null,null,null,null,null,null,null,null,null,null,null,null,null,null,null,null,null,null,null,null,null,null,null,null,null,null,null,null,null,null,null,null,null,null,null,null,null,null,null,null,null,null,null,null,null,null,null,null,null,null,null,"合計",{"$f":"SUM(CL36:CL40)","v":0}]
[null,null,null,null,null,null,null,"概要",null,null,null,null,null,null,null,null,null,null,null,null,null,null,null,null,null,null,null,null,null,null,null,null,null,null,null,null,null,null,null,null,null,null,null,null,null,null,"概要",null,null,null,null,null,null,null,null,null,null,null,null,null,null,null,null,null,null,null,null,null,null,null,null,null,null,null,null,null,null,null,null,null,null,null,null,null,null,null,null,null,"あり/なし",{"$f":"IF(CL41>=1,\"あり\",\"―\")","v":"―"}]
[]
[null,"制約条件\n（有り＝○）",null,null,null,null,"対策実施における制約条件",null,null,null,null,null,null,null,null,"備考（対応策等）",null,null,null,null,null,null,null,null,null,null,null,null,null,null,null,null,null,null,null,null,null,null,null,null,"制約条件\n（有り＝○）",null,null,null,null,"対策実施における制約条件",null,null,null,null,null,null,null,null,"備考（対応策等）"]
[null,null,null,null,null,null,"初期コスト",null,null,null,null,null,null,null,null,null,null,null,null,null,null,null,null,null,null,null,null,null,null,null,null,null,null,null,null,null,null,null,null,null,null,null,null,null,null,"初期コスト",null,null,null,null,null,null,"○",null,"既存設備の撤去費やガス引き込み費が必要です。補助金を利用することで初期費用の圧縮が可能です。",null,null,null,null,null,null,null,null,null,null,null,null,null,null,null,null,null,null,null,null,null,null,null,null,null,null,null,null,null,null,null,null,null,null,"制約条件の個数"]
[null,null,null,null,null,null,null,null,null,null,null,null,null,null,null,null,null,null,null,null,null,null,null,null,null,null,null,null,null,null,null,null,null,null,null,null,null,null,null,null,null,null,null,null,null,null,null,null,null,null,null,null,null,null,null,null,null,null,null,null,null,null,null,null,null,null,null,null,null,null,null,null,null,null,null,null,null,null,null,null,null,null,null,null,null,null,null,null,null,{"$f":"COUNTIF($N$45:$N$62,\"○\")","v":0}]
[null,null,null,null,null,null,"投資回収年数",null,null,null,null,null,null,null,null,null,null,null,null,null,null,null,null,null,null,null,null,null,null,null,null,null,null,null,null,null,null,null,null,null,null,null,null,null,null,"投資回収年数",null,null,null,null,null,null,"○",null,"ボイラー運転時間、都市ガス単価で変動します。",null,null,null,null,null,null,null,null,null,null,null,null,null,null,null,null,null,null,null,null,null,null,null,null,null,null,null,null,null,null,null,null,null,"○／―",{"$f":"IF(CL46>=1,\"あり\",\"―\")","v":"―"}]
[]
[null,null,null,null,null,null,"削減効果の不確実性",null,null,null,null,null,null,null,null,null,null,null,null,null,null,null,null,null,null,null,null,null,null,null,null,null,null,null,null,null,null,null,null,null,null,null,null,null,null,"削減効果の不確実性"]
[]
[null,null,null,null,null,null,"設置スペース",null,null,null,null,null,null,null,null,null,null,null,null,null,null,null,null,null,null,null,null,null,null,null,null,null,null,null,null,null,null,null,null,null,null,null,null,null,null,"設置スペース"]
[]
[null,null,null,null,null,null,"既存の設備・生産ラインへの適合",null,null,null,null,null,null,null,null,null,null,null,null,null,null,null,null,null,null,null,null,null,null,null,null,null,null,null,null,null,null,null,null,null,null,null,null,null,null,"既存の設備・生産ラインへの適合"]
[]
[null,null,null,null,null,null,"対策実施による操業への影響",null,null,null,null,null,null,null,null,null,null,null,null,null,null,null,null,null,null,null,null,null,null,null,null,null,null,null,null,null,null,null,null,null,null,null,null,null,null,"対策実施による操業への影響"]
[]
[null,null,null,null,null,null,"故障・不具合のリスク",null,null,null,null,null,null,null,null,null,null,null,null,null,null,null,null,null,null,null,null,null,null,null,null,null,null,null,null,null,null,null,null,null,null,null,null,null,null,"故障・不具合のリスク"]
[]
[null,null,null,null,null,null,"他の提案対策との相反性",null,null,null,null,null,null,null,null,null,null,null,null,null,null,null,null,null,null,null,null,null,null,null,null,null,null,null,null,null,null,null,null,null,null,null,null,null,null,"他の提案対策との相反性",null,null,null,null,null,null,"―"]
[]
[null,null,null,null,null,null,"その他",null,null,null,null,null,null,null,null,null,null,null,null,null,null,null,null,null,null,null,null,null,null,null,null,null,null,null,null,null,null,null,null,null,null,null,null,null,null,"その他"]
[]
[null,"補足・備考",null,null,null,null,null,null,null,null,null,null,null,null,null,null,null,null,null,null,null,null,null,null,null,null,null,null,null,null,null,null,null,null,null,null,null,null,null,null,"補足・備考"]
[]
[]
[]
[]
[null,{"$f":"\"対策個票\"&$B$9","v":"対策個票11"},null,null,null,null,null,null,null,null,null,null,null,null,null,null,null,null,null,null,null,null,null,null,null,null,null,null,null,null,null,null,null,null,null,null,null,null,null,null,"対策個票1"]
[]
[null,"２．削減効果根拠",null,null,null,null,null,null,null,null,null,null,null,null,null,null,null,null,null,null,null,null,null,null,null,null,null,null,null,null,null,null,null,null,null,null,null,null,null,null,"２．削減効果根拠"]
[null,"対策の種類\n[対策個票番号]",null,null,null,null,"対策名称",null,null,null,null,null,null,null,null,null,null,null,null,null,null,null,null,null,"対象/\n既存設備",null,null,{"$f":"IF($AB$11=\"\",\"\",$AB$11)","v":""},null,null,null,null,null,null,null,null,null,null,null,null,"対策の種類\n[対策個票番号]",null,null,null,null,"対策名称",null,null,null,null,null,null,null,null,null,null,null,null,null,null,null,null,null,"対象/\n既存設備",null,null,"重油焚き蒸気ボイラー"]
[]
[null,{"$f":"$B$9","v":"11"},{"$f":"IF($C$9=\"\",\"\",$C$9)","v":""},null,null,null,{"$f":"IF($G$9=\"\",\"\",$G$9)","v":""},null,null,null,null,null,null,null,null,null,null,null,null,null,null,null,null,null,"導入設備",null,null,{"$f":"IF($AB$13=\"\",\"\",$AB$13)","v":""},null,null,null,null,null,null,null,null,null,null,null,null,6,"燃料転換",null,null,null,"ボイラーの燃料転換",null,null,null,null,null,null,null,null,null,null,null,null,null,null,null,null,null,"導入設備",null,null,"ガス焚き蒸気ボイラー"]
[]
[null,"CO2削減効果",null,null,null,null,"削減量",null,null,{"$f":"X98-X119","v":0},null,null,null,null,null,"t-CO2/年(d)",null,null,null,null,null,"設備等導入コスト合計\n（工事費等込み）",null,null,null,null,null,null,null,{"$f":"SUM(AD77:AH82)","v":0},null,null,null,null,"千円(a)",null,null,null,null,null,"CO2削減効果",null,null,null,null,"削減量",null,null,200.37600000000003,null,null,null,null,null,"t-CO2/年(d)",null,null,null,null,null,"設備等導入コスト合計\n（工事費等込み）",null,null,null,null,null,null,null,3000,null,null,null,null,"千円(a)"]
[]
[null,null,null,null,null,null,"削減率",null,null,{"$f":"IFERROR(J75/'511脱炭素化計画'!$Q$11*100,\"---\")","v":0},null,null,null,null,null,"％","（工場・事業場基準年度排出量との比）",null,null,null,null,"（設備等名称・台数）",null,null,null,null,null,null,null,null,null,null,null,null,"千円",null,null,null,null,null,null,null,null,null,null,"削減率",null,null,16.698,null,null,null,null,null,"％","（工場・事業場基準年度排出量との比）",null,null,null,null,"ガス炊貫流ボイラー・\n1台",null,null,null,null,null,null,null,3000,null,null,null,null,"千円"]
[]
[null,"運転コスト\n削減効果",null,null,null,null,"削減額",null,null,{"$f":"AF106-AF127","v":0},null,null,null,null,null,"千円/年(b)",null,null,null,null,null,"（設備等名称・台数）",null,null,null,null,null,null,null,null,null,null,null,null,"千円",null,null,null,null,null,"運転コスト\n削減効果",null,null,null,null,"削減額",null,null,600,null,null,null,null,null,"千円/年(b)",null,null,null,null,null,"（設備等名称・台数）",null,null,null,null,null,null,null,null,null,null,null,null,"千円"]
[]
[null,"エネルギー\n削減効果",null,null,null,null,"削減量",null,null,{"$f":"CH95-CH102","v":0},null,null,null,null,null,"GJ換算値/年(e)",null,null,null,null,null,"（設備等名称・台数）",null,null,null,null,null,null,null,null,null,null,null,null,"千円",null,null,null,null,null,"エネルギー\n削減効果",null,null,null,null,"削減量",null,null,1070,null,null,null,null,null,"GJ換算値(e)",null,null,null,null,null,"（設備等名称・台数）",null,null,null,null,null,null,null,null,null,null,null,null,"千円"]
[]
[null,"脱炭素化指標（削減効果）",null,null,null,null,"(d)/(e)",null,null,{"$f":"IFERROR(J75/J81,\"---\")","v":"---"},null,null,null,null,null,"（GJ削減効果あたりのCO2削減効果）",null,null,null,null,null,"投資回収年数",null,null,null,null,"(a)/(b)",null,null,{"$f":"IFERROR(IF(AD75/J79<0,\"---\",AD75/J79),\"---\")","v":"---"},null,null,null,null,"年",null,null,null,null,null,"脱炭素化指標（削減効果）",null,null,null,null,"(d)/GJ",null,null,0.1872672897196262,null,null,null,null,null,"（GJ削減効果あたりのCO2削減効果）",null,null,null,null,null,"投資回収年数",null,null,null,null,"(a)/(b)",null,null,5,null,null,null,null,"年"]
[]
[]
[null,"削減効果の算出",null,null,null,null,null,null,null,null,null,null,null,null,null,null,null,null,null,null,null,null,null,null,null,null,null,null,null,null,null,null,null,null,null,null,null,null,null,null,"削減効果の算出",null,null,null,null,null,null,null,null,null,null,null,null,null,null,null,null,null,null,null,null,null,null,null,null,null,null,null,null,null,null,null,null,null,null,null,null,"※実施【前】と実施【計画】に分けることが難しい場合の注記\n\n「対策実施【前】」にエネルギー消費削減量を記載し、「対策実施【後】」は空欄としてください。"]
[null,null,null,null,null,null,null,null,null,null,null,null,null,null,null,null,null,null,null,null,null,null,null,null,null,null,null,null,null,null,null,null,null,null,null,null,null,null,null,null,null,null,null,null,null,null,null,null,null,null,null,null,null,null,null,null,null,null,null,null,null,null,null,null,null,null,null,null,null,null,null,null,null,null,null,null,null,null,null,null,null,"脱炭素化指標のための活動量のGJ換算値"]
[null,"前",null,"活動種別",null,null,null,null,null,null,"年間活動量",null,null,null,null,null,"変換係数",null,null,null,null,null,null,"CO2排出量\n(t-CO2/年)",null,null,null,"単価(千円)",null,null,null,"運転コスト\n(千円/年)",null,null,null,null,null,null,null,null,"前",null,"活動種別",null,null,null,null,null,null,"年間活動量",null,null,null,null,null,"変換係数",null,null,null,null,null,null,"CO2排出量\n(t-CO2/年)",null,null,null,"単価(千円)",null,null,null,"運転コスト\n(千円/年)"]
[null,null,null,null,null,null,null,null,null,null,null,null,null,null,null,null,null,null,null,null,null,null,null,null,null,null,null,null,null,null,null,null,null,null,null,null,null,null,null,null,null,null,null,null,null,null,null,null,null,null,null,null,null,null,null,null,null,null,null,null,null,null,null,null,null,null,null,null,null,null,null,null,null,null,null,null,null,null,null,null,null,"前"]
[{"$f":"IF($D90=\"\",\"\",VLOOKUP($D90,排出係数と単価2,10,FALSE))","v":""},"対策実施【前】",null,null,null,null,null,null,null,null,null,null,null,null,{"$f":"IF($D90=\"\",\"\",VLOOKUP($D90,排出係数と単価2,2,FALSE))","v":""},null,{"$f":"IF($D90=\"\",\"\",IF(A90=1,VLOOKUP($D90,排出係数と単価2,5,FALSE),VLOOKUP($D90,排出係数と単価2,3,FALSE)*VLOOKUP($D90,排出係数と単価2,5,FALSE)))","v":""},null,null,{"$f":"IF($D90=\"\",\"\",\"t-CO2/\"&$O90)","v":""},null,null,null,{"$f":"IF(OR(K90=\"\",Q90=\"\"),\"\",K90*Q90)","v":""},null,null,null,{"$f":"IF($D90=\"\",\"\",VLOOKUP($D90,排出係数と単価2,7,FALSE))","v":""},null,null,null,{"$f":"IF(OR(K90=\"\",AB90=\"\"),\"\",K90*AB90)","v":""},null,null,null,null,null,null,null,null,"対策実施【前】",null,"A重油",null,null,null,null,null,null,200,null,null,null,"kl",null,2.7096300000000002,null,null,"tCO2/kl",null,null,null,541.92600000000004,null,null,null,60,null,null,null,12000,null,null,null,null,null,null,null,null,null,null,"計算種別","活動種別","活動量","単位発熱量","GJ換算量"]
[null,null,null,null,null,null,null,null,null,null,null,null,null,null,null,null,null,null,null,null,null,null,null,null,null,null,null,null,null,null,null,null,null,null,null,null,null,null,null,null,null,null,null,null,null,null,null,null,null,null,null,null,null,null,null,null,null,null,null,null,null,null,null,null,null,null,null,null,null,null,null,null,null,null,null,null,null,null,null,null,null,{"$f":"A90","v":""},{"$f":"IF(COUNTIF($D90,\"*系統電力*\"),\"*系統電力*\",IF(COUNTIF($D90,\"*産業用蒸気*\"),\"*産業用蒸気*\",IF(COUNTIF($D90,\"*温水*\"),\"*温水*\",IF(COUNTIF($D90,\"*冷水*\"),\"*冷水*\",IF(COUNTIF($D90,\"*蒸気（産業用以外）*\"),\"*蒸気（産業用以外）*\",$D90)))))","v":0},{"$f":"K90","v":0},{"$f":"IFERROR(VLOOKUP($CE91,電力等のGJ換算係数,2,FALSE),IF(VLOOKUP($CE91,排出係数と単価1,3,FALSE)=\"\",\"\",VLOOKUP($CE91,排出係数と単価1,3,FALSE)))","v":{"$error":"#N/A"}},{"$f":"IFERROR(CF91*CG91,\"---\")","v":"---"}]
[{"$f":"IF($D92=\"\",\"\",VLOOKUP($D92,排出係数と単価2,10,FALSE))","v":""},null,null,null,null,null,null,null,null,null,null,null,null,null,{"$f":"IF($D92=\"\",\"\",VLOOKUP($D92,排出係数と単価2,2,FALSE))","v":""},null,{"$f":"IF($D92=\"\",\"\",IF(A92=1,VLOOKUP($D92,排出係数と単価2,5,FALSE),VLOOKUP($D92,排出係数と単価2,3,FALSE)*VLOOKUP($D92,排出係数と単価2,5,FALSE)))","v":""},null,null,{"$f":"IF($D92=\"\",\"\",\"t-CO2/\"&$O92)","v":""},null,null,null,{"$f":"IF(OR(K92=\"\",Q92=\"\"),\"\",K92*Q92)","v":""},null,null,null,{"$f":"IF($D92=\"\",\"\",VLOOKUP($D92,排出係数と単価2,7,FALSE))","v":""},null,null,null,{"$f":"IF(OR(K92=\"\",AB92=\"\"),\"\",K92*AB92)","v":""},null,null,null,null,null,null,null,null,null,null,null,null,null,null,null,null,null,null,null,null,null,null,null,"",null,null,"",null,null,null,"",null,null,null,"",null,null,null,"",null,null,null,null,null,null,null,null,null,null,{"$f":"A92","v":""},{"$f":"IF(COUNTIF($D92,\"*系統電力*\"),\"*系統電力*\",IF(COUNTIF($D92,\"*産業用蒸気*\"),\"*産業用蒸気*\",IF(COUNTIF($D92,\"*温水*\"),\"*温水*\",IF(COUNTIF($D92,\"*冷水*\"),\"*冷水*\",IF(COUNTIF($D92,\"*蒸気（産業用以外）*\"),\"*蒸気（産業用以外）*\",$D92)))))","v":0},{"$f":"K92","v":0},{"$f":"IFERROR(VLOOKUP($CE92,電力等のGJ換算係数,2,FALSE),IF(VLOOKUP($CE92,排出係数と単価1,3,FALSE)=\"\",\"\",VLOOKUP($CE92,排出係数と単価1,3,FALSE)))","v":{"$error":"#N/A"}},{"$f":"IFERROR(CF92*CG92,\"---\")","v":"---"}]
[null,null,null,null,null,null,null,null,null,null,null,null,null,null,null,null,null,null,null,null,null,null,null,null,null,null,null,null,null,null,null,null,null,null,null,null,null,null,null,null,null,null,null,null,null,null,null,null,null,null,null,null,null,null,null,null,null,null,null,null,null,null,null,null,null,null,null,null,null,null,null,null,null,null,null,null,null,"※「低炭素系統電力への変更」対策の場合の注記\n\n■実施【前】の活動の種別は、「系統電力」\n 　を選択してください。\n 　実施【計画】の活動の種別は、「系統電力\n 　切替先」を選択してください。\n\n■系統電力切替先は、排出係数が\n 　0.00025t-CO2/kWh未満（固定） の\n　 メニューのみが対象です。\n 　排出係数及び単価等の情報は、\n　  ［排出係数・単価表］にて入力して\n 　ください。\n\n",null,null,null,{"$f":"A94","v":""},{"$f":"IF(COUNTIF($D94,\"*系統電力*\"),\"*系統電力*\",IF(COUNTIF($D94,\"*産業用蒸気*\"),\"*産業用蒸気*\",IF(COUNTIF($D94,\"*温水*\"),\"*温水*\",IF(COUNTIF($D94,\"*冷水*\"),\"*冷水*\",IF(COUNTIF($D94,\"*蒸気（産業用以外）*\"),\"*蒸気（産業用以外）*\",$D94)))))","v":0},{"$f":"K94","v":0},{"$f":"IFERROR(VLOOKUP($CE93,電力等のGJ換算係数,2,FALSE),IF(VLOOKUP($CE93,排出係数と単価1,3,FALSE)=\"\",\"\",VLOOKUP($CE93,排出係数と単価1,3,FALSE)))","v":{"$error":"#N/A"}},"---"]
[{"$f":"IF($D94=\"\",\"\",VLOOKUP($D94,排出係数と単価2,10,FALSE))","v":""},null,null,null,null,null,null,null,null,null,null,null,null,null,{"$f":"IF($D94=\"\",\"\",VLOOKUP($D94,排出係数と単価2,2,FALSE))","v":""},null,{"$f":"IF($D94=\"\",\"\",IF(A94=1,VLOOKUP($D94,排出係数と単価2,5,FALSE),VLOOKUP($D94,排出係数と単価2,3,FALSE)*VLOOKUP($D94,排出係数と単価2,5,FALSE)))","v":""},null,null,{"$f":"IF($D94=\"\",\"\",\"t-CO2/\"&$O94)","v":""},null,null,null,{"$f":"IF(OR(K94=\"\",Q94=\"\"),\"\",K94*Q94)","v":""},null,null,null,{"$f":"IF($D94=\"\",\"\",VLOOKUP($D94,排出係数と単価2,7,FALSE))","v":""},null,null,null,{"$f":"IF(OR(K94=\"\",AB94=\"\"),\"\",K94*AB94)","v":""},null,null,null,null,null,null,null,null,null,null,null,null,null,null,null,null,null,null,null,null,null,null,null,"",null,null,"",null,null,null,"",null,null,null,"",null,null,null,"",null,null,null,null,null,null,null,null,null,null,{"$f":"A96","v":""},{"$f":"IF(COUNTIF($D96,\"*系統電力*\"),\"*系統電力*\",IF(COUNTIF($D96,\"*産業用蒸気*\"),\"*産業用蒸気*\",IF(COUNTIF($D96,\"*温水*\"),\"*温水*\",IF(COUNTIF($D96,\"*冷水*\"),\"*冷水*\",IF(COUNTIF($D96,\"*蒸気（産業用以外）*\"),\"*蒸気（産業用以外）*\",$D96)))))","v":0},{"$f":"K96","v":0},{"$f":"IFERROR(VLOOKUP($CE94,電力等のGJ換算係数,2,FALSE),IF(VLOOKUP($CE94,排出係数と単価1,3,FALSE)=\"\",\"\",VLOOKUP($CE94,排出係数と単価1,3,FALSE)))","v":{"$error":"#N/A"}},"---"]
[null,null,null,null,null,null,null,null,null,null,null,null,null,null,null,null,null,null,null,null,null,null,null,null,null,null,null,null,null,null,null,null,null,null,null,null,null,null,null,null,null,null,null,null,null,null,null,null,null,null,null,null,null,null,null,null,null,null,null,null,null,null,null,null,null,null,null,null,null,null,null,null,null,null,null,null,null,null,null,null,null,null,null,null,"合計",{"$f":"SUM(CH91:CH94)","v":0}]
[{"$f":"IF($D96=\"\",\"\",VLOOKUP($D96,排出係数と単価2,10,FALSE))","v":""},null,null,null,null,null,null,null,null,null,null,null,null,null,{"$f":"IF($D96=\"\",\"\",VLOOKUP($D96,排出係数と単価2,2,FALSE))","v":""},null,{"$f":"IF($D96=\"\",\"\",IF(A96=1,VLOOKUP($D96,排出係数と単価2,5,FALSE),VLOOKUP($D96,排出係数と単価2,3,FALSE)*VLOOKUP($D96,排出係数と単価2,5,FALSE)))","v":""},null,null,{"$f":"IF($D96=\"\",\"\",\"t-CO2/\"&$O96)","v":""},null,null,null,{"$f":"IF(OR(K96=\"\",Q96=\"\"),\"\",K96*Q96)","v":""},null,null,null,{"$f":"IF($D96=\"\",\"\",VLOOKUP($D96,排出係数と単価2,7,FALSE))","v":""},null,null,null,{"$f":"IF(OR(K96=\"\",AB96=\"\"),\"\",K96*AB96)","v":""},null,null,null,null,null,null,null,null,null,null,null,null,null,null,null,null,null,null,null,null,null,null,null,"",null,null,"",null,null,null,"",null,null,null,"",null,null,null,"",null,null,null,null,null,null,null,null,null,null,"計画"]
[null,null,null,null,null,null,null,null,null,null,null,null,null,null,null,null,null,null,null,null,null,null,null,null,null,null,null,null,null,null,null,null,null,null,null,null,null,null,null,null,null,null,null,null,null,null,null,null,null,null,null,null,null,null,null,null,null,null,null,null,null,null,null,null,null,null,null,null,null,null,null,null,null,null,null,null,null,null,null,null,null,"計算種別","活動種別","活動量","単位発熱量","GJ換算量"]
[null,null,null,null,null,null,null,null,null,null,null,null,null,null,null,null,"合計(f1)",null,null,null,null,null,null,{"$f":"SUM(X90:X97)","v":0},null,null,null,"合計",null,null,null,{"$f":"SUM(AF90:AF97)","v":0},null,null,null,null,null,null,null,null,null,null,null,null,null,null,null,null,null,null,null,null,null,null,null,"合計",null,null,null,null,null,null,541.92600000000004,null,null,null,"合計",null,null,null,12000,null,null,null,null,null,null,null,null,null,null,{"$f":"A111","v":""},{"$f":"IF(COUNTIF($D111,\"*系統電力*\"),\"*系統電力*\",IF(COUNTIF($D111,\"*産業用蒸気*\"),\"*産業用蒸気*\",IF(COUNTIF($D111,\"*温水*\"),\"*温水*\",IF(COUNTIF($D111,\"*冷水*\"),\"*冷水*\",IF(COUNTIF($D111,\"*蒸気（産業用以外）*\"),\"*蒸気（産業用以外）*\",$D111)))))","v":0},{"$f":"K111","v":0},{"$f":"IFERROR(VLOOKUP($CE98,電力等のGJ換算係数,2,FALSE),IF(VLOOKUP($CE98,排出係数と単価1,3,FALSE)=\"\",\"\",VLOOKUP($CE98,排出係数と単価1,3,FALSE)))","v":{"$error":"#N/A"}},{"$f":"IFERROR(CF98*CG98,\"---\")","v":"---"}]
[null,null,null,null,null,null,null,null,null,null,null,null,null,null,null,null,null,null,null,null,null,null,null,null,null,null,null,null,null,null,null,null,null,null,null,null,null,null,null,null,null,null,null,null,null,null,null,null,null,null,null,null,null,null,null,null,null,null,null,null,null,null,null,null,null,null,null,null,null,null,null,null,null,null,null,null,null,null,null,null,null,{"$f":"A113","v":""},{"$f":"IF(COUNTIF($D113,\"*系統電力*\"),\"*系統電力*\",IF(COUNTIF($D113,\"*産業用蒸気*\"),\"*産業用蒸気*\",IF(COUNTIF($D113,\"*温水*\"),\"*温水*\",IF(COUNTIF($D113,\"*冷水*\"),\"*冷水*\",IF(COUNTIF($D113,\"*蒸気（産業用以外）*\"),\"*蒸気（産業用以外）*\",$D113)))))","v":0},{"$f":"K113","v":0},{"$f":"IFERROR(VLOOKUP($CE99,電力等のGJ換算係数,2,FALSE),IF(VLOOKUP($CE99,排出係数と単価1,3,FALSE)=\"\",\"\",VLOOKUP($CE99,排出係数と単価1,3,FALSE)))","v":{"$error":"#N/A"}},{"$f":"IFERROR(CF99*CG99,\"---\")","v":"---"}]
[null,null,null,"脱炭素化指標（状況）",null,null,null,null,null,null,null,null,null,null,null,null,"その他の運転コスト\n（運転・管理費、用水費、薬品費等）",null,null,null,null,null,null,null,null,null,null,null,null,null,null,"その他運転コスト\n(千円/年)",null,null,null,null,null,null,null,null,null,null,"脱炭素化指標（状況）",null,null,null,null,null,null,null,null,null,null,null,null,"その他の運転コスト\n（運転・管理費、用水費、薬品費等）",null,null,null,null,null,null,null,null,null,null,null,null,null,null,"その他運転コスト\n(千円/年)",null,null,null,null,null,null,null,null,null,null,{"$f":"A115","v":""},{"$f":"IF(COUNTIF($D115,\"*系統電力*\"),\"*系統電力*\",IF(COUNTIF($D115,\"*産業用蒸気*\"),\"*産業用蒸気*\",IF(COUNTIF($D115,\"*温水*\"),\"*温水*\",IF(COUNTIF($D115,\"*冷水*\"),\"*冷水*\",IF(COUNTIF($D115,\"*蒸気（産業用以外）*\"),\"*蒸気（産業用以外）*\",$D115)))))","v":0},{"$f":"K115","v":0},{"$f":"IFERROR(VLOOKUP($CE100,電力等のGJ換算係数,2,FALSE),IF(VLOOKUP($CE100,排出係数と単価1,3,FALSE)=\"\",\"\",VLOOKUP($CE100,排出係数と単価1,3,FALSE)))","v":{"$error":"#N/A"}},"---"]
[null,null,null,null,null,null,null,null,null,null,null,null,null,null,null,null,null,null,null,null,null,null,null,null,null,null,null,null,null,null,null,null,null,null,null,null,null,null,null,null,null,null,null,null,null,null,null,null,null,null,null,null,null,null,null,null,null,null,null,null,null,null,null,null,null,null,null,null,null,null,null,null,null,null,null,null,null,null,null,null,null,{"$f":"A117","v":""},{"$f":"IF(COUNTIF($D117,\"*系統電力*\"),\"*系統電力*\",IF(COUNTIF($D117,\"*産業用蒸気*\"),\"*産業用蒸気*\",IF(COUNTIF($D117,\"*温水*\"),\"*温水*\",IF(COUNTIF($D117,\"*冷水*\"),\"*冷水*\",IF(COUNTIF($D117,\"*蒸気（産業用以外）*\"),\"*蒸気（産業用以外）*\",$D117)))))","v":0},{"$f":"K117","v":0},{"$f":"IFERROR(VLOOKUP($CE101,電力等のGJ換算係数,2,FALSE),IF(VLOOKUP($CE101,排出係数と単価1,3,FALSE)=\"\",\"\",VLOOKUP($CE101,排出係数と単価1,3,FALSE)))","v":{"$error":"#N/A"}},"---"]
[null,null,null,"CO2排出量(f1)",null,null,null,null,null,null,{"$f":"X98","v":0},null,null,"t-CO2/年",null,null,null,null,null,null,null,null,null,null,null,null,null,null,null,null,null,null,null,null,null,null,null,null,null,null,null,null,"CO2排出量(f1)",null,null,null,null,null,null,541.92600000000004,null,null,"t-CO2/年",null,null,"ボイラー定期点検費用",null,null,null,null,null,null,null,null,null,null,null,null,null,null,30,null,null,null,null,null,null,null,null,null,null,null,null,null,"合計",{"$f":"SUM(CH98:CH101)","v":0}]
[]
[null,null,null,"エネルギー消費量(g1)",null,null,null,null,null,null,{"$f":"CH95","v":0},null,null,"GJ換算値/年",null,null,null,null,null,null,null,null,null,null,null,null,null,null,null,null,null,null,null,null,null,null,null,null,null,null,null,null,"エネルギー消費量(g1)",null,null,null,null,null,null,7820,null,null,"GJ/年"]
[]
[null,null,null,"脱炭素化指標（状況）",null,null,null,null,null,null,{"$f":"IFERROR(K102/K104,\"---\")","v":"---"},null,null,"(f1)/(g1)",null,null,"運転コスト合計",null,null,null,null,null,null,null,null,null,null,null,null,null,null,{"$f":"AF98+AF102+AF104","v":0},null,null,null,null,null,null,null,null,null,null,"脱炭素化指標（状況）",null,null,null,null,null,null,6.93E-2,null,null,"(f1)/(g1)",null,null,"運転コスト合計",null,null,null,null,null,null,null,null,null,null,null,null,null,null,12030]
[null,null,null,null,null,null,null,null,null,null,null,null,null,null,null,null,null,null,null,null,null,null,null,null,null,null,null,null,null,null,null,null,null,null,null,null,null,null,null,null,null,null,null,null,null,null,null,null,null,null,null,null,null,null,null,null,null,null,null,null,null,null,null,null,null,null,null,null,null,null,null,null,null,null,null,null,null,"※活動種別「系統電力」に関する注記\n\n買電はすべて「系統電力」を選択してください。\n（「系統電力切替先」は低炭素系統電力への変更対策を記述する際にのみ使用してください。）"]
[]
[null,"計画",null,"活動種別",null,null,null,null,null,null,"年間活動量",null,null,null,null,null,"変換係数",null,null,null,null,null,null,"CO2排出量\n(t-CO2/年)",null,null,null,"単価(千円)",null,null,null,"運転コスト\n(千円/年)",null,null,null,null,null,null,null,null,"計画",null,"活動種別",null,null,null,null,null,null,"年間活動量",null,null,null,null,null,"変換係数",null,null,null,null,null,null,"CO2排出量\n(t-CO2/年)",null,null,null,"単価(千円)",null,null,null,"運転コスト\n(千円/年)"]
[]
[{"$f":"IF($D111=\"\",\"\",VLOOKUP($D111,排出係数と単価2,10,FALSE))","v":""},"対策実施【計画】",null,null,null,null,null,null,null,null,null,null,null,null,{"$f":"IF($D111=\"\",\"\",VLOOKUP($D111,排出係数と単価2,2,FALSE))","v":""},null,{"$f":"IF($D111=\"\",\"\",IF(A111=1,VLOOKUP($D111,排出係数と単価2,5,FALSE),VLOOKUP($D111,排出係数と単価2,3,FALSE)*VLOOKUP($D111,排出係数と単価2,5,FALSE)))","v":""},null,null,{"$f":"IF($D111=\"\",\"\",\"t-CO2/\"&$O111)","v":""},null,null,null,{"$f":"IF(OR(K111=\"\",Q111=\"\"),\"\",K111*Q111)","v":""},null,null,null,{"$f":"IF($D111=\"\",\"\",VLOOKUP($D111,排出係数と単価2,7,FALSE))","v":""},null,null,null,{"$f":"IF(OR(K111=\"\",AB111=\"\"),\"\",K111*AB111)","v":""},null,null,null,null,null,null,null,null,"対策実施【計画】",null,"都市ガス",null,null,null,null,null,null,150,null,null,null,"千Nm3",null,2.2770000000000001,null,null,"t-CO2/千Nm3",null,null,null,341.55,null,null,null,76,null,null,null,11400]
[]
[{"$f":"IF($D113=\"\",\"\",VLOOKUP($D113,排出係数と単価2,10,FALSE))","v":""},null,null,null,null,null,null,null,null,null,null,null,null,null,{"$f":"IF($D113=\"\",\"\",VLOOKUP($D113,排出係数と単価2,2,FALSE))","v":""},null,{"$f":"IF($D113=\"\",\"\",IF(A113=1,VLOOKUP($D113,排出係数と単価2,5,FALSE),VLOOKUP($D113,排出係数と単価2,3,FALSE)*VLOOKUP($D113,排出係数と単価2,5,FALSE)))","v":""},null,null,{"$f":"IF($D113=\"\",\"\",\"t-CO2/\"&$O113)","v":""},null,null,null,{"$f":"IF(OR(K113=\"\",Q113=\"\"),\"\",K113*Q113)","v":""},null,null,null,{"$f":"IF($D113=\"\",\"\",VLOOKUP($D113,排出係数と単価2,7,FALSE))","v":""},null,null,null,{"$f":"IF(OR(K113=\"\",AB113=\"\"),\"\",K113*AB113)","v":""},null,null,null,null,null,null,null,null,null,null,null,null,null,null,null,null,null,null,null,null,null,"",null,"",null,null,"",null,null,null,"",null,null,null,"",null,null,null,""]
[]
[{"$f":"IF($D115=\"\",\"\",VLOOKUP($D115,排出係数と単価2,10,FALSE))","v":""},null,null,null,null,null,null,null,null,null,null,null,null,null,{"$f":"IF($D115=\"\",\"\",VLOOKUP($D115,排出係数と単価2,2,FALSE))","v":""},null,{"$f":"IF($D115=\"\",\"\",IF(A115=1,VLOOKUP($D115,排出係数と単価2,5,FALSE),VLOOKUP($D115,排出係数と単価2,3,FALSE)*VLOOKUP($D115,排出係数と単価2,5,FALSE)))","v":""},null,null,{"$f":"IF($D115=\"\",\"\",\"t-CO2/\"&$O115)","v":""},null,null,null,{"$f":"IF(OR(K115=\"\",Q115=\"\"),\"\",K115*Q115)","v":""},null,null,null,{"$f":"IF($D115=\"\",\"\",VLOOKUP($D115,排出係数と単価2,7,FALSE))","v":""},null,null,null,{"$f":"IF(OR(K115=\"\",AB115=\"\"),\"\",K115*AB115)","v":""},null,null,null,null,null,null,null,null,null,null,null,null,null,null,null,null,null,null,null,null,null,"",null,"",null,null,"",null,null,null,"",null,null,null,"",null,null,null,""]
[]
[{"$f":"IF($D117=\"\",\"\",VLOOKUP($D117,排出係数と単価2,10,FALSE))","v":""},null,null,null,null,null,null,null,null,null,null,null,null,null,{"$f":"IF($D117=\"\",\"\",VLOOKUP($D117,排出係数と単価2,2,FALSE))","v":""},null,{"$f":"IF($D117=\"\",\"\",IF(A117=1,VLOOKUP($D117,排出係数と単価2,5,FALSE),VLOOKUP($D117,排出係数と単価2,3,FALSE)*VLOOKUP($D117,排出係数と単価2,5,FALSE)))","v":""},null,null,{"$f":"IF($D117=\"\",\"\",\"t-CO2/\"&$O117)","v":""},null,null,null,{"$f":"IF(OR(K117=\"\",Q117=\"\"),\"\",K117*Q117)","v":""},null,null,null,{"$f":"IF($D117=\"\",\"\",VLOOKUP($D117,排出係数と単価2,7,FALSE))","v":""},null,null,null,{"$f":"IF(OR(K117=\"\",AB117=\"\"),\"\",K117*AB117)","v":""},null,null,null,null,null,null,null,null,null,null,null,null,null,null,null,null,null,null,null,null,null,"",null,"",null,null,"",null,null,null,"",null,null,null,"",null,null,null,""]
[]
[null,null,null,null,null,null,null,null,null,null,null,null,null,null,null,null,"合計(f2)",null,null,null,null,null,null,{"$f":"SUM(X111:X118)","v":0},null,null,null,"合計",null,null,null,{"$f":"SUM(AF111:AF118)","v":0},null,null,null,null,null,null,null,null,null,null,null,null,null,null,null,null,null,null,null,null,null,null,null,"合計",null,null,null,null,null,null,341.55,null,null,null,"合計",null,null,null,11400]
[]
[null,null,null,"脱炭素化指標（状況）",null,null,null,null,null,null,null,null,null,null,null,null,"その他の運転コスト\n（運転・管理費、用水費、薬品費等）",null,null,null,null,null,null,null,null,null,null,null,null,null,null,"その他運転コスト\n(千円/年)",null,null,null,null,null,null,null,null,null,null,"脱炭素化指標（状況）",null,null,null,null,null,null,null,null,null,null,null,null,"その他の運転コスト\n（運転・管理費、用水費、薬品費等）",null,null,null,null,null,null,null,null,null,null,null,null,null,null,"その他運転コスト\n(千円/年)"]
[]
[null,null,null,"CO2排出量(f2)",null,null,null,null,null,null,{"$f":"X119","v":0},null,null,"t-CO2/年",null,null,null,null,null,null,null,null,null,null,null,null,null,null,null,null,null,null,null,null,null,null,null,null,null,null,null,null,"CO2排出量(f2)",null,null,null,null,null,null,341.55,null,null,"t-CO2/年",null,null,"ボイラー定期点検費用",null,null,null,null,null,null,null,null,null,null,null,null,null,null,30]
[]
[null,null,null,"エネルギー消費量(g2)",null,null,null,null,null,null,{"$f":"CH102","v":0},null,null,"GJ換算値/年",null,null,null,null,null,null,null,null,null,null,null,null,null,null,null,null,null,null,null,null,null,null,null,null,null,null,null,null,"エネルギー消費量(g2)",null,null,null,null,null,null,6750,null,null,"GJ/年"]
[]
[null,null,null,"脱炭素化指標（状況）",null,null,null,null,null,null,{"$f":"IFERROR(K123/K125,\"---\")","v":"---"},null,null,"(f2)/(g2)",null,null,"運転コスト合計",null,null,null,null,null,null,null,null,null,null,null,null,null,null,{"$f":"AF119+AF123+AF125","v":0},null,null,null,null,null,null,null,null,null,null,"脱炭素化指標（状況）",null,null,null,null,null,null,5.0599999999999999E-2,null,null,"(f2)/(g2)",null,null,"運転コスト合計",null,null,null,null,null,null,null,null,null,null,null,null,null,null,11430]
[]
[]
[]
[null,{"$f":"\"対策個票\"&$B$9","v":"対策個票11"},null,null,null,null,null,null,null,null,null,null,null,null,null,null,null,null,null,null,null,null,null,null,null,null,null,null,null,null,null,null,null,null,null,null,null,null,null,null,"対策個票1"]
[]
[null,"３．年間活動量の算出根拠",null,null,null,null,null,null,null,null,null,null,null,null,null,null,null,null,null,null,null,null,null,null,null,null,null,null,null,null,null,null,null,null,null,null,null,null,null,null,"３．年間活動量の算出根拠"]
[null,"対策実施【前】",null,null,null,null,null,null,null,null,null,null,null,null,null,null,null,null,null,null,null,null,null,null,null,null,null,null,null,null,null,null,null,null,null,null,null,null,null,null,"対策実施【前】"]
[null,"３－１．活動量（エネルギー使用量）把握方法・計算方法の説明",null,null,null,null,null,null,null,null,null,null,null,null,null,null,null,null,null,null,null,null,null,null,null,null,null,null,null,null,null,null,null,null,null,null,null,null,null,null,"３－１．活動量（エネルギー使用量）把握方法・計算方法の説明"]
[null,null,null,null,null,null,null,null,null,null,null,null,null,null,null,null,null,null,null,null,null,null,null,null,null,null,null,null,null,null,null,null,null,null,null,null,null,null,null,null,null,"■要点を第三者が読んで理解できるように記述してください。\n■DXシステムによる計測結果に基づく対策の場合は、DXシステムを利用したことを明示してください。"]
[]
[]
[null,"３－２．活動量（エネルギー使用量）の計算",null,null,null,null,null,null,null,null,null,null,null,null,null,null,null,null,null,null,null,null,null,null,null,null,null,null,null,null,null,null,null,null,null,null,null,null,null,null,"３－２．活動量（エネルギー使用量）の計算"]
[]
[null,null,null,null,null,null,null,null,null,null,null,null,null,null,null,null,null,null,null,null,null,null,null,null,null,null,null,null,null,null,null,null,null,null,null,null,null,null,null,null,null,"※【他の記入欄にも共通する注意事項】\n\n■第三者が読んで理解できるように記述してください。\n\n■スペースが足りない場合には、[別紙]として新規シートを追加し、当該対策個票の別紙であることがわかるようなシート名称\n　 にして使用してください。記入欄には、別紙がある旨を明記してください。\n　 その他、※別紙シートを利用する場合の注記を参照してください。\n\n■「SHIFT事業CO2削減対策の効果算定ガイドライン」を参照してください。",null,null,null,null,null,null,null,null,null,null,null,null,null,null,null,null,null,null,null,null,null,null,null,null,null,null,null,null,null,null,null,null,null,null,null,"※別紙シートを利用する場合の注記\n\n■別紙を追加・添付する場合は、\n　 本シートの記入欄に別紙の要点を記載\n　 してください。\n\n■別紙への参照を記述する際は、\n　 「別紙のとおり」ではなく、\n 　「別紙XXの何ページ、何行目～何行目の\n　 記載(YY)のとおり」 （XX、YYは通し番号）\n 　とする等、参照箇所を明示してください。\n　 なお、\n　 該当する別紙や記載には対応する通し\n 　番号(XX、YY)を打ち、\n 　本文と、該当する別紙や記載が\n 　１対１に対応するようにしてください。"]
[]
[]
[]
[]
[]
[]
[]
[]
[]
[null,"３－３．活動量（エネルギー使用量）の計算で使用した各数値の説明・根拠",null,null,null,null,null,null,null,null,null,null,null,null,null,null,null,null,null,null,null,null,null,null,null,null,null,null,null,null,null,null,null,null,null,null,null,null,null,null,"３－３．活動量（エネルギー使用量）の計算で使用した各数値の説明・根拠"]
[null,null,null,null,null,null,null,null,null,null,null,null,null,null,null,null,null,null,null,null,null,null,null,null,null,null,null,null,null,null,null,null,null,null,null,null,null,null,null,null,null,"■当該施設の特性、使用条件であることがわかるように記載してください。類似の設備、たとえば「40W型」だけでは活動量\n　 の確認ができませんので、当該設備のメーカー名、型番、仕様を根拠として記載してください。\n\n■計測値を記載する場合には、結果だけではなく計測対象・期間・装置・条件を明記してください。\n\n■同一の設備や類似の設備が別の個票にもある場合には、他の個票との関係が１対１でわかるようにしてください。たとえ\n　 ば、個票1に各個票の同一の設備や類似の設備の相互の関係がわかる表を添付することが考えられます。\n\n■数値の単位はSI単位で記述するよう努めてください。たとえば、機器銘板がkcal/h表示の場合には、そのままcal単位を\n　 使い続けずに、初めにkWへの換算を記載した上で、以降はkWで説明を行ってください。\n\n■DXシステムによる計測結果に基づく対策の場合は、DXシステムの計測結果を提示してください。"]
[]
[]
[]
[]
[]
[]
[]
[]
[]
[]
[]
[null,"対策実施【計画】",null,null,null,null,null,null,null,null,null,null,null,null,null,null,null,null,null,null,null,null,null,null,null,null,null,null,null,null,null,null,null,null,null,null,null,null,null,null,"対策実施【計画】"]
[null,"３－４．活動量（エネルギー使用量）把握方法・計算方法の説明",null,null,null,null,null,null,null,null,null,null,null,null,null,null,null,null,null,null,null,null,null,null,null,null,null,null,null,null,null,null,null,null,null,null,null,null,null,null,"３－４．活動量（エネルギー使用量）把握方法・計算方法の説明"]
[]
[null,null,null,null,null,null,null,null,null,null,null,null,null,null,null,null,null,null,null,null,null,null,null,null,null,null,null,null,null,null,null,null,null,null,null,null,null,null,null,null,null,"■要点を第三者が読んで理解できるように記述してください。"]
[]
[null,"３－５．活動量（エネルギー使用量）の計算",null,null,null,null,null,null,null,null,null,null,null,null,null,null,null,null,null,null,null,null,null,null,null,null,null,null,null,null,null,null,null,null,null,null,null,null,null,null,"３－５．活動量（エネルギー使用量）の計算"]
[]
[]
[]
[null,null,null,null,null,null,null,null,null,null,null,null,null,null,null,null,null,null,null,null,null,null,null,null,null,null,null,null,null,null,null,null,null,null,null,null,null,null,null,null,null,"■上記３－２の注記にある【他の記入欄にも共通する注意事項】を参照してください。\n\n■数値シミュレーションを使用する場合には、シミュレーションの計算式や考え方に加え、計算条件が該当事業所の状況\n　 に合致していることがわかるように記載してください。"]
[]
[]
[]
[]
[]
[]
[]
[null,"３－６．活動量（エネルギー使用量）の計算で使用した各数値の説明・根拠",null,null,null,null,null,null,null,null,null,null,null,null,null,null,null,null,null,null,null,null,null,null,null,null,null,null,null,null,null,null,null,null,null,null,null,null,null,null,"３－６．活動量（エネルギー使用量）の計算で使用した各数値の説明・根拠"]
[]
[null,null,null,null,null,null,null,null,null,null,null,null,null,null,null,null,null,null,null,null,null,null,null,null,null,null,null,null,null,null,null,null,null,null,null,null,null,null,null,null,null,"■当該施設の特性、使用条件であることがわかるように記載してください。類似の設備、たとえば「40W型」だけでは活動量\n　 の確認ができませんので、当該設備のメーカー名、型番、仕様を根拠として記載してください。\n\n■計測値を記載する場合には、結果だけではなく計測対象・期間・装置・条件を明記してください。\n\n■同一の設備や類似の設備が別の個票にもある場合には、他の個票との関係が１対１でわかるようにしてください。たとえ\n　 ば、個票1に各個票の同一の設備や類似の設備の相互の関係がわかる表を添付することが考えられます。\n\n■数値の単位はSI単位で記述するよう努めてください。たとえば、機器銘板がkcal/h表示の場合には、そのままcal単位を\n　 使い続けずに、初めにkWへの換算を記載した上で、以降はkWで説明を行ってください。"]
[]
[]
[]
[]
[]
[]
[]
[]
[]
[]
[null,{"$f":"\"対策個票\"&$B$9","v":"対策個票11"},null,null,null,null,null,null,null,null,null,null,null,null,null,null,null,null,null,null,null,null,null,null,null,null,null,null,null,null,null,null,null,null,null,null,null,null,null,null,"対策個票1"]
[]
[null,"４．実施方法",null,null,null,null,null,null,null,null,null,null,null,null,null,null,null,null,null,null,null,null,null,null,null,null,null,null,null,null,null,null,null,null,null,null,null,null,null,null,"４．実施方法"]
[null,"４－１．実施手順/実施に関する注意事項",null,null,null,null,null,null,null,null,null,null,null,null,null,null,null,null,null,null,null,null,null,null,null,null,null,null,null,null,null,null,null,null,null,null,null,null,null,null,"４－１．実施手順/実施に関する注意事項",null,null,null,null,null,null,null,null,null,null,null,null,null,null,null,null,null,null,null,null,null,null,null,null,null,null,null,null,null,null,null,null,null,null,null,null,"※別紙シートを利用する場合の注記\n\n■別紙を追加・添付する場合は、\n　 本シートの記入欄に別紙の要点を記載\n　 してください。\n\n■別紙への参照を記述する際は、\n　 「別紙のとおり」ではなく、\n 　「別紙XXの何ページ、何行目～何行目の\n　 記載(YY)のとおり」 （XX、YYは通し番号）\n 　とする等、参照箇所を明示してください。\n　 なお、\n　 該当する別紙や記載には対応する通し\n 　番号(XX、YY)を打ち、\n 　本文と、該当する別紙や記載が\n 　１対１に対応するようにしてください。"]
[]
[null,null,null,null,null,null,null,null,null,null,null,null,null,null,null,null,null,null,null,null,null,null,null,null,null,null,null,null,null,null,null,null,null,null,null,null,null,null,null,null,null,"■対策を具体的に進めるために必要な実施方法や手順を記載\n 　してください。\n 　例えば、\n　 ・運用改善対策の場合は、新たな運用規定の内容や、\n　　 周知の仕方など。\n　 ・設備導入対策の場合は、設備仕様や必要コスト、また国への\n 　　届出が必要な設備機器の場合には、その申請方法や申請の\n　　 タイミングなど。\n\n■スペースが足りない場合には、[別紙]として新規シートを追加し、\n　 当該対策個票の別紙であることがわかるようなシート名称にして\n 　使用してください。記入欄には、別紙がある旨を明記してください。\n　 その他、※別紙シートを利用する場合の注記を参照してください。"]
[]
[]
[]
[]
[]
[]
[]
[]
[]
[]
[]
[]
[]
[]
[]
[]
[]
[]
[]
[]
[]
[null,"４－２．［設備導入等］既存設備と導入設備の仕様（能力等）比較、及び導入設備の能力が適切であることの説明\n　　　　［運用改善等］対策実施前後の運用条件の比較、及び対策が問題なく実行できることの説明",null,null,null,null,null,null,null,null,null,null,null,null,null,null,null,null,null,null,null,null,null,null,null,null,null,null,null,null,null,null,null,null,null,null,null,null,null,null,"４－２．［設備導入等］既存設備と導入設備の仕様（能力等）比較、及び導入設備の能力が適切であることの説明\n　　　　［運用改善等］対策実施前後の運用条件の比較、及び対策が問題なく実行できることの説明"]
[]
[null,null,null,null,null,null,null,null,null,null,null,null,null,null,null,null,null,null,null,null,null,null,null,null,null,null,null,null,null,null,null,null,null,null,null,null,null,null,null,null,null,"■既存設備と導入設備の能力（出力）が定量的に比較できるように記載してください。たとえば、設備導入前と設備導入後\n　 で能力比較ができる表（下記記入例参照）を記載してください。\n\n■特に、既存設備よりも導入設備の能力（出力）の方が大きくなる場合には、「別紙のとおり」だけでは確認困難なため、\n　 本欄と別紙の該当箇所とで１対１の対応がつくようにした上で、本欄に説明を記載してください。\n　 ※別紙シートを利用する場合の注記を参照してください。"]
[]
[]
[]
[]
[]
[]
[]
[]
[null,null,null,null,null,null,null,null,null,null,null,null,null,null,null,null,null,null,null,null,null,null,null,null,null,null,null,null,null,null,null,null,null,null,null,null,null,null,null,null,null,null,null,null,null,null,"記入例:重油炊きボイラーからガス炊きボイラーへの設備更新前後の仕様比較"]
[null,null,null,null,null,null,null,null,null,null,null,null,null,null,null,null,null,null,null,null,null,null,null,null,null,null,null,null,null,null,null,null,null,null,null,null,null,null,null,null,null,null,null,null,null,null,"項目",null,null,null,null,null,null,null,"設備導入前",null,null,null,null,null,null,null,"設備導入後"]
[null,null,null,null,null,null,null,null,null,null,null,null,null,null,null,null,null,null,null,null,null,null,null,null,null,null,null,null,null,null,null,null,null,null,null,null,null,null,null,null,null,null,null,null,null,null,"設備名",null,null,null,null,null,null,null,"重油炊きボイラー",null,null,null,null,null,null,null,"ガス炊きボイラー"]
[null,null,null,null,null,null,null,null,null,null,null,null,null,null,null,null,null,null,null,null,null,null,null,null,null,null,null,null,null,null,null,null,null,null,null,null,null,null,null,null,null,null,null,null,null,null,"台数",null,null,null,null,null,null,null,1,null,null,null,null,null,null,null,1]
[null,null,null,null,null,null,null,null,null,null,null,null,null,null,null,null,null,null,null,null,null,null,null,null,null,null,null,null,null,null,null,null,null,null,null,null,null,null,null,null,null,null,null,null,null,null,"燃料",null,null,null,null,null,null,null,"A重油",null,null,null,null,null,null,null,"都市ガス"]
[null,null,null,null,null,null,null,null,null,null,null,null,null,null,null,null,null,null,null,null,null,null,null,null,null,null,null,null,null,null,null,null,null,null,null,null,null,null,null,null,null,null,null,null,null,null,"相当蒸発量（kg/ｈ）",null,null,null,null,null,null,null,1000,null,null,null,null,null,null,null,1000]
[null,null,null,null,null,null,null,null,null,null,null,null,null,null,null,null,null,null,null,null,null,null,null,null,null,null,null,null,null,null,null,null,null,null,null,null,null,null,null,null,null,null,null,null,null,null,"設計効率（％）",null,null,null,null,null,null,null,90,null,null,null,null,null,null,null,97]
[null,null,null,null,null,null,null,null,null,null,null,null,null,null,null,null,null,null,null,null,null,null,null,null,null,null,null,null,null,null,null,null,null,null,null,null,null,null,null,null,null,null,null,null,null,null,"定格燃焼量（L/h）",null,null,null,null,null,null,null,68.3,null,null,null,null,null,null,null,57.3]
[]
[]
[]
[]
[]
[null,"４－３．法定耐用年数",null,null,null,null,null,null,null,null,null,null,null,null,null,null,null,null,null,null,null,null,null,null,null,null,null,null,null,null,null,null,null,null,null,null,null,null,null,null,"４－３．法定耐用年数"]
[null,"導入設備",null,null,{"$f":"IF($AB$13=\"\",\"\",$AB$13)","v":""},null,null,null,null,null,null,null,null,null,"用途・\n目的",null,null,null,null,null,null,null,null,null,null,null,null,null,null,null,null,null,null,null,null,null,null,null,null,null,"導入設備",null,null,"ガス焚き蒸気ボイラー",null,null,null,null,null,null,null,null,null,"用途・\n目的",null,null,"原料加熱"]
[]
[null,"耐用年数省令別表の記載事項",null,null,null,null,null,null,null,null,null,null,null,null,null,null,null,null,null,null,null,null,null,null,null,null,null,null,null,null,null,null,null,null,null,null,null,null,null,null,"耐用年数省令別表の記載事項"]
[null,"別表の名称",null,null,null,null,null,null,null,null,null,null,null,null,null,null,null,null,null,null,null,null,null,null,null,null,null,null,null,null,null,null,null,null,null,null,null,null,null,null,"別表の名称",null,null,null,null,null,"別表第２ 機械及び装置の耐用年数表"]
[null,"[種類]または[番号]",null,null,null,null,null,null,null,null,null,null,null,null,null,null,null,null,null,null,null,null,null,null,null,null,null,null,null,null,null,null,null,null,null,null,null,null,null,null,"[種類]または[番号]",null,null,null,null,null,1]
[null,"[構造又は用途]、または[設備の種類]",null,null,null,null,null,null,null,null,null,null,null,null,null,null,null,null,null,null,null,null,null,null,null,null,null,null,null,null,null,null,null,null,null,null,null,null,null,null,"[構造又は用途]、または[設備の種類]",null,null,null,null,null,"食料品製造業用設備"]
[]
[null,"細目",null,null,null,null,null,null,null,null,null,null,null,null,null,null,null,null,null,null,null,null,null,null,null,null,null,null,null,null,null,null,null,null,null,null,null,null,null,null,"細目",null,null,null,null,null,"---"]
[]
[null,"法定耐用年数 (年)",null,null,null,null,null,null,null,null,null,null,null,null,null,null,null,null,null,null,null,null,null,null,null,null,null,null,null,null,null,null,null,null,null,null,null,null,null,null,"法定耐用年数 (年)",null,null,null,null,null,10]
[]
[null,{"$f":"\"対策個票\"&$B$9","v":"対策個票11"},null,null,null,null,null,null,null,null,null,null,null,null,null,null,null,null,null,null,null,null,null,null,null,null,null,null,null,null,null,null,null,null,null,null,null,null,null,null,"対策個票1"]
[null,null,null,null,null,null,null,null,null,null,null,null,null,null,null,null,null,null,null,null,null,null,null,null,null,null,null,null,null,null,null,null,null,null,null,null,null,null,null,null,"※実施計画書Cを選択している場合、5ページ目（5.実施計画…）の作成は不要です。"]
[null,"５．実施計画、CO2削減計画、投資回収計画",null,null,null,null,null,null,null,null,null,null,null,null,null,null,null,null,null,null,null,null,null,null,null,null,null,null,null,null,null,null,null,null,null,null,null,null,null,null,"５．実施計画、CO2削減計画、投資回収計画"]
[null,"対策の種類\n[対策個票番号]",null,null,null,null,"対策名称",null,null,null,null,null,null,null,null,null,null,null,null,null,null,null,null,null,"対象/\n既存設備",null,null,{"$f":"IF($AB$11=\"\",\"\",$AB$11)","v":""},null,null,null,null,null,null,null,null,null,null,null,null,"対策の種類\n[対策個票番号]",null,null,null,null,"対策名称",null,null,null,null,null,null,null,null,null,null,null,null,null,null,null,null,null,"対象/\n既存設備",null,null,"重油焚き蒸気ボイラー",null,null,null,null,null,null,null,null,null,null,null,null,null,null,"※「完了時期」に関する注記\n\n■「完了時期」として選択する年月は、\n　 対策の運用準備が整い、\n　 翌月1日には対策による効果が発生している月\n　 としてください。\n　 対策の運用開始は、「完了」年月内あるいは翌月1日\n　 からのいずれの可能性もあります。\n 　段階的に設備を導入し利用を開始する対策（例：LED\n 　の導入）の場合には、すべての対象エリア（効果算定\n　 をした範囲）を考慮して完了年月を選択してください。\n\n　 例えば、\n 　・運用改善対策の場合は、\n　　 新たな運用の準備が完了した年月\n　　（完了月内または翌月1日から新運用が開始され、\n　　　翌月1日からCO2削減効果が発生している）。\n 　・設備導入対策の場合は、\n 　　施工や引き渡しが完了した年月\n　　（完了月内または翌月1日から新たに導入した設備\n　　の運転が開始され、翌月1日からCO2削減効果が\n　　発生している）。"]
[]
[null,{"$f":"$B$9","v":"11"},{"$f":"IF($C$9=\"\",\"\",$C$9)","v":""},null,null,null,{"$f":"IF($G$9=\"\",\"\",$G$9)","v":""},null,null,null,null,null,null,null,null,null,null,null,null,null,null,null,null,null,"導入設備",null,null,{"$f":"IF($AB$13=\"\",\"\",$AB$13)","v":""},null,null,null,null,null,null,null,null,null,null,null,null,6,"燃料転換",null,null,null,"ボイラーの燃料転換",null,null,null,null,null,null,null,null,null,null,null,null,null,null,null,null,null,"導入設備",null,null,"ガス焚き蒸気ボイラー"]
[]
[]
[null,null,null,null,null,null,null,null,null,null,null,null,null,null,null,null,null,"計画年度",null,null,null,null,null,null,null,null,null,null,null,null,null,null,null,null,null,null,null,null,null,null,null,null,null,null,null,null,null,null,null,null,null,null,null,null,null,null,"計画年度",null,null,null,null,null,null,null,null,null,null,null,null,null,null,null,null,null,null,null,null,null,null,null,null,null,null,null,null,null,null,null,"計画年度1",null,"計画年度2",null,"計画年度3",null,"計画年度4",null,"計画年度5"]
[null,null,null,null,null,null,null,null,null,null,null,null,null,null,null,null,null,{"$f":"IF('511脱炭素化計画'!$AQ24=\"\",\"\",'511脱炭素化計画'!$AQ24)","v":""},null,null,null,{"$f":"IF('511脱炭素化計画'!$AT24=\"\",\"\",'511脱炭素化計画'!$AT24)","v":"目標年度"},null,null,null,{"$f":"IF('511脱炭素化計画'!$AW24=\"\",\"\",'511脱炭素化計画'!$AW24)","v":""},null,null,null,{"$f":"IF('511脱炭素化計画'!$AZ24=\"\",\"\",'511脱炭素化計画'!$AZ24)","v":""},null,null,null,{"$f":"IF('511脱炭素化計画'!$BC24=\"\",\"\",'511脱炭素化計画'!$BC24)","v":""},null,null,null,null,null,null,null,null,null,null,null,null,null,null,null,null,null,null,null,null,null,null,"",null,null,null,"目標年度",null,null,null,null,null,null,null,"",null,null,null,null,null,null,null,null,null,null,null,null,null,null,null,null,null,null,null,{"$f":"$R$272","v":0},{"$f":"$T$272","v":0},{"$f":"$V$272","v":0},{"$f":"$X$272","v":0},{"$f":"$Z$272","v":0},{"$f":"$AB$272","v":0},{"$f":"$AD$272","v":0},{"$f":"$AF$272","v":0},{"$f":"$AH$272","v":0},{"$f":"$AJ$272","v":0}]
[null,null,null,null,null,null,null,null,null,null,null,null,null,null,null,null,null,{"$f":"IF('511脱炭素化計画'!$AQ25=\"\",\"\",'511脱炭素化計画'!$AQ25)","v":"令和6年度"},null,null,null,{"$f":"IF('511脱炭素化計画'!$AT25=\"\",\"\",'511脱炭素化計画'!$AT25)","v":"令和7年度"},null,null,null,{"$f":"IF('511脱炭素化計画'!$AW25=\"\",\"\",'511脱炭素化計画'!$AW25)","v":"令和8年度"},null,null,null,{"$f":"IF('511脱炭素化計画'!$AZ25=\"\",\"\",'511脱炭素化計画'!$AZ25)","v":"令和9年度"},null,null,null,{"$f":"IF('511脱炭素化計画'!$BC25=\"\",\"\",'511脱炭素化計画'!$BC25)","v":"令和10年度"},null,null,null,null,null,null,null,null,null,null,null,null,null,null,null,null,null,null,null,null,null,null,"令和6年度",null,null,null,"令和7年度",null,null,null,"令和8年度",null,null,null,"令和9年度",null,null,null,"令和10年度",null,null,null,null,null,null,null,null,null,null,null,null,null,null,null,{"$f":"$R$267","v":"令和6年度"},{"$f":"$R$267","v":"令和6年度"},{"$f":"$V$267","v":"令和7年度"},{"$f":"$V$267","v":"令和7年度"},{"$f":"$Z$267","v":"令和8年度"},{"$f":"$Z$267","v":"令和8年度"},{"$f":"$AD$267","v":"令和9年度"},{"$f":"$AD$267","v":"令和9年度"},{"$f":"$AH$267","v":"令和10年度"},{"$f":"$AH$267","v":"令和10年度"},{"$f":"\"令和\"&MID(CS267,3,2)+1&\"年度\"","v":"令和11年度"},{"$f":"\"令和\"&MID(CT267,3,2)+1&\"年度\"","v":"令和11年度"}]
[null,"５－１．実施計画",null,null,null,null,null,null,null,null,null,null,null,null,null,null,null,null,null,null,null,null,null,null,null,null,null,null,null,null,null,null,null,null,null,null,null,null,null,null,"５－１．実施計画"]
[null,null,null,null,null,"着手時期",null,null,null,null,null,"完了時期",null,null,null,null,null,"着手～完了期間",null,null,null,null,null,null,null,null,null,null,null,null,null,null,null,null,null,null,null,null,null,null,null,null,null,null,"着手時期",null,null,null,null,null,"完了時期",null,null,null,null,null,"着手～完了期間"]
[null,null,null,"年度",null,{"$f":"IFERROR(HLOOKUP(\"着手\",$CK$266:$CT$271,2,FALSE),\"\")","v":""},null,null,null,null,null,{"$f":"IFERROR(HLOOKUP(\"完了\",$CK$266:$CT$271,2,FALSE),\"\")","v":""},null,null,null,null,null,null,null,null,null,null,null,null,null,null,null,null,null,null,null,null,null,null,null,null,null,null,null,null,null,null,"年度",null,"令和6年度",null,null,null,null,null,"令和6年度",null,null,null,null,null,null,null,null,null,null,null,null,null,null,null,null,null,null,null,null,null,null,null,null,null,null,null,null,null,null,null,null,null,null,null,null,null,{"$f":"IF(CK271=0,\"---\",IF(OR(CK271=\"1月\",CK271=\"2月\",CK271=\"3月\"),LEFT(CM267,LEN(CM267)-1),LEFT(CK267,LEN(CK267)-1)))","v":"---"},"---","---","---","---","---","---","---","---","---"]
[null,null,null,"年","月",{"$f":"IFERROR(HLOOKUP(\"着手\",$CK$266:$CT$271,5,FALSE),\"\")","v":""},null,null,{"$f":"IFERROR(HLOOKUP(\"着手\",$CK$266:$CT$271,6,FALSE),\"\")","v":""},null,null,{"$f":"IFERROR(HLOOKUP(\"完了\",$CK$266:$CT$271,5,FALSE),\"\")","v":""},null,null,{"$f":"IFERROR(HLOOKUP(\"完了\",$CK$266:$CT$271,6,FALSE),\"\")","v":""},null,null,null,null,null,null,null,null,null,null,null,null,null,null,null,null,null,null,null,null,null,null,null,null,null,null,null,"年","月","令和6年",null,null,"9月",null,null,"令和7年",null,null,"1月",null,null,"9月",null,"1月",null,null,null,null,null,null,null,null,null,null,null,null,null,null,null,null,null,null,null,null,null,null,null,null,null,null,null,null,null,{"$f":"$R$271","v":0},{"$f":"$T$271","v":0},{"$f":"$V$271","v":0},{"$f":"$X$271","v":0},{"$f":"$Z$271","v":0},{"$f":"$AB$271","v":0},{"$f":"$AD$271","v":0},{"$f":"$AF$271","v":0},{"$f":"$AH$271","v":0},{"$f":"$AJ$271","v":0}]
[null,null,null,null,null,null,null,null,null,null,null,null,null,null,null,null,null,null,null,null,null,null,null,null,null,null,null,null,null,null,null,null,null,null,null,null,null,null,null,null,null,null,null,null,null,null,null,null,null,null,null,null,null,null,null,null,"着手",null,"完了"]
[null,null,null,null,null,null,null,null,null,null,null,null,null,null,null,null,null,null,null,null,null,null,null,null,null,null,null,null,null,null,null,null,null,null,null,null,null,null,null,null,null,null,null,null,null,null,null,null,null,null,null,null,null,null,null,null,"契約・設計：令和6年9月～、施工：令和6年12月～、完了：令和7年1月、運用開始：令和7年2月～"]
[]
[null,"５－２．CO2削減計画",null,null,null,null,null,null,null,null,null,null,null,null,null,null,null,null,null,null,null,null,null,null,null,null,null,null,null,null,null,null,null,null,null,null,"（単位：t-CO2/年）",null,null,null,"５－２．CO2削減計画",null,null,null,null,null,null,null,null,null,null,null,null,null,null,null,null,null,null,null,null,null,null,null,null,null,null,null,null,null,null,null,null,null,null,"（単位：t-CO2/年）"]
[null,null,null,null,null,null,null,null,null,null,null,"年間CO2削減量",null,null,null,null,null,"CO2削減量（年度単位）",null,null,null,null,null,null,null,null,null,null,null,null,null,null,null,null,null,null,null,null,null,null,null,null,null,null,null,null,null,null,null,null,"年間CO2削減量",null,null,null,null,null,"CO2削減量（年度単位）"]
[]
[null,null,null,null,null,null,null,null,null,null,null,{"$f":"IF(J75=\"\",\"\",J75)","v":0},null,null,null,null,null,null,null,null,null,{"$f":"IF(COUNTIF($R$272:$U$272,\"完了\"),$L$278,\"\")","v":""},null,null,null,{"$f":"IF($V278<>\"\",$L$278,IF(COUNTIF($V$272:$Y$272,\"完了\"),$L$278,\"\"))","v":""},null,null,null,{"$f":"IF($Z278<>\"\",$L$278,IF(COUNTIF($Z$272:$AC$272,\"完了\"),$L$278,\"\"))","v":""},null,null,null,{"$f":"IF($AD278<>\"\",$L$278,IF(COUNTIF($AD$272:$AG$272,\"完了\"),$L$278,\"\"))","v":""},null,null,null,null,null,null,null,null,null,null,null,null,null,null,null,null,200,null,null,null,null,null,null,null,null,null,200,null,null,null,200,null,null,null,200,null,null,null,200]
[]
[null,"５－３．投資回収計画（補助金利用なし）",null,null,null,null,null,null,null,null,null,null,null,null,null,null,null,null,null,null,null,null,null,null,null,null,null,null,null,null,null,null,null,null,null,null,"（単位：千円）",null,null,null,"５－３．投資回収計画（補助金利用なし）",null,null,null,null,null,null,null,null,null,null,null,null,null,null,null,null,null,null,null,null,null,null,null,null,null,null,null,null,null,null,null,null,null,null,"（単位：千円）"]
[null,null,null,null,null,null,null,null,"導入コスト(a)",null,null,null,null,null,"単純投資回収年数\n(a/b)",null,null,"投資額（上段）及び削減額（下段）",null,null,null,null,null,null,null,null,null,null,null,null,null,null,null,null,null,null,null,null,null,null,null,null,null,null,null,null,null,"導入コスト(a)",null,null,null,null,null,"単純投資回収年数\n(a/b)",null,null,"投資額（上段）及び削減額（下段）"]
[]
[null,null,null,null,null,null,null,null,"年間運転コスト削減額 (b)",null,null,null,null,null,null,null,null,null,null,null,null,null,null,null,null,null,null,null,null,null,null,null,null,null,null,null,null,null,null,null,null,null,null,null,null,null,null,"年間運転コスト削減額 (b)"]
[]
[null,null,null,null,null,null,null,null,{"$f":"IF(AD75=\"\",\"\",AD75)","v":0},null,null,null,null,null,{"$f":"IFERROR(IF(I285/I287<0,\"---\",I285/I287),\"---\")","v":"---"},null,null,null,null,null,null,null,null,null,null,null,null,null,null,null,null,null,null,null,null,null,null,null,null,null,null,null,null,null,null,null,null,3000,null,null,null,null,null,5,null,null,1500,null,null,null,1500]
[]
[null,null,null,null,null,null,null,null,{"$f":"IF(J79=\"\",\"\",J79)","v":0},null,null,null,null,null,null,null,null,null,null,null,null,{"$f":"IF(COUNTIF($R$272:$U$272,\"完了\"),$I$287,\"\")","v":""},null,null,null,{"$f":"IF($V287<>\"\",$I$287,IF(COUNTIF($V$272:$Y$272,\"完了\"),$I$287,\"\"))","v":""},null,null,null,{"$f":"IF($Z287<>\"\",$I$287,IF(COUNTIF($Z$272:$AC$272,\"完了\"),$I$287,\"\"))","v":""},null,null,null,{"$f":"IF($AD287<>\"\",$I$287,IF(COUNTIF($AD$272:$AG$272,\"完了\"),$I$287,\"\"))","v":""},null,null,null,null,null,null,null,null,null,null,null,null,null,600,null,null,null,null,null,null,null,null,null,null,null,null,600,null,null,null,600,null,null,null,600,null,null,null,600]
[]
[null,"５－４．投資回収計画（補助金利用あり）",null,null,null,null,null,null,null,null,null,null,null,null,null,null,null,null,null,null,null,null,null,null,null,null,null,null,null,null,null,null,null,null,null,null,"（単位：千円）",null,null,null,"５－４．投資回収計画（補助金利用あり）",null,null,null,null,null,null,null,null,null,null,null,null,null,null,null,null,null,null,null,null,null,null,null,null,null,null,null,null,null,null,null,null,null,null,"（単位：千円）"]
[null,"申請予定補助金",null,null,"その他資金\n(自己負担）",null,null,null,"導入コスト自己負担額 (c)",null,null,null,null,null,"単純投資回収年数\n(c)/(b)",null,null,"投資額（上段）及び削減額（下段）",null,null,null,null,null,null,null,null,null,null,null,null,null,null,null,null,null,null,null,null,null,null,"申請予定補助金",null,null,"その他資金\n(自己負担）",null,null,null,"導入コスト自己負担額 (c)",null,null,null,null,null,"単純投資回収年数\n(c/b)",null,null,"投資額（上段）及び削減額（下段）"]
[]
[null,null,null,null,null,null,null,null,"年間運転コスト削減額 (b)",null,null,null,null,null,null,null,null,null,null,null,null,null,null,null,null,null,null,null,null,null,null,null,null,null,null,null,null,null,null,null,null,null,null,null,null,null,null,"年間運転コスト削減額 (b)"]
[null,null,null,null,null,null,null,null,null,null,null,null,null,null,null,null,null,null,null,null,null,null,null,null,null,null,null,null,null,null,null,null,null,null,null,null,null,null,null,null,null,null,null,null,null,null,null,null,null,null,null,null,null,null,null,null,null,null,null,null,null,null,null,null,null,null,null,null,null,null,null,null,null,null,null,null,null,null,null,null,null,null,null,null,null,null,null,null,"補助金申請予定"]
[null,null,null,null,null,null,null,null,{"$f":"IF(I285=\"\",\"\",IF(OR($B294=\"\",$B294=\"予定なし\"),I285,\"\"))","v":0},null,null,null,null,null,{"$f":"IFERROR(IF(I294/I296<0,\"---\",I294/I296),\"---\")","v":"---"},null,null,{"$f":"IF(R285=\"\",\"\",IF(OR($B294=\"\",$B294=\"予定なし\"),R285,\"\"))","v":""},null,null,null,{"$f":"IF(V285=\"\",\"\",IF(OR($B294=\"\",$B294=\"予定なし\"),V285,\"\"))","v":""},null,null,null,{"$f":"IF(Z285=\"\",\"\",IF(OR($B294=\"\",$B294=\"予定なし\"),Z285,\"\"))","v":""},null,null,null,{"$f":"IF(AD285=\"\",\"\",IF(OR($B294=\"\",$B294=\"予定なし\"),AD285,\"\"))","v":""},null,null,null,{"$f":"IF(AH285=\"\",\"\",IF(OR($B294=\"\",$B294=\"予定なし\"),AH285,\"\"))","v":""},null,null,null,null,null,null,"国(SHIFT)",null,null,"金融機関からの借入金＆\n自己資金",null,null,null,2000,null,null,null,null,null,3.3,null,null,1000,null,null,null,1000,null,null,null,null,null,null,null,null,null,null,null,null,null,null,null,null,null,null,null,null,null,null,null,null,null,null,null,{"$f":"IF(OR(B294=\"\",COUNTIF(B294,\"*なし*\")),FALSE,TRUE)","v":false}]
[]
[null,null,null,null,null,null,null,null,{"$f":"IF(J79=\"\",\"\",J79)","v":0},null,null,null,null,null,null,null,null,null,null,null,null,{"$f":"IF(V287=\"\",\"\",V287)","v":""},null,null,null,{"$f":"IF(Z287=\"\",\"\",Z287)","v":""},null,null,null,{"$f":"IF(AD287=\"\",\"\",AD287)","v":""},null,null,null,{"$f":"IF(AH287=\"\",\"\",AH287)","v":""},null,null,null,null,null,null,null,null,null,null,null,null,null,600,null,null,null,null,null,null,null,null,null,null,null,null,{"$f":"IF(BI287=\"\",\"\",BI287)","v":600},null,null,null,{"$f":"IF(BM287=\"\",\"\",BM287)","v":600},null,null,null,{"$f":"IF(BQ287=\"\",\"\",BQ287)","v":600},null,null,null,{"$f":"IF(BU287=\"\",\"\",BU287)","v":600}]
[]
[null,"※","導入コスト自己負担額(c)＝導入コスト(a)から補助受給額を差し引いた金額",null,null,null,null,null,null,null,null,null,null,null,null,null,null,null,null,null,null,null,null,null,null,null,null,null,null,null,null,null,null,null,null,null,null,null,null,null,"※","導入コスト自己負担額＝導入コストから補助受給額を差し引いた金額"]
[null,"※","補助金申請の予定がない場合、「導入コスト自己負担額(c)」には「導入コスト(a)」と同じ金額が入ります。",null,null,null,null,null,null,null,null,null,null,null,null,null,null,null,null,null,null,null,null,null,null,null,null,null,null,null,null,null,null,null,null,null,null,null,null,null,"※","申請予定の補助金がない場合、「導入コスト自己負担額(c)」には「導入コスト(a)」と同じ金額が入ります。"]
[null,null,"また、「投資額及び削減額」も補助金を利用しない場合の投資回収計画と同じ金額が入ります。",null,null,null,null,null,null,null,null,null,null,null,null,null,null,null,null,null,null,null,null,null,null,null,null,null,null,null,null,null,null,null,null,null,null,null,null,null,null,"また、「投資額及び削減額」も補助金を利用しない場合の投資回収計画と同じ金額が入ります。"]
[]
[]
[null,"５－５．実施責任者・実施担当者",null,null,null,null,null,null,null,null,null,null,null,null,null,null,null,null,null,null,null,null,null,null,null,null,null,null,null,null,null,null,null,null,null,null,null,null,null,null,"５－５．実施責任者・実施担当者"]
[null,"実施責任者",null,null,null,"氏名",null,null,null,null,null,null,null,null,"所属・役職",null,null,null,null,null,null,null,null,null,null,null,null,null,null,null,null,null,null,null,null,null,null,null,null,null,"実施責任者",null,null,null,"氏名",null,null,null,null,null,null,null,null,"所属・役職"]
[]
[]
[null,"実施担当者",null,null,null,"氏名",null,null,null,null,null,null,null,null,"所属・役職",null,null,null,null,null,null,null,null,null,null,null,null,null,null,null,null,null,null,null,null,null,null,null,null,null,"実施担当者",null,null,null,"氏名",null,null,null,null,null,null,null,null,"所属・役職"]
[]
[]
[]
[]
[]
[]
[]
[]
[]
[]
[]
[]
[]
[]
[null,{"$f":"\"対策個票\"&$B$9","v":"対策個票11"},null,null,null,null,null,null,null,null,null,null,null,null,null,null,null,null,null,null,null,null,null,null,null,null,null,null,null,null,null,null,null,null,null,null,null,null,null,null,"対策個票1"]
[]
[null,"６．更新設備仕様・見積書",null,null,null,null,null,null,null,null,null,null,null,null,null,null,null,null,null,null,null,null,null,null,null,null,null,null,null,null,null,null,null,null,null,null,null,null,null,null,"６．更新設備仕様・見積書"]
[null,null,null,null,null,null,null,null,null,null,null,null,null,null,null,null,null,null,null,null,null,null,null,null,null,null,null,null,null,null,null,null,null,null,null,null,null,null,null,null,null,null,null,null,null,null,null,null,null,null,null,null,null,null,null,null,null,null,null,null,null,null,null,null,null,null,null,null,null,null,null,null,null,null,null,null,null,"※別紙シートを利用する場合の注記\n\n■別紙を追加・添付する場合は、\n　 本シートの記入欄に別紙の要点を記載\n　 してください。\n\n■別紙への参照を記述する際は、\n　 「別紙のとおり」ではなく、\n 　「別紙XXの何ページ、何行目～何行目の\n　 記載(YY)のとおり」 （XX、YYは通し番号）\n 　とする等、参照箇所を明示してください。\n　 なお、\n　 該当する別紙や記載には対応する通し\n 　番号(XX、YY)を打ち、\n 　本文と、該当する別紙や記載が\n 　１対１に対応するようにしてください。"]
[]
[null,null,null,null,null,null,null,null,null,null,null,null,null,null,null,null,null,null,null,null,null,null,null,null,null,null,null,null,null,null,null,null,null,null,null,null,null,null,null,null,null,"■当該設備のメーカー名、型番、仕様がわかるように記載してください。\n\n■報告時の活動量の把握に計測器を使用する場合は、そのメーカー名、型番、仕様もわかるように記載してください。\n\n■スペースが足りない場合には、[別紙]として新規シートを追加し、当該対策個票の別紙であることがわかるようなシート名称\n　 にして使用してください。その際、更新設備仕様・見積書の記入欄には、別紙がある旨を明記してください。\n   その他、※別紙シートを利用する場合の注記を参照してください。"]
[]
[]
[]
[]
[]
[]
[]
[]
[]
[]
[]
[]
[]
[]
[]
[]
[]
[]
[]
[]
[]
[]
[]
[]
[]
[]
[]
[]
[]
[]
[]
[]
[]
[]
[]
[]
[]
[]
[]
[]
[]
[]
[]
[]
[]
[]
[]
[]
[]
[]
[]
[]
[]
[]
[]
[]
[]
[null,{"$f":"\"対策個票\"&$B$9","v":"対策個票11"},null,null,null,null,null,null,null,null,null,null,null,null,null,null,null,null,null,null,null,null,null,null,null,null,null,null,null,null,null,null,null,null,null,null,null,null,null,null,"対策個票1"]
[null,null,null,null,null,null,null,null,null,null,null,null,null,null,null,null,null,null,null,null,null,null,null,null,null,null,null,null,null,null,null,null,null,null,null,null,null,null,null,null,"※実施計画書A/Bを選択している場合、7ページ目（7.報告時の…、8.導入した…）の作成は不要です。"]
[null,"７．報告時のCO2排出量算定のための活動量把握方法",null,null,null,null,null,null,null,null,null,null,null,null,null,null,null,null,null,null,null,null,null,null,null,null,null,null,null,null,null,null,null,null,null,null,null,null,null,null,"７．報告時のCO2排出量算定のための活動量把握方法"]
[null,"対策実施【後】",null,null,null,null,null,null,null,null,null,null,null,null,null,null,null,null,null,null,null,null,null,null,null,null,null,null,null,null,null,null,null,null,null,null,null,null,null,null,"対策実施【後】",null,null,null,null,null,null,null,null,null,null,null,null,null,null,null,null,null,null,null,null,null,null,null,null,null,null,null,null,null,null,null,null,null,null,null,null,"※別紙シートを利用する場合の注記\n\n■別紙を追加・添付する場合は、\n　 本シートの記入欄に別紙の要点を記載\n　 してください。\n\n■別紙への参照を記述する際は、\n　 「別紙のとおり」ではなく、\n 　「別紙XXの何ページ、何行目～何行目の\n　 記載(YY)のとおり」 （XX、YYは通し番号）\n 　とする等、参照箇所を明示してください。\n　 なお、\n　 該当する別紙や記載には対応する通し\n 　番号(XX、YY)を打ち、\n 　本文と、該当する別紙や記載が\n 　１対１に対応するようにしてください。"]
[null,"７－１．活動量（エネルギー使用量）把握方法・計算方法の説明",null,null,null,null,null,null,null,null,null,null,null,null,null,null,null,null,null,null,null,null,null,null,null,null,null,null,null,null,null,null,null,null,null,null,null,null,null,null,"７－１．活動量（エネルギー使用量）把握方法・計算方法の説明"]
[null,null,null,null,null,null,null,null,null,null,null,null,null,null,null,null,null,null,null,null,null,null,null,null,null,null,null,null,null,null,null,null,null,null,null,null,null,null,null,null,null,"■事業完了後に事業者が提出する「事業報告書」は、活動量を記入することでCO2排出量・削減量が自動計算されます。\n\n■事業報告時の活動量を事業者が算定できるように、わかりやすく記入してください。\n\n■スペースが足りない場合には、[別紙]として新規シートを追加し、当該対策個票の別紙であることがわかるようなシート名称\n　 にして使用してください。その際、更新設備仕様・見積書の記入欄には、別紙がある旨を明記してください。\n   その他、※別紙シートを利用する場合の注記を参照してください。\n\n■DXシステムによる計測結果を利用する場合は、DXシステムを利用することを明示してください。"]
[]
[]
[]
[]
[]
[]
[]
[]
[]
[null,"７－２．活動量（エネルギー使用量）の計算",null,null,null,null,null,null,null,null,null,null,null,null,null,null,null,null,null,null,null,null,null,null,null,null,null,null,null,null,null,null,null,null,null,null,null,null,null,null,"７－２．活動量（エネルギー使用量）の計算"]
[]
[null,null,null,null,null,null,null,null,null,null,null,null,null,null,null,null,null,null,null,null,null,null,null,null,null,null,null,null,null,null,null,null,null,null,null,null,null,null,null,null,null,"■活動量の計算式を記載する際には、7-3に示している数値も記載して、事業者が容易に計算できるように記載してくださ\n　 い。\n\n■[別紙]として新規シートを追加する場合は、7-1の注意を参照してください。"]
[]
[]
[]
[]
[]
[]
[]
[]
[]
[null,"７－３．活動量（エネルギー使用量）の計算で使用した各数値の説明・根拠",null,null,null,null,null,null,null,null,null,null,null,null,null,null,null,null,null,null,null,null,null,null,null,null,null,null,null,null,null,null,null,null,null,null,null,null,null,null,"７－３．活動量（エネルギー使用量）の計算で使用した各数値の説明・根拠"]
[]
[null,null,null,null,null,null,null,null,null,null,null,null,null,null,null,null,null,null,null,null,null,null,null,null,null,null,null,null,null,null,null,null,null,null,null,null,null,null,null,null,null,"■7-2に使用する数値すべて記載してください。\n　設備・機器固有の特性は、当該設備の具体的な数値の根拠とともにすべて本欄に示してください。\n\n■[別紙]として新規シートを追加する場合は、7-1の注意を参照してください。\n\n■DXシステムによる計測結果を利用する場合は、DXシステムを利用することを明示してください。"]
[]
[]
[]
[]
[]
[]
[]
[]
[]
[null,"７－４．活動量（エネルギー使用量）の計算で使用した各数値のうち、実績値を使用する数値の記録方法",null,null,null,null,null,null,null,null,null,null,null,null,null,null,null,null,null,null,null,null,null,null,null,null,null,null,null,null,null,null,null,null,null,null,null,null,null,null,"７－４．活動量（エネルギー使用量）の計算で使用した各数値のうち、実績値を使用する数値の記録方法"]
[]
[null,null,null,null,null,null,null,null,null,null,null,null,null,null,null,null,null,null,null,null,null,null,null,null,null,null,null,null,null,null,null,null,null,null,null,null,null,null,null,null,null,"■実績値を何から把握するのか、使用するデータの情報源（証憑となる書類）と数値の抽出・記録方法を\n　事業者が自ら対応できるように、平易かつ具体的に記載してください。（DXシステムによる計測結果を\n　利用する場合は、DXシステムからのデータ入手方法を明示してください。）\n\n■[別紙]として新規シートを追加する場合は、7-1の注意を参照してください。"]
[]
[]
[]
[]
[]
[]
[]
[]
[]
[]
[null,"８．導入した設備の効率的な運用方法",null,null,null,null,null,null,null,null,null,null,null,null,null,null,null,null,null,null,null,null,null,null,null,null,null,null,null,null,null,null,null,null,null,null,null,null,null,null,"８．導入した設備の効率的な運用方法"]
[]
[null,null,null,null,null,null,null,null,null,null,null,null,null,null,null,null,null,null,null,null,null,null,null,null,null,null,null,null,null,null,null,null,null,null,null,null,null,null,null,null,null,"■目標未達時には、事業者による効果的な運用改善が求められます。\n　そのため、設備導入後に考えられる効率的な運用方法を具体的に記載してください。\n\n■[別紙]として新規シートを追加する場合は、7-1の注意を参照してください。"]
[]
[]
[]
[]
[]
[]
[]
[]
[]
[null,{"$f":"\"対策個票\"&$B$9","v":"対策個票11"},null,null,null,null,null,null,null,null,null,null,null,null,null,null,null,null,null,null,null,null,null,null,null,null,null,null,null,null,null,null,null,null,null,null,null,null,null,null,"対策個票1"]
[null,null,null,null,null,null,null,null,null,null,null,null,null,null,null,null,null,null,null,null,null,null,null,null,null,null,null,null,null,null,null,null,null,null,null,null,null,null,null,null,"※実施計画書A/Bを選択している場合、8ページ目（9.既存診断…）の作成は不要です。"]
[null,"９．既存診断利用の場合の参照事項",null,null,null,null,null,null,null,null,null,null,null,null,null,null,null,null,null,null,null,null,null,null,null,null,null,null,null,null,null,null,null,null,null,null,null,null,null,null,"９．既存診断利用の場合の参照事項"]
[null,"９－１．既存診断報告書の該当対策",null,null,null,null,null,null,null,null,null,null,null,null,null,null,null,null,null,null,null,null,null,null,null,null,null,null,null,null,null,null,null,null,null,null,null,null,null,null,"９－１．既存診断報告書の該当対策"]
[]
[null,null,null,null,null,null,null,null,null,null,null,null,null,null,null,null,null,null,null,null,null,null,null,null,null,null,null,null,null,null,null,null,null,null,null,null,null,null,null,null,null,"■本対策の算定の元となった既存の診断報告書の対策がある場合には、該当する内容を記載してください。\n　 無い場合には、記載不要です。"]
[]
[]
[]
[]
[]
[]
[]
[]
[]
[null,"９－２．既存診断報告書からの修正事項",null,null,null,null,null,null,null,null,null,null,null,null,null,null,null,null,null,null,null,null,null,null,null,null,null,null,null,null,null,null,null,null,null,null,null,null,null,null,"９－２．既存診断報告書からの修正事項"]
[]
[null,null,null,null,null,null,null,null,null,null,null,null,null,null,null,null,null,null,null,null,null,null,null,null,null,null,null,null,null,null,null,null,null,null,null,null,null,null,null,null,null,"■9-1に記載の対策で、変更点があればその内容を記載してください。\n　 無い場合には、記載不要です。　"]
[]
[]
[]
[]
[]
[]
[]
[]
[]
[null,"９－３．修正理由",null,null,null,null,null,null,null,null,null,null,null,null,null,null,null,null,null,null,null,null,null,null,null,null,null,null,null,null,null,null,null,null,null,null,null,null,null,null,"９－３．修正理由"]
[]
[null,null,null,null,null,null,null,null,null,null,null,null,null,null,null,null,null,null,null,null,null,null,null,null,null,null,null,null,null,null,null,null,null,null,null,null,null,null,null,null,null,"■9-2に変更点の記載があればその理由を記載してください。\n　 無い場合には、記載不要です。"]
[]
[]
[]
[]
[]
[]
[]
[]
[]
[null,"９－４．修正方法",null,null,null,null,null,null,null,null,null,null,null,null,null,null,null,null,null,null,null,null,null,null,null,null,null,null,null,null,null,null,null,null,null,null,null,null,null,null,"９－４．修正方法"]
[]
[null,null,null,null,null,null,null,null,null,null,null,null,null,null,null,null,null,null,null,null,null,null,null,null,null,null,null,null,null,null,null,null,null,null,null,null,null,null,null,null,null,"■9-2に変更点の記載がある場合には、その修正方法を記載してください。\n　 無い場合には、記載不要です。"]

{"sheet":"対策個票12","index":41,"n_rows":490,"n_cols":100,"rows_kept":490,"cut":false,"hidden":false,"merged":[[476,1,486,36],[477,41,479,74],[488,1,498,36],[489,41,491,74],[448,1,448,21],[448,40,448,60],[452,1,462,36],[453,41,455,74],[464,1,474,36],[465,41,467,74],[412,1,422,36],[413,41,419,74],[424,1,434,36],[425,41,429,74],[437,1,446,36],[438,41,442,74],[384,1,384,21],[384,40,384,60],[387,77,402,79],[389,1,398,36],[389,41,398,74],[400,1,410,36],[401,41,405,74],[306,57,308,75],[321,1,321,21],[321,40,321,60],[324,1,382,36],[324,77,339,79],[326,41,333,74],[303,57,305,75],[306,1,308,4],[306,5,308,7],[306,8,308,13],[306,14,308,17],[306,18,308,36],[306,40,308,43],[306,44,308,46],[306,47,308,52],[306,53,308,56],[295,72,296,75],[303,1,305,4],[303,5,305,7],[303,8,305,13],[303,14,305,17],[303,18,305,36],[303,40,305,43],[303,44,305,46],[303,47,305,52],[303,53,305,56],[295,8,296,13],[295,17,296,20],[295,21,296,24],[295,25,296,28],[295,29,296,32],[295,33,296,36],[293,53,296,55],[293,56,294,59],[293,60,294,63],[293,64,294,67],[293,68,294,71],[293,72,294,75],[295,56,296,59],[295,60,296,63],[293,1,296,3],[293,4,296,7],[293,8,294,13],[293,14,296,16],[293,17,294,20],[293,21,294,24],[295,64,296,67],[295,68,296,71],[293,25,294,28],[293,29,294,32],[293,33,294,36],[293,40,296,42],[293,43,296,46],[293,47,294,52],[295,47,296,52],[286,68,287,71],[286,72,287,75],[289,1,292,3],[289,4,292,7],[289,8,290,13],[289,14,292,16],[289,17,292,36],[289,40,292,42],[289,43,292,46],[289,47,290,52],[289,53,292,55],[289,56,292,75],[291,8,292,13],[291,47,292,52],[284,68,285,71],[284,72,285,75],[286,8,287,13],[286,17,287,20],[286,21,287,24],[286,25,287,28],[286,29,287,32],[286,33,287,36],[286,47,287,52],[286,56,287,59],[284,33,285,36],[284,47,285,52],[284,53,287,55],[284,56,285,59],[284,60,285,63],[284,64,285,67],[286,60,287,63],[286,64,287,67],[284,8,285,13],[284,14,287,16],[284,17,285,20],[284,21,285,24],[284,25,285,28],[284,29,285,32],[280,8,281,13],[280,14,283,16],[280,17,283,36],[280,47,281,52],[280,53,283,55],[280,56,283,75],[282,8,283,13],[282,47,283,52],[277,50,278,55],[277,56,278,59],[277,60,278,63],[277,64,278,67],[277,68,278,71],[277,72,278,75],[277,11,278,16],[277,17,278,20],[277,21,278,24],[277,25,278,28],[277,29,278,32],[277,33,278,36],[271,72,271,73],[271,74,271,75],[272,17,273,36],[272,56,273,75],[275,11,276,16],[275,17,276,36],[275,50,276,55],[275,56,276,75],[271,60,271,61],[271,62,271,63],[271,64,271,65],[271,66,271,67],[271,68,271,69],[271,70,271,71],[271,29,271,30],[271,31,271,32],[271,33,271,34],[271,35,271,36],[271,56,271,57],[271,58,271,59],[270,68,270,69],[270,70,270,71],[270,72,270,73],[270,74,270,75],[271,17,271,18],[271,19,271,20],[271,21,271,22],[271,23,271,24],[271,25,271,26],[271,27,271,28],[270,56,270,57],[270,58,270,59],[270,60,270,61],[270,62,270,63],[270,64,270,65],[270,66,270,67],[270,33,270,34],[270,35,270,36],[270,44,270,46],[270,47,270,49],[270,50,270,52],[270,53,270,55],[270,21,270,22],[270,23,270,24],[270,25,270,26],[270,27,270,28],[270,29,270,30],[270,31,270,32],[270,5,270,7],[270,8,270,10],[270,11,270,13],[270,14,270,16],[270,17,270,18],[270,19,270,20],[266,21,266,24],[266,25,266,28],[266,29,266,32],[266,33,266,36],[268,56,269,75],[269,3,269,4],[269,5,269,10],[269,11,269,16],[269,42,269,43],[269,44,269,49],[269,50,269,55],[266,56,266,59],[266,60,266,63],[266,64,266,67],[266,68,266,71],[266,72,266,75],[268,5,268,10],[268,11,268,16],[268,17,269,36],[268,44,268,49],[268,50,268,55],[259,81,278,84],[261,1,262,1],[261,2,262,5],[261,6,262,23],[261,24,262,26],[261,27,262,36],[261,40,262,40],[261,41,262,44],[261,45,262,62],[261,63,262,65],[261,66,262,75],[264,17,264,36],[264,56,264,75],[265,17,265,20],[265,21,265,24],[265,25,265,28],[265,29,265,32],[265,33,265,36],[265,56,265,59],[265,60,265,63],[265,64,265,67],[265,68,265,71],[265,72,265,75],[266,17,266,20],[249,7,249,36],[249,46,249,75],[250,1,251,6],[250,7,251,36],[250,40,251,45],[250,46,251,75],[256,1,256,21],[256,40,256,60],[259,1,260,5],[259,6,260,23],[259,24,260,26],[259,27,260,36],[259,40,260,44],[259,45,260,62],[252,1,253,6],[252,7,253,36],[252,40,253,45],[252,46,253,75],[254,7,254,36],[254,46,254,75],[259,63,260,65],[259,66,260,75],[245,1,246,3],[245,4,246,13],[245,14,246,16],[245,17,246,36],[245,40,246,42],[245,43,246,52],[245,53,246,55],[245,56,246,75],[248,7,248,36],[248,46,248,75],[196,77,211,79],[237,46,237,53],[237,54,237,61],[237,62,237,69],[238,46,238,53],[238,54,238,61],[238,62,238,69],[235,46,235,53],[235,54,235,61],[235,62,235,69],[236,46,236,53],[236,54,236,61],[236,62,236,69],[197,1,218,36],[198,41,211,59],[220,1,220,36],[220,40,220,75],[221,1,242,36],[222,41,228,74],[229,41,229,47],[231,46,231,69],[232,46,232,53],[232,54,232,61],[232,62,232,69],[233,46,233,53],[233,54,233,61],[233,62,233,69],[234,46,234,53],[234,54,234,61],[234,62,234,69],[239,52,239,59],[240,52,240,59],[241,52,241,59],[169,1,179,36],[172,41,175,74],[181,1,191,36],[182,41,190,74],[193,1,193,21],[193,40,193,60],[139,1,149,36],[140,41,148,74],[140,77,155,79],[151,1,161,36],[151,41,161,74],[165,1,167,36],[166,41,166,74],[126,55,127,69],[126,70,127,75],[130,1,130,21],[130,40,130,60],[135,1,137,36],[135,41,137,74],[124,55,125,69],[124,70,125,75],[126,3,127,9],[126,10,127,12],[126,13,127,15],[126,16,127,30],[126,31,127,36],[126,42,127,48],[126,49,127,51],[126,52,127,54],[122,55,123,69],[122,70,123,75],[124,3,125,9],[124,10,125,12],[124,13,125,15],[124,16,125,30],[124,31,125,36],[124,42,125,48],[124,49,125,51],[124,52,125,54],[122,3,123,9],[122,10,123,12],[122,13,123,15],[122,16,123,30],[122,31,123,36],[122,42,123,48],[114,62,115,65],[114,66,115,69],[118,62,119,65],[118,66,119,69],[118,70,119,75],[120,3,121,15],[120,16,121,30],[120,31,121,36],[120,42,121,54],[120,55,121,69],[120,70,121,75],[118,16,119,22],[118,23,119,26],[118,27,119,30],[118,31,119,36],[118,55,119,61],[114,16,115,18],[114,19,115,22],[116,23,117,26],[116,27,117,30],[116,31,117,36],[116,42,117,48],[116,49,117,52],[116,53,117,54],[114,58,115,61],[112,31,113,36],[112,42,113,48],[112,49,113,52],[112,53,113,54],[114,55,115,57],[110,62,111,65],[110,66,111,69],[114,70,115,75],[116,3,117,9],[116,10,117,13],[116,14,117,15],[116,16,117,18],[116,19,117,22],[114,23,115,26],[114,27,115,30],[114,31,115,36],[114,42,115,48],[114,49,115,52],[114,53,115,54],[116,55,117,57],[116,58,117,61],[116,62,117,65],[116,66,117,69],[116,70,117,75],[110,70,111,75],[112,3,113,9],[112,10,113,13],[112,14,113,15],[112,16,113,18],[112,19,113,22],[110,27,111,30],[110,31,111,36],[110,40,127,41],[110,42,111,48],[110,49,111,52],[110,53,111,54],[122,49,123,51],[122,52,123,54],[112,55,113,57],[112,58,113,61],[112,62,113,65],[112,66,113,69],[112,70,113,75],[114,3,115,9],[114,10,115,13],[114,14,115,15],[112,23,113,26],[112,27,113,30],[106,77,112,79],[108,1,109,2],[108,3,109,9],[108,10,109,15],[108,16,109,22],[108,23,109,26],[108,62,109,65],[108,66,109,69],[108,70,109,75],[110,1,127,2],[110,3,111,9],[110,10,111,13],[110,14,111,15],[110,16,111,18],[110,19,111,22],[110,23,111,26],[108,27,109,30],[108,31,109,36],[108,40,109,41],[108,42,109,48],[108,49,109,54],[108,55,109,61],[110,55,111,57],[110,58,111,61],[103,55,104,69],[103,70,104,75],[105,3,106,9],[105,10,106,12],[105,13,106,15],[105,16,106,30],[105,31,106,36],[105,42,106,48],[105,49,106,51],[105,52,106,54],[105,55,106,69],[105,70,106,75],[103,3,104,9],[103,10,104,12],[103,13,104,15],[103,16,104,30],[103,31,104,36],[103,42,104,48],[101,3,102,9],[101,10,102,12],[101,13,102,15],[101,16,102,30],[101,31,102,36],[101,42,102,48],[99,3,100,15],[99,16,100,30],[99,31,100,36],[99,42,100,54],[99,55,100,69],[99,70,100,75],[95,70,96,75],[97,16,98,22],[97,23,98,26],[97,27,98,30],[97,31,98,36],[97,55,98,61],[97,62,98,65],[97,66,98,69],[97,70,98,75],[95,49,96,52],[95,53,96,54],[95,55,96,57],[95,58,96,61],[95,62,96,65],[95,66,96,69],[95,10,96,13],[95,14,96,15],[95,16,96,18],[95,19,96,22],[95,23,96,26],[95,27,96,30],[95,31,96,36],[95,42,96,48],[93,49,94,52],[92,77,104,79],[93,3,94,9],[93,10,94,13],[93,14,94,15],[93,16,94,18],[93,19,94,22],[93,23,94,26],[93,27,94,30],[93,31,94,36],[93,42,94,48],[91,53,92,54],[91,55,92,57],[91,58,92,61],[91,62,92,65],[91,66,92,69],[91,70,92,75],[91,3,92,9],[91,10,92,13],[91,14,92,15],[91,16,92,18],[91,19,92,22],[91,23,92,26],[93,70,94,75],[95,3,96,9],[89,62,90,65],[89,66,90,69],[89,70,90,75],[89,23,90,26],[89,27,90,30],[89,31,90,36],[89,40,106,41],[89,42,90,48],[89,49,90,52],[91,27,92,30],[91,31,92,36],[91,42,92,48],[91,49,92,52],[93,53,94,54],[93,55,94,57],[93,58,94,61],[93,62,94,65],[93,66,94,69],[101,49,102,51],[101,52,102,54],[101,55,102,69],[101,70,102,75],[103,49,104,51],[103,52,104,54],[87,23,88,26],[87,27,88,30],[87,31,88,36],[87,40,88,41],[87,42,88,48],[87,49,88,54],[89,53,90,54],[89,55,90,57],[89,58,90,61],[85,1,86,36],[85,40,86,75],[85,77,90,79],[86,81,86,85],[87,1,88,2],[87,3,88,9],[87,10,88,15],[87,16,88,22],[82,40,83,44],[82,45,83,47],[82,48,83,53],[82,54,83,59],[82,60,83,64],[82,65,83,67],[87,55,88,61],[87,62,88,65],[87,66,88,69],[87,70,88,75],[89,1,106,2],[89,3,90,9],[89,10,90,13],[89,14,90,15],[89,16,90,18],[89,19,90,22],[80,68,81,72],[80,73,81,75],[82,1,83,5],[82,6,83,8],[82,9,83,14],[82,15,83,20],[82,21,83,25],[82,26,83,28],[82,29,83,33],[82,34,83,36],[80,34,81,36],[80,40,81,44],[80,45,81,47],[80,48,81,53],[80,54,81,59],[80,60,81,67],[80,1,81,5],[80,6,81,8],[80,9,81,14],[80,15,81,20],[80,21,81,28],[80,29,81,33],[82,68,83,72],[82,73,83,75],[78,45,79,47],[78,48,79,53],[78,54,79,59],[78,60,79,67],[78,68,79,72],[78,73,79,75],[76,68,77,72],[76,73,77,75],[78,1,79,5],[78,6,79,8],[78,9,79,14],[78,15,79,20],[78,21,79,28],[78,29,79,33],[78,34,79,36],[78,40,79,44],[76,34,77,36],[76,45,77,47],[76,48,77,53],[76,54,77,54],[76,55,77,59],[76,60,77,67],[76,6,77,8],[76,9,77,14],[74,73,75,75],[72,63,73,65],[72,66,73,75],[74,1,77,5],[74,6,75,8],[74,9,75,14],[74,15,75,20],[74,21,75,28],[74,29,75,33],[74,34,75,36],[74,40,77,44],[76,15,77,15],[76,16,77,20],[76,21,77,28],[76,29,77,33],[74,45,75,47],[74,48,75,53],[74,54,75,59],[74,60,75,67],[74,68,75,72],[70,63,71,65],[70,66,71,75],[72,1,73,1],[72,2,73,5],[72,6,73,23],[72,24,73,26],[72,27,73,36],[72,40,73,40],[72,41,73,44],[72,45,73,62],[70,1,71,5],[70,6,71,23],[70,24,71,26],[70,27,71,36],[70,40,71,44],[70,45,71,62],[67,1,67,21],[67,40,67,60],[60,6,61,12],[60,13,61,14],[60,15,61,36],[60,45,61,51],[60,52,61,53],[60,54,61,75],[43,1,61,5],[43,6,43,14],[43,15,43,36],[46,45,47,51],[46,52,47,53],[46,54,47,75],[44,6,45,12],[44,13,45,14],[44,15,45,36],[44,45,45,51],[44,52,45,53],[44,54,45,75],[56,6,57,12],[56,13,57,14],[56,15,57,36],[56,45,57,51],[56,52,57,53],[56,54,57,75],[62,1,65,5],[62,6,65,36],[62,40,65,44],[62,45,65,75],[54,6,55,12],[54,13,55,14],[54,15,55,36],[54,45,55,51],[54,52,55,53],[54,54,55,75],[52,6,53,12],[52,13,53,14],[52,15,53,36],[52,45,53,51],[52,52,53,53],[52,54,53,75],[43,40,61,44],[43,45,43,53],[43,54,43,75],[46,6,47,12],[46,13,47,14],[46,15,47,36],[58,6,59,12],[58,13,59,14],[58,15,59,36],[58,45,59,51],[58,52,59,53],[58,54,59,75],[50,6,51,12],[50,13,51,14],[50,15,51,36],[50,45,51,51],[50,52,51,53],[50,54,51,75],[37,46,38,48],[37,49,38,75],[39,6,42,6],[39,7,40,9],[39,10,40,36],[39,45,42,45],[39,46,40,48],[39,49,40,75],[41,7,42,9],[41,10,42,36],[41,46,42,48],[41,49,42,75],[48,6,49,12],[48,13,49,14],[48,15,49,36],[48,45,49,51],[48,52,49,53],[48,54,49,75],[33,1,34,5],[33,6,34,9],[33,10,34,16],[33,17,34,20],[33,21,34,24],[33,25,34,31],[33,64,34,70],[33,71,34,75],[35,1,42,5],[35,6,38,6],[35,7,36,9],[35,10,36,36],[35,40,42,44],[35,45,38,45],[35,46,36,48],[35,49,36,75],[33,32,34,36],[33,40,34,44],[33,45,34,48],[33,49,34,55],[33,56,34,59],[33,60,34,63],[37,7,38,9],[37,10,38,36],[28,45,29,48],[28,49,29,55],[28,56,29,59],[28,60,29,63],[28,64,29,70],[28,71,29,75],[26,64,27,65],[26,66,27,75],[28,1,32,5],[28,6,29,9],[28,10,29,16],[28,17,29,20],[28,21,29,24],[28,25,29,31],[28,32,29,36],[28,40,32,44],[24,1,27,5],[30,6,32,9],[30,10,32,36],[30,45,32,48],[30,49,32,75],[24,60,25,61],[24,62,25,75],[26,6,27,7],[26,8,27,20],[26,21,27,24],[26,25,27,26],[26,27,27,36],[26,45,27,46],[26,47,27,59],[26,60,27,63],[24,8,25,20],[24,21,25,22],[24,23,25,36],[24,40,27,44],[24,47,25,59],[20,1,23,5],[20,6,23,36],[20,40,23,44],[20,45,23,75],[10,66,11,75],[12,1,13,5],[12,6,13,23],[12,24,13,26],[12,27,13,36],[12,40,13,44],[12,45,13,62],[12,63,13,65],[12,66,13,75],[8,66,9,75],[10,1,11,5],[10,6,11,23],[10,24,11,26],[10,27,11,36],[10,40,11,44],[10,45,11,62],[10,63,11,65],[16,1,19,5],[16,6,19,36],[16,40,19,44],[16,45,19,75],[8,1,9,1],[8,2,9,5],[8,6,9,23],[8,24,9,26],[8,27,9,36],[8,40,9,40],[8,41,9,44],[8,45,9,62],[8,63,9,65],[3,1,3,9],[3,10,3,21],[4,1,4,21],[6,1,7,5],[6,6,7,23],[6,24,7,36],[6,40,7,44],[6,45,7,62],[6,63,7,75]]}
[]
[]
[]
[null,{"$f":"IF(COUNTIF(表紙!J21,\"*診断*\"),\"4．診断報告書\",\"5．実施計画書\")","v":"4．診断報告書"},null,null,null,null,null,null,null,null,"---",null,null,null,null,null,null,null,null,null,null,null,null,null,null,null,null,null,null,null,null,null,null,null,null,null,null,null,null,null,"記入例及び注記",null,null,null,null,null,null,null,"セル色凡例",null,null,null,null,null,"直接入力",null,null,null,null,"選択",null,null,null,"自動計算",null,null,null,null,null,null,null,null,null,null,null,null,null,null,null,null,null,null,null,null,null,null,null,null,"セル色の表示／非表示"]
[null,"対策個票",null,null,null,null,null,null,null,null,null,null,null,null,null,null,null,null,null,null,null,null,null,null,null,null,null,null,null,null,null,null,null,null,null,null,null,null,null,null,"（セルのメモやテキストボックスによる注記は移動できます）",null,null,null,null,null,null,null,null,null,null,null,null,null,null,null,null,null,null,null,null,null,null,null,null,null,null,null,null,null,null,null,null,null,null,null,null,null,null,null,null,null,null,null,null,null,null,null,false]
[]
[null,"対策の種類\n[対策個票番号]",null,null,null,null,"対策名称",null,null,null,null,null,null,null,null,null,null,null,null,null,null,null,null,null,"対策メニュー番号・メニュー名",null,null,null,null,null,null,null,null,null,null,null,null,null,null,null,"対策の種類\n[対策個票番号]",null,null,null,null,"対策名称",null,null,null,null,null,null,null,null,null,null,null,null,null,null,null,null,null,"対策メニュー番号・メニュー名"]
[]
[null,{"$f":"RIGHT(CELL(\"filename\",B7),(LEN(CELL(\"filename\",B7))-FIND(\"票\",CELL(\"filename\",B7))))","v":"12"},{"$f":"IF(Y9=\"\",\"\",VLOOKUP(Y9,対策メニューリスト,3,FALSE))","v":""},null,null,null,null,null,null,null,null,null,null,null,null,null,null,null,null,null,null,null,null,null,null,null,null,{"$f":"IF(Y9=\"\",\"\",VLOOKUP(Y9,対策メニューリスト,2,FALSE))","v":""},null,null,null,null,null,null,null,null,null,null,null,null,6,"燃料転換",null,null,null,"ボイラーの燃料転換",null,null,null,null,null,null,null,null,null,null,null,null,null,null,null,null,null,12142,null,null,"重油焚きからガス焚きボイラへの燃料転換",null,null,null,null,null,null,null,null,null,null,null,null,null,null,null,null,null,null,null,null,null,null,null,"課題番号"]
[null,null,null,null,null,null,null,null,null,null,null,null,null,null,null,null,null,null,null,null,null,null,null,null,null,null,null,null,null,null,null,null,null,null,null,null,null,null,null,null,null,null,null,null,null,null,null,null,null,null,null,null,null,null,null,null,null,null,null,null,null,null,null,null,null,null,null,null,null,null,null,null,null,null,null,null,null,null,null,null,null,null,null,null,null,null,null,null,"(課題1)",null,{"$f":"MID(B19,2,3)","v":""}]
[null,"工程名",null,null,null,null,null,null,null,null,null,null,null,null,null,null,null,null,null,null,null,null,null,null,"対象/\n既存設備",null,null,null,null,null,null,null,null,null,null,null,null,null,null,null,"工程名",null,null,null,null,"原料加熱",null,null,null,null,null,null,null,null,null,null,null,null,null,null,null,null,null,"対象/\n既存設備",null,null,"重油焚き蒸気ボイラー",null,null,null,null,null,null,null,null,null,null,null,null,null,null,null,null,null,null,null,null,null,"(課題2)"]
[null,null,null,null,null,null,null,null,null,null,null,null,null,null,null,null,null,null,null,null,null,null,null,null,null,null,null,null,null,null,null,null,null,null,null,null,null,null,null,null,null,null,null,null,null,null,null,null,null,null,null,null,null,null,null,null,null,null,null,null,null,null,null,null,null,null,null,null,null,null,null,null,null,null,null,null,null,null,null,null,null,null,null,null,null,null,null,null,"(課題3)"]
[null,"システム／\n設備区分名",null,null,null,null,{"$f":"IF(Y9=\"\",\"\",VLOOKUP(Y9,対策メニューリスト,4,FALSE))","v":""},null,null,null,null,null,null,null,null,null,null,null,null,null,null,null,null,null,"導入設備",null,null,null,null,null,null,null,null,null,null,null,null,null,null,null,"システム／\n設備区分名",null,null,null,null,"蒸気システム",null,null,null,null,null,null,null,null,null,null,null,null,null,null,null,null,null,"導入設備",null,null,"ガス焚き蒸気ボイラー",null,null,null,null,null,null,null,null,null,null,null,null,null,null,null,null,null,null,null,null,null,"(課題4)"]
[null,null,null,null,null,null,null,null,null,null,null,null,null,null,null,null,null,null,null,null,null,null,null,null,null,null,null,null,null,null,null,null,null,null,null,null,null,null,null,null,null,null,null,null,null,null,null,null,null,null,null,null,null,null,null,null,null,null,null,null,null,null,null,null,null,null,null,null,null,null,null,null,null,null,null,null,null,null,null,null,null,null,null,null,null,null,null,null,"(課題5)"]
[null,null,null,null,null,null,null,null,null,null,null,null,null,null,null,null,null,null,null,null,null,null,null,null,null,null,null,null,null,null,null,null,null,null,null,null,null,null,null,null,null,null,null,null,null,null,null,null,null,null,null,null,null,null,null,null,null,null,null,null,null,null,null,null,null,null,null,null,null,null,null,null,null,null,null,null,null,null,null,null,null,null,null,null,null,null,null,null,"(課題6)"]
[null,"１．対策概要",null,null,null,null,null,null,null,null,null,null,null,null,null,null,null,null,null,null,null,null,null,null,null,null,null,null,null,null,null,null,null,null,null,null,null,null,null,null,"１．対策概要",null,null,null,null,null,null,null,null,null,null,null,null,null,null,null,null,null,null,null,null,null,null,null,null,null,null,null,null,null,null,null,null,null,null,null,null,null,null,null,null,null,null,null,null,null,null,null,"(課題7)"]
[null,"現状と課題",null,null,null,null,null,null,null,null,null,null,null,null,null,null,null,null,null,null,null,null,null,null,null,null,null,null,null,null,null,null,null,null,null,null,null,null,null,null,"現状と課題",null,null,null,null,"現用のボイラーが更新時期を超えている。またA重油を使用した蒸気ボイラーが使用されており、CO2排出量が過多となっている",null,null,null,null,null,null,null,null,null,null,null,null,null,null,null,null,null,null,null,null,null,null,null,null,null,null,null,null,null,null,null,null,null,null,null,null,null,null,null,null,null,null,"(課題8)"]
[null,null,null,null,null,null,null,null,null,null,null,null,null,null,null,null,null,null,null,null,null,null,null,null,null,null,null,null,null,null,null,null,null,null,null,null,null,null,null,null,null,null,null,null,null,null,null,null,null,null,null,null,null,null,null,null,null,null,null,null,null,null,null,null,null,null,null,null,null,null,null,null,null,null,null,null,null,null,null,null,null,null,null,null,null,null,null,null,"(課題9)"]
[null,null,null,null,null,null,null,null,null,null,null,null,null,null,null,null,null,null,null,null,null,null,null,null,null,null,null,null,null,null,null,null,null,null,null,null,null,null,null,null,null,null,null,null,null,null,null,null,null,null,null,null,null,null,null,null,null,null,null,null,null,null,null,null,null,null,null,null,null,null,null,null,null,null,null,null,null,null,null,null,null,null,null,null,null,null,null,null,"(課題10)"]
[null,null,null,null,null,null,null,null,null,null,null,null,null,null,null,null,null,null,null,null,null,null,null,null,null,null,null,null,null,null,null,null,null,null,null,null,null,null,null,null,null,null,null,null,null,null,null,null,null,null,null,null,null,null,null,null,null,null,null,null,null,null,null,null,null,null,null,null,null,null,null,null,null,null,null,null,null,null,null,null,null,null,null,null,null,null,null,null,"(課題11)"]
[null,"対策の概要",null,null,null,null,null,null,null,null,null,null,null,null,null,null,null,null,null,null,null,null,null,null,null,null,null,null,null,null,null,null,null,null,null,null,null,null,null,null,"対策の概要",null,null,null,null,"A重油焚きボイラーから気体燃料ボイラーに更新することで、熱効率向上による燃料使用量の削減、CO2排出量の削減を目指す",null,null,null,null,null,null,null,null,null,null,null,null,null,null,null,null,null,null,null,null,null,null,null,null,null,null,null,null,null,null,null,null,null,null,null,null,null,null,null,null,null,null,"(課題12)"]
[null,null,null,null,null,null,null,null,null,null,null,null,null,null,null,null,null,null,null,null,null,null,null,null,null,null,null,null,null,null,null,null,null,null,null,null,null,null,null,null,null,null,null,null,null,null,null,null,null,null,null,null,null,null,null,null,null,null,null,null,null,null,null,null,null,null,null,null,null,null,null,null,null,null,null,null,null,null,null,null,null,null,null,null,null,null,null,null,"(課題13)"]
[null,null,null,null,null,null,null,null,null,null,null,null,null,null,null,null,null,null,null,null,null,null,null,null,null,null,null,null,null,null,null,null,null,null,null,null,null,null,null,null,null,null,null,null,null,null,null,null,null,null,null,null,null,null,null,null,null,null,null,null,null,null,null,null,null,null,null,null,null,null,null,null,null,null,null,null,null,null,null,null,null,null,null,null,null,null,null,null,"(課題14)"]
[null,null,null,null,null,null,null,null,null,null,null,null,null,null,null,null,null,null,null,null,null,null,null,null,null,null,null,null,null,null,null,null,null,null,null,null,null,null,null,null,null,null,null,null,null,null,null,null,null,null,null,null,null,null,null,null,null,null,null,null,null,null,null,null,null,null,null,null,null,null,null,null,null,null,null,null,null,null,null,null,null,null,null,null,null,null,null,null,"(課題15)"]
[null,"対策の種別",null,null,null,null,null,null,"受診事業者からの診断要請あり",null,null,null,null,null,null,null,null,null,null,null,null,null,null,"設備寿命による交換提案",null,null,null,null,null,null,null,null,null,null,null,null,null,null,null,null,"対策の種別",null,null,null,null,null,null,"受診事業者からの診断要請あり",null,null,null,null,null,null,null,null,null,null,null,null,null,null,"設備寿命による交換提案",null,null,null,null,null,null,null,null,null,null,null,null,null,null,null,null,null,null,null,null,null,null,null,null,null,"(課題16)",null,false,{"$f":"IF(CM25=TRUE,\"○\",\"―\")","v":"―"},"診断要請"]
[null,null,null,null,null,null,null,null,null,null,null,null,null,null,null,null,null,null,null,null,null,null,null,null,null,null,null,null,null,null,null,null,null,null,null,null,null,null,null,null,null,null,null,null,null,null,null,null,null,null,null,null,null,null,null,null,null,null,null,null,null,null,null,null,null,null,null,null,null,null,null,null,null,null,null,null,null,null,null,null,null,null,null,null,null,null,null,null,"(課題17)",null,false,{"$f":"IF(CM26=TRUE,\"○\",\"―\")","v":"―"},"設備寿命"]
[null,null,null,null,null,null,null,null,"推奨対策",null,null,null,null,null,null,null,null,null,null,null,null,"DXシステム",null,null,null,null,null,"DXシステム計測結果に基づく対策",null,null,null,null,null,null,null,null,null,null,null,null,null,null,null,null,null,null,null,"推奨対策",null,null,null,null,null,null,null,null,null,null,null,null,"DXシステム",null,null,null,null,null,"DXシステム計測結果に基づく対策",null,null,null,null,null,null,null,null,null,null,null,null,null,null,null,null,null,null,null,null,null,"(課題18)",null,false,{"$f":"IF(CM27=TRUE,\"○\",\"―\")","v":"―"},"推奨対策"]
[null,null,null,null,null,null,null,null,null,null,null,null,null,null,null,null,null,null,null,null,null,null,null,null,null,null,null,null,null,null,null,null,null,null,null,null,null,null,null,null,null,null,null,null,null,null,null,null,null,null,null,null,null,null,null,null,null,null,null,null,null,null,null,null,null,null,null,null,null,null,null,null,null,null,null,null,null,null,null,null,null,null,null,null,null,null,null,null,"(課題19)",null,false,{"$f":"IF(CM28=TRUE,\"○\",\"―\")","v":"―"},"DX計測対策"]
[null,"対策の\n効果・効用",null,null,null,null,"CO2削減\n効果",null,null,null,{"$f":"IF(J75=\"\",\"\",J75)","v":0},null,null,null,null,null,null,"t-CO2/年",null,null,null,"運転コスト\n削減効果",null,null,null,{"$f":"IF(J79=\"\",\"\",J79)","v":0},null,null,null,null,null,null,"千円/年 (b)",null,null,null,null,null,null,null,"対策の\n効果・効用",null,null,null,null,"CO2削減\n効果",null,null,null,200.37600000000003,null,null,null,null,null,null,"t-CO2/年",null,null,null,"運転コスト\n削減効果",null,null,null,600,null,null,null,null,null,null,"千円/年 (b)",null,null,null,null,null,null,null,null,null,null,null,null,null,null,null,null,"(課題20)"]
[]
[null,null,null,null,null,null,"その他の\n効果・効用",null,null,null,null,null,null,null,null,null,null,null,null,null,null,null,null,null,null,null,null,null,null,null,null,null,null,null,null,null,null,null,null,null,null,null,null,null,null,"その他の\n効果・効用",null,null,null,"気体燃料に変更することにより燃焼時に発生するすすが低減されます。そのため、ボイラーの伝熱面が汚れにくくなり効率低下の防止につながります。また、定期的なスートブロー（すす吹き）等の作業回数を減らすことができます。"]
[]
[]
[null,"導入コストと投資回収年数",null,null,null,null,"導入コスト",null,null,null,{"$f":"IF(AD75=\"\",\"\",AD75)","v":0},null,null,null,null,null,null,"千円 (a)",null,null,null,"単純投資\n回収年数",null,null,null,{"$f":"IF(AD83=\"\",\"\",AD83)","v":"---"},null,null,null,null,null,null,"年 (a/b)",null,null,null,null,null,null,null,"導入コストと投資回収年数",null,null,null,null,"導入コスト",null,null,null,3000,null,null,null,null,null,null,"千円 (a)",null,null,null,"単純投資\n回収年数",null,null,null,5,null,null,null,null,null,null,"年 (a/b)"]
[]
[null,"活用可能な\n補助制度",null,null,null,null,1,"名称",null,null,null,null,null,null,null,null,null,null,null,null,null,null,null,null,null,null,null,null,null,null,null,null,null,null,null,null,null,null,null,null,"活用可能な\n補助制度",null,null,null,null,1,"名称",null,null,"環境省SHIFT事業 設備更新補助金",null,null,null,null,null,null,null,null,null,null,null,null,null,null,null,null,null,null,null,null,null,null,null,null,null,null,null,null,null,null,null,null,null,null,null,null,null,null,null,{"$f":"IF(OR(K36=\"\",COUNTIF(K36,\"*なし*\"),COUNTIF(K36,\"*無し*\")),0,1)","v":0}]
[]
[null,null,null,null,null,null,null,"概要",null,null,null,null,null,null,null,null,null,null,null,null,null,null,null,null,null,null,null,null,null,null,null,null,null,null,null,null,null,null,null,null,null,null,null,null,null,null,"概要"]
[]
[null,null,null,null,null,null,2,"名称",null,null,null,null,null,null,null,null,null,null,null,null,null,null,null,null,null,null,null,null,null,null,null,null,null,null,null,null,null,null,null,null,null,null,null,null,null,2,"名称",null,null,null,null,null,null,null,null,null,null,null,null,null,null,null,null,null,null,null,null,null,null,null,null,null,null,null,null,null,null,null,null,null,null,null,null,null,null,null,null,null,null,{"$f":"IF(OR(K40=\"\",COUNTIF(K40,\"*なし*\"),COUNTIF(K40,\"*無し*\")),0,1)","v":0}]
[null,null,null,null,null,null,null,null,null,null,null,null,null,null,null,null,null,null,null,null,null,null,null,null,null,null,null,null,null,null,null,null,null,null,null,null,null,null,null,null,null,null,null,null,null,null,null,null,null,null,null,null,null,null,null,null,null,null,null,null,null,null,null,null,null,null,null,null,null,null,null,null,null,null,null,null,null,null,null,null,null,null,null,null,null,null,null,null,"合計",{"$f":"SUM(CL36:CL40)","v":0}]
[null,null,null,null,null,null,null,"概要",null,null,null,null,null,null,null,null,null,null,null,null,null,null,null,null,null,null,null,null,null,null,null,null,null,null,null,null,null,null,null,null,null,null,null,null,null,null,"概要",null,null,null,null,null,null,null,null,null,null,null,null,null,null,null,null,null,null,null,null,null,null,null,null,null,null,null,null,null,null,null,null,null,null,null,null,null,null,null,null,null,"あり/なし",{"$f":"IF(CL41>=1,\"あり\",\"―\")","v":"―"}]
[]
[null,"制約条件\n（有り＝○）",null,null,null,null,"対策実施における制約条件",null,null,null,null,null,null,null,null,"備考（対応策等）",null,null,null,null,null,null,null,null,null,null,null,null,null,null,null,null,null,null,null,null,null,null,null,null,"制約条件\n（有り＝○）",null,null,null,null,"対策実施における制約条件",null,null,null,null,null,null,null,null,"備考（対応策等）"]
[null,null,null,null,null,null,"初期コスト",null,null,null,null,null,null,null,null,null,null,null,null,null,null,null,null,null,null,null,null,null,null,null,null,null,null,null,null,null,null,null,null,null,null,null,null,null,null,"初期コスト",null,null,null,null,null,null,"○",null,"既存設備の撤去費やガス引き込み費が必要です。補助金を利用することで初期費用の圧縮が可能です。",null,null,null,null,null,null,null,null,null,null,null,null,null,null,null,null,null,null,null,null,null,null,null,null,null,null,null,null,null,null,null,null,null,null,"制約条件の個数"]
[null,null,null,null,null,null,null,null,null,null,null,null,null,null,null,null,null,null,null,null,null,null,null,null,null,null,null,null,null,null,null,null,null,null,null,null,null,null,null,null,null,null,null,null,null,null,null,null,null,null,null,null,null,null,null,null,null,null,null,null,null,null,null,null,null,null,null,null,null,null,null,null,null,null,null,null,null,null,null,null,null,null,null,null,null,null,null,null,null,{"$f":"COUNTIF($N$45:$N$62,\"○\")","v":0}]
[null,null,null,null,null,null,"投資回収年数",null,null,null,null,null,null,null,null,null,null,null,null,null,null,null,null,null,null,null,null,null,null,null,null,null,null,null,null,null,null,null,null,null,null,null,null,null,null,"投資回収年数",null,null,null,null,null,null,"○",null,"ボイラー運転時間、都市ガス単価で変動します。",null,null,null,null,null,null,null,null,null,null,null,null,null,null,null,null,null,null,null,null,null,null,null,null,null,null,null,null,null,null,null,null,null,"○／―",{"$f":"IF(CL46>=1,\"あり\",\"―\")","v":"―"}]
[]
[null,null,null,null,null,null,"削減効果の不確実性",null,null,null,null,null,null,null,null,null,null,null,null,null,null,null,null,null,null,null,null,null,null,null,null,null,null,null,null,null,null,null,null,null,null,null,null,null,null,"削減効果の不確実性"]
[]
[null,null,null,null,null,null,"設置スペース",null,null,null,null,null,null,null,null,null,null,null,null,null,null,null,null,null,null,null,null,null,null,null,null,null,null,null,null,null,null,null,null,null,null,null,null,null,null,"設置スペース"]
[]
[null,null,null,null,null,null,"既存の設備・生産ラインへの適合",null,null,null,null,null,null,null,null,null,null,null,null,null,null,null,null,null,null,null,null,null,null,null,null,null,null,null,null,null,null,null,null,null,null,null,null,null,null,"既存の設備・生産ラインへの適合"]
[]
[null,null,null,null,null,null,"対策実施による操業への影響",null,null,null,null,null,null,null,null,null,null,null,null,null,null,null,null,null,null,null,null,null,null,null,null,null,null,null,null,null,null,null,null,null,null,null,null,null,null,"対策実施による操業への影響"]
[]
[null,null,null,null,null,null,"故障・不具合のリスク",null,null,null,null,null,null,null,null,null,null,null,null,null,null,null,null,null,null,null,null,null,null,null,null,null,null,null,null,null,null,null,null,null,null,null,null,null,null,"故障・不具合のリスク"]
[]
[null,null,null,null,null,null,"他の提案対策との相反性",null,null,null,null,null,null,null,null,null,null,null,null,null,null,null,null,null,null,null,null,null,null,null,null,null,null,null,null,null,null,null,null,null,null,null,null,null,null,"他の提案対策との相反性",null,null,null,null,null,null,"―"]
[]
[null,null,null,null,null,null,"その他",null,null,null,null,null,null,null,null,null,null,null,null,null,null,null,null,null,null,null,null,null,null,null,null,null,null,null,null,null,null,null,null,null,null,null,null,null,null,"その他"]
[]
[null,"補足・備考",null,null,null,null,null,null,null,null,null,null,null,null,null,null,null,null,null,null,null,null,null,null,null,null,null,null,null,null,null,null,null,null,null,null,null,null,null,null,"補足・備考"]
[]
[]
[]
[]
[null,{"$f":"\"対策個票\"&$B$9","v":"対策個票12"},null,null,null,null,null,null,null,null,null,null,null,null,null,null,null,null,null,null,null,null,null,null,null,null,null,null,null,null,null,null,null,null,null,null,null,null,null,null,"対策個票1"]
[]
[null,"２．削減効果根拠",null,null,null,null,null,null,null,null,null,null,null,null,null,null,null,null,null,null,null,null,null,null,null,null,null,null,null,null,null,null,null,null,null,null,null,null,null,null,"２．削減効果根拠"]
[null,"対策の種類\n[対策個票番号]",null,null,null,null,"対策名称",null,null,null,null,null,null,null,null,null,null,null,null,null,null,null,null,null,"対象/\n既存設備",null,null,{"$f":"IF($AB$11=\"\",\"\",$AB$11)","v":""},null,null,null,null,null,null,null,null,null,null,null,null,"対策の種類\n[対策個票番号]",null,null,null,null,"対策名称",null,null,null,null,null,null,null,null,null,null,null,null,null,null,null,null,null,"対象/\n既存設備",null,null,"重油焚き蒸気ボイラー"]
[]
[null,{"$f":"$B$9","v":"12"},{"$f":"IF($C$9=\"\",\"\",$C$9)","v":""},null,null,null,{"$f":"IF($G$9=\"\",\"\",$G$9)","v":""},null,null,null,null,null,null,null,null,null,null,null,null,null,null,null,null,null,"導入設備",null,null,{"$f":"IF($AB$13=\"\",\"\",$AB$13)","v":""},null,null,null,null,null,null,null,null,null,null,null,null,6,"燃料転換",null,null,null,"ボイラーの燃料転換",null,null,null,null,null,null,null,null,null,null,null,null,null,null,null,null,null,"導入設備",null,null,"ガス焚き蒸気ボイラー"]
[]
[null,"CO2削減効果",null,null,null,null,"削減量",null,null,{"$f":"X98-X119","v":0},null,null,null,null,null,"t-CO2/年(d)",null,null,null,null,null,"設備等導入コスト合計\n（工事費等込み）",null,null,null,null,null,null,null,{"$f":"SUM(AD77:AH82)","v":0},null,null,null,null,"千円(a)",null,null,null,null,null,"CO2削減効果",null,null,null,null,"削減量",null,null,200.37600000000003,null,null,null,null,null,"t-CO2/年(d)",null,null,null,null,null,"設備等導入コスト合計\n（工事費等込み）",null,null,null,null,null,null,null,3000,null,null,null,null,"千円(a)"]
[]
[null,null,null,null,null,null,"削減率",null,null,{"$f":"IFERROR(J75/'511脱炭素化計画'!$Q$11*100,\"---\")","v":0},null,null,null,null,null,"％","（工場・事業場基準年度排出量との比）",null,null,null,null,"（設備等名称・台数）",null,null,null,null,null,null,null,null,null,null,null,null,"千円",null,null,null,null,null,null,null,null,null,null,"削減率",null,null,16.698,null,null,null,null,null,"％","（工場・事業場基準年度排出量との比）",null,null,null,null,"ガス炊貫流ボイラー・\n1台",null,null,null,null,null,null,null,3000,null,null,null,null,"千円"]
[]
[null,"運転コスト\n削減効果",null,null,null,null,"削減額",null,null,{"$f":"AF106-AF127","v":0},null,null,null,null,null,"千円/年(b)",null,null,null,null,null,"（設備等名称・台数）",null,null,null,null,null,null,null,null,null,null,null,null,"千円",null,null,null,null,null,"運転コスト\n削減効果",null,null,null,null,"削減額",null,null,600,null,null,null,null,null,"千円/年(b)",null,null,null,null,null,"（設備等名称・台数）",null,null,null,null,null,null,null,null,null,null,null,null,"千円"]
[]
[null,"エネルギー\n削減効果",null,null,null,null,"削減量",null,null,{"$f":"CH95-CH102","v":0},null,null,null,null,null,"GJ換算値/年(e)",null,null,null,null,null,"（設備等名称・台数）",null,null,null,null,null,null,null,null,null,null,null,null,"千円",null,null,null,null,null,"エネルギー\n削減効果",null,null,null,null,"削減量",null,null,1070,null,null,null,null,null,"GJ換算値(e)",null,null,null,null,null,"（設備等名称・台数）",null,null,null,null,null,null,null,null,null,null,null,null,"千円"]
[]
[null,"脱炭素化指標（削減効果）",null,null,null,null,"(d)/(e)",null,null,{"$f":"IFERROR(J75/J81,\"---\")","v":"---"},null,null,null,null,null,"（GJ削減効果あたりのCO2削減効果）",null,null,null,null,null,"投資回収年数",null,null,null,null,"(a)/(b)",null,null,{"$f":"IFERROR(IF(AD75/J79<0,\"---\",AD75/J79),\"---\")","v":"---"},null,null,null,null,"年",null,null,null,null,null,"脱炭素化指標（削減効果）",null,null,null,null,"(d)/GJ",null,null,0.1872672897196262,null,null,null,null,null,"（GJ削減効果あたりのCO2削減効果）",null,null,null,null,null,"投資回収年数",null,null,null,null,"(a)/(b)",null,null,5,null,null,null,null,"年"]
[]
[]
[null,"削減効果の算出",null,null,null,null,null,null,null,null,null,null,null,null,null,null,null,null,null,null,null,null,null,null,null,null,null,null,null,null,null,null,null,null,null,null,null,null,null,null,"削減効果の算出",null,null,null,null,null,null,null,null,null,null,null,null,null,null,null,null,null,null,null,null,null,null,null,null,null,null,null,null,null,null,null,null,null,null,null,null,"※実施【前】と実施【計画】に分けることが難しい場合の注記\n\n「対策実施【前】」にエネルギー消費削減量を記載し、「対策実施【後】」は空欄としてください。"]
[null,null,null,null,null,null,null,null,null,null,null,null,null,null,null,null,null,null,null,null,null,null,null,null,null,null,null,null,null,null,null,null,null,null,null,null,null,null,null,null,null,null,null,null,null,null,null,null,null,null,null,null,null,null,null,null,null,null,null,null,null,null,null,null,null,null,null,null,null,null,null,null,null,null,null,null,null,null,null,null,null,"脱炭素化指標のための活動量のGJ換算値"]
[null,"前",null,"活動種別",null,null,null,null,null,null,"年間活動量",null,null,null,null,null,"変換係数",null,null,null,null,null,null,"CO2排出量\n(t-CO2/年)",null,null,null,"単価(千円)",null,null,null,"運転コスト\n(千円/年)",null,null,null,null,null,null,null,null,"前",null,"活動種別",null,null,null,null,null,null,"年間活動量",null,null,null,null,null,"変換係数",null,null,null,null,null,null,"CO2排出量\n(t-CO2/年)",null,null,null,"単価(千円)",null,null,null,"運転コスト\n(千円/年)"]
[null,null,null,null,null,null,null,null,null,null,null,null,null,null,null,null,null,null,null,null,null,null,null,null,null,null,null,null,null,null,null,null,null,null,null,null,null,null,null,null,null,null,null,null,null,null,null,null,null,null,null,null,null,null,null,null,null,null,null,null,null,null,null,null,null,null,null,null,null,null,null,null,null,null,null,null,null,null,null,null,null,"前"]
[{"$f":"IF($D90=\"\",\"\",VLOOKUP($D90,排出係数と単価2,10,FALSE))","v":""},"対策実施【前】",null,null,null,null,null,null,null,null,null,null,null,null,{"$f":"IF($D90=\"\",\"\",VLOOKUP($D90,排出係数と単価2,2,FALSE))","v":""},null,{"$f":"IF($D90=\"\",\"\",IF(A90=1,VLOOKUP($D90,排出係数と単価2,5,FALSE),VLOOKUP($D90,排出係数と単価2,3,FALSE)*VLOOKUP($D90,排出係数と単価2,5,FALSE)))","v":""},null,null,{"$f":"IF($D90=\"\",\"\",\"t-CO2/\"&$O90)","v":""},null,null,null,{"$f":"IF(OR(K90=\"\",Q90=\"\"),\"\",K90*Q90)","v":""},null,null,null,{"$f":"IF($D90=\"\",\"\",VLOOKUP($D90,排出係数と単価2,7,FALSE))","v":""},null,null,null,{"$f":"IF(OR(K90=\"\",AB90=\"\"),\"\",K90*AB90)","v":""},null,null,null,null,null,null,null,null,"対策実施【前】",null,"A重油",null,null,null,null,null,null,200,null,null,null,"kl",null,2.7096300000000002,null,null,"tCO2/kl",null,null,null,541.92600000000004,null,null,null,60,null,null,null,12000,null,null,null,null,null,null,null,null,null,null,"計算種別","活動種別","活動量","単位発熱量","GJ換算量"]
[null,null,null,null,null,null,null,null,null,null,null,null,null,null,null,null,null,null,null,null,null,null,null,null,null,null,null,null,null,null,null,null,null,null,null,null,null,null,null,null,null,null,null,null,null,null,null,null,null,null,null,null,null,null,null,null,null,null,null,null,null,null,null,null,null,null,null,null,null,null,null,null,null,null,null,null,null,null,null,null,null,{"$f":"A90","v":""},{"$f":"IF(COUNTIF($D90,\"*系統電力*\"),\"*系統電力*\",IF(COUNTIF($D90,\"*産業用蒸気*\"),\"*産業用蒸気*\",IF(COUNTIF($D90,\"*温水*\"),\"*温水*\",IF(COUNTIF($D90,\"*冷水*\"),\"*冷水*\",IF(COUNTIF($D90,\"*蒸気（産業用以外）*\"),\"*蒸気（産業用以外）*\",$D90)))))","v":0},{"$f":"K90","v":0},{"$f":"IFERROR(VLOOKUP($CE91,電力等のGJ換算係数,2,FALSE),IF(VLOOKUP($CE91,排出係数と単価1,3,FALSE)=\"\",\"\",VLOOKUP($CE91,排出係数と単価1,3,FALSE)))","v":{"$error":"#N/A"}},{"$f":"IFERROR(CF91*CG91,\"---\")","v":"---"}]
[{"$f":"IF($D92=\"\",\"\",VLOOKUP($D92,排出係数と単価2,10,FALSE))","v":""},null,null,null,null,null,null,null,null,null,null,null,null,null,{"$f":"IF($D92=\"\",\"\",VLOOKUP($D92,排出係数と単価2,2,FALSE))","v":""},null,{"$f":"IF($D92=\"\",\"\",IF(A92=1,VLOOKUP($D92,排出係数と単価2,5,FALSE),VLOOKUP($D92,排出係数と単価2,3,FALSE)*VLOOKUP($D92,排出係数と単価2,5,FALSE)))","v":""},null,null,{"$f":"IF($D92=\"\",\"\",\"t-CO2/\"&$O92)","v":""},null,null,null,{"$f":"IF(OR(K92=\"\",Q92=\"\"),\"\",K92*Q92)","v":""},null,null,null,{"$f":"IF($D92=\"\",\"\",VLOOKUP($D92,排出係数と単価2,7,FALSE))","v":""},null,null,null,{"$f":"IF(OR(K92=\"\",AB92=\"\"),\"\",K92*AB92)","v":""},null,null,null,null,null,null,null,null,null,null,null,null,null,null,null,null,null,null,null,null,null,null,null,"",null,null,"",null,null,null,"",null,null,null,"",null,null,null,"",null,null,null,null,null,null,null,null,null,null,{"$f":"A92","v":""},{"$f":"IF(COUNTIF($D92,\"*系統電力*\"),\"*系統電力*\",IF(COUNTIF($D92,\"*産業用蒸気*\"),\"*産業用蒸気*\",IF(COUNTIF($D92,\"*温水*\"),\"*温水*\",IF(COUNTIF($D92,\"*冷水*\"),\"*冷水*\",IF(COUNTIF($D92,\"*蒸気（産業用以外）*\"),\"*蒸気（産業用以外）*\",$D92)))))","v":0},{"$f":"K92","v":0},{"$f":"IFERROR(VLOOKUP($CE92,電力等のGJ換算係数,2,FALSE),IF(VLOOKUP($CE92,排出係数と単価1,3,FALSE)=\"\",\"\",VLOOKUP($CE92,排出係数と単価1,3,FALSE)))","v":{"$error":"#N/A"}},{"$f":"IFERROR(CF92*CG92,\"---\")","v":"---"}]
[null,null,null,null,null,null,null,null,null,null,null,null,null,null,null,null,null,null,null,null,null,null,null,null,null,null,null,null,null,null,null,null,null,null,null,null,null,null,null,null,null,null,null,null,null,null,null,null,null,null,null,null,null,null,null,null,null,null,null,null,null,null,null,null,null,null,null,null,null,null,null,null,null,null,null,null,null,"※「低炭素系統電力への変更」対策の場合の注記\n\n■実施【前】の活動の種別は、「系統電力」\n 　を選択してください。\n 　実施【計画】の活動の種別は、「系統電力\n 　切替先」を選択してください。\n\n■系統電力切替先は、排出係数が\n 　0.00025t-CO2/kWh未満（固定） の\n　 メニューのみが対象です。\n 　排出係数及び単価等の情報は、\n　  ［排出係数・単価表］にて入力して\n 　ください。\n\n",null,null,null,{"$f":"A94","v":""},{"$f":"IF(COUNTIF($D94,\"*系統電力*\"),\"*系統電力*\",IF(COUNTIF($D94,\"*産業用蒸気*\"),\"*産業用蒸気*\",IF(COUNTIF($D94,\"*温水*\"),\"*温水*\",IF(COUNTIF($D94,\"*冷水*\"),\"*冷水*\",IF(COUNTIF($D94,\"*蒸気（産業用以外）*\"),\"*蒸気（産業用以外）*\",$D94)))))","v":0},{"$f":"K94","v":0},{"$f":"IFERROR(VLOOKUP($CE93,電力等のGJ換算係数,2,FALSE),IF(VLOOKUP($CE93,排出係数と単価1,3,FALSE)=\"\",\"\",VLOOKUP($CE93,排出係数と単価1,3,FALSE)))","v":{"$error":"#N/A"}},"---"]
[{"$f":"IF($D94=\"\",\"\",VLOOKUP($D94,排出係数と単価2,10,FALSE))","v":""},null,null,null,null,null,null,null,null,null,null,null,null,null,{"$f":"IF($D94=\"\",\"\",VLOOKUP($D94,排出係数と単価2,2,FALSE))","v":""},null,{"$f":"IF($D94=\"\",\"\",IF(A94=1,VLOOKUP($D94,排出係数と単価2,5,FALSE),VLOOKUP($D94,排出係数と単価2,3,FALSE)*VLOOKUP($D94,排出係数と単価2,5,FALSE)))","v":""},null,null,{"$f":"IF($D94=\"\",\"\",\"t-CO2/\"&$O94)","v":""},null,null,null,{"$f":"IF(OR(K94=\"\",Q94=\"\"),\"\",K94*Q94)","v":""},null,null,null,{"$f":"IF($D94=\"\",\"\",VLOOKUP($D94,排出係数と単価2,7,FALSE))","v":""},null,null,null,{"$f":"IF(OR(K94=\"\",AB94=\"\"),\"\",K94*AB94)","v":""},null,null,null,null,null,null,null,null,null,null,null,null,null,null,null,null,null,null,null,null,null,null,null,"",null,null,"",null,null,null,"",null,null,null,"",null,null,null,"",null,null,null,null,null,null,null,null,null,null,{"$f":"A96","v":""},{"$f":"IF(COUNTIF($D96,\"*系統電力*\"),\"*系統電力*\",IF(COUNTIF($D96,\"*産業用蒸気*\"),\"*産業用蒸気*\",IF(COUNTIF($D96,\"*温水*\"),\"*温水*\",IF(COUNTIF($D96,\"*冷水*\"),\"*冷水*\",IF(COUNTIF($D96,\"*蒸気（産業用以外）*\"),\"*蒸気（産業用以外）*\",$D96)))))","v":0},{"$f":"K96","v":0},{"$f":"IFERROR(VLOOKUP($CE94,電力等のGJ換算係数,2,FALSE),IF(VLOOKUP($CE94,排出係数と単価1,3,FALSE)=\"\",\"\",VLOOKUP($CE94,排出係数と単価1,3,FALSE)))","v":{"$error":"#N/A"}},"---"]
[null,null,null,null,null,null,null,null,null,null,null,null,null,null,null,null,null,null,null,null,null,null,null,null,null,null,null,null,null,null,null,null,null,null,null,null,null,null,null,null,null,null,null,null,null,null,null,null,null,null,null,null,null,null,null,null,null,null,null,null,null,null,null,null,null,null,null,null,null,null,null,null,null,null,null,null,null,null,null,null,null,null,null,null,"合計",{"$f":"SUM(CH91:CH94)","v":0}]
[{"$f":"IF($D96=\"\",\"\",VLOOKUP($D96,排出係数と単価2,10,FALSE))","v":""},null,null,null,null,null,null,null,null,null,null,null,null,null,{"$f":"IF($D96=\"\",\"\",VLOOKUP($D96,排出係数と単価2,2,FALSE))","v":""},null,{"$f":"IF($D96=\"\",\"\",IF(A96=1,VLOOKUP($D96,排出係数と単価2,5,FALSE),VLOOKUP($D96,排出係数と単価2,3,FALSE)*VLOOKUP($D96,排出係数と単価2,5,FALSE)))","v":""},null,null,{"$f":"IF($D96=\"\",\"\",\"t-CO2/\"&$O96)","v":""},null,null,null,{"$f":"IF(OR(K96=\"\",Q96=\"\"),\"\",K96*Q96)","v":""},null,null,null,{"$f":"IF($D96=\"\",\"\",VLOOKUP($D96,排出係数と単価2,7,FALSE))","v":""},null,null,null,{"$f":"IF(OR(K96=\"\",AB96=\"\"),\"\",K96*AB96)","v":""},null,null,null,null,null,null,null,null,null,null,null,null,null,null,null,null,null,null,null,null,null,null,null,"",null,null,"",null,null,null,"",null,null,null,"",null,null,null,"",null,null,null,null,null,null,null,null,null,null,"計画"]
[null,null,null,null,null,null,null,null,null,null,null,null,null,null,null,null,null,null,null,null,null,null,null,null,null,null,null,null,null,null,null,null,null,null,null,null,null,null,null,null,null,null,null,null,null,null,null,null,null,null,null,null,null,null,null,null,null,null,null,null,null,null,null,null,null,null,null,null,null,null,null,null,null,null,null,null,null,null,null,null,null,"計算種別","活動種別","活動量","単位発熱量","GJ換算量"]
[null,null,null,null,null,null,null,null,null,null,null,null,null,null,null,null,"合計(f1)",null,null,null,null,null,null,{"$f":"SUM(X90:X97)","v":0},null,null,null,"合計",null,null,null,{"$f":"SUM(AF90:AF97)","v":0},null,null,null,null,null,null,null,null,null,null,null,null,null,null,null,null,null,null,null,null,null,null,null,"合計",null,null,null,null,null,null,541.92600000000004,null,null,null,"合計",null,null,null,12000,null,null,null,null,null,null,null,null,null,null,{"$f":"A111","v":""},{"$f":"IF(COUNTIF($D111,\"*系統電力*\"),\"*系統電力*\",IF(COUNTIF($D111,\"*産業用蒸気*\"),\"*産業用蒸気*\",IF(COUNTIF($D111,\"*温水*\"),\"*温水*\",IF(COUNTIF($D111,\"*冷水*\"),\"*冷水*\",IF(COUNTIF($D111,\"*蒸気（産業用以外）*\"),\"*蒸気（産業用以外）*\",$D111)))))","v":0},{"$f":"K111","v":0},{"$f":"IFERROR(VLOOKUP($CE98,電力等のGJ換算係数,2,FALSE),IF(VLOOKUP($CE98,排出係数と単価1,3,FALSE)=\"\",\"\",VLOOKUP($CE98,排出係数と単価1,3,FALSE)))","v":{"$error":"#N/A"}},{"$f":"IFERROR(CF98*CG98,\"---\")","v":"---"}]
[null,null,null,null,null,null,null,null,null,null,null,null,null,null,null,null,null,null,null,null,null,null,null,null,null,null,null,null,null,null,null,null,null,null,null,null,null,null,null,null,null,null,null,null,null,null,null,null,null,null,null,null,null,null,null,null,null,null,null,null,null,null,null,null,null,null,null,null,null,null,null,null,null,null,null,null,null,null,null,null,null,{"$f":"A113","v":""},{"$f":"IF(COUNTIF($D113,\"*系統電力*\"),\"*系統電力*\",IF(COUNTIF($D113,\"*産業用蒸気*\"),\"*産業用蒸気*\",IF(COUNTIF($D113,\"*温水*\"),\"*温水*\",IF(COUNTIF($D113,\"*冷水*\"),\"*冷水*\",IF(COUNTIF($D113,\"*蒸気（産業用以外）*\"),\"*蒸気（産業用以外）*\",$D113)))))","v":0},{"$f":"K113","v":0},{"$f":"IFERROR(VLOOKUP($CE99,電力等のGJ換算係数,2,FALSE),IF(VLOOKUP($CE99,排出係数と単価1,3,FALSE)=\"\",\"\",VLOOKUP($CE99,排出係数と単価1,3,FALSE)))","v":{"$error":"#N/A"}},{"$f":"IFERROR(CF99*CG99,\"---\")","v":"---"}]
[null,null,null,"脱炭素化指標（状況）",null,null,null,null,null,null,null,null,null,null,null,null,"その他の運転コスト\n（運転・管理費、用水費、薬品費等）",null,null,null,null,null,null,null,null,null,null,null,null,null,null,"その他運転コスト\n(千円/年)",null,null,null,null,null,null,null,null,null,null,"脱炭素化指標（状況）",null,null,null,null,null,null,null,null,null,null,null,null,"その他の運転コスト\n（運転・管理費、用水費、薬品費等）",null,null,null,null,null,null,null,null,null,null,null,null,null,null,"その他運転コスト\n(千円/年)",null,null,null,null,null,null,null,null,null,null,{"$f":"A115","v":""},{"$f":"IF(COUNTIF($D115,\"*系統電力*\"),\"*系統電力*\",IF(COUNTIF($D115,\"*産業用蒸気*\"),\"*産業用蒸気*\",IF(COUNTIF($D115,\"*温水*\"),\"*温水*\",IF(COUNTIF($D115,\"*冷水*\"),\"*冷水*\",IF(COUNTIF($D115,\"*蒸気（産業用以外）*\"),\"*蒸気（産業用以外）*\",$D115)))))","v":0},{"$f":"K115","v":0},{"$f":"IFERROR(VLOOKUP($CE100,電力等のGJ換算係数,2,FALSE),IF(VLOOKUP($CE100,排出係数と単価1,3,FALSE)=\"\",\"\",VLOOKUP($CE100,排出係数と単価1,3,FALSE)))","v":{"$error":"#N/A"}},"---"]
[null,null,null,null,null,null,null,null,null,null,null,null,null,null,null,null,null,null,null,null,null,null,null,null,null,null,null,null,null,null,null,null,null,null,null,null,null,null,null,null,null,null,null,null,null,null,null,null,null,null,null,null,null,null,null,null,null,null,null,null,null,null,null,null,null,null,null,null,null,null,null,null,null,null,null,null,null,null,null,null,null,{"$f":"A117","v":""},{"$f":"IF(COUNTIF($D117,\"*系統電力*\"),\"*系統電力*\",IF(COUNTIF($D117,\"*産業用蒸気*\"),\"*産業用蒸気*\",IF(COUNTIF($D117,\"*温水*\"),\"*温水*\",IF(COUNTIF($D117,\"*冷水*\"),\"*冷水*\",IF(COUNTIF($D117,\"*蒸気（産業用以外）*\"),\"*蒸気（産業用以外）*\",$D117)))))","v":0},{"$f":"K117","v":0},{"$f":"IFERROR(VLOOKUP($CE101,電力等のGJ換算係数,2,FALSE),IF(VLOOKUP($CE101,排出係数と単価1,3,FALSE)=\"\",\"\",VLOOKUP($CE101,排出係数と単価1,3,FALSE)))","v":{"$error":"#N/A"}},"---"]
[null,null,null,"CO2排出量(f1)",null,null,null,null,null,null,{"$f":"X98","v":0},null,null,"t-CO2/年",null,null,null,null,null,null,null,null,null,null,null,null,null,null,null,null,null,null,null,null,null,null,null,null,null,null,null,null,"CO2排出量(f1)",null,null,null,null,null,null,541.92600000000004,null,null,"t-CO2/年",null,null,"ボイラー定期点検費用",null,null,null,null,null,null,null,null,null,null,null,null,null,null,30,null,null,null,null,null,null,null,null,null,null,null,null,null,"合計",{"$f":"SUM(CH98:CH101)","v":0}]
[]
[null,null,null,"エネルギー消費量(g1)",null,null,null,null,null,null,{"$f":"CH95","v":0},null,null,"GJ換算値/年",null,null,null,null,null,null,null,null,null,null,null,null,null,null,null,null,null,null,null,null,null,null,null,null,null,null,null,null,"エネルギー消費量(g1)",null,null,null,null,null,null,7820,null,null,"GJ/年"]
[]
[null,null,null,"脱炭素化指標（状況）",null,null,null,null,null,null,{"$f":"IFERROR(K102/K104,\"---\")","v":"---"},null,null,"(f1)/(g1)",null,null,"運転コスト合計",null,null,null,null,null,null,null,null,null,null,null,null,null,null,{"$f":"AF98+AF102+AF104","v":0},null,null,null,null,null,null,null,null,null,null,"脱炭素化指標（状況）",null,null,null,null,null,null,6.93E-2,null,null,"(f1)/(g1)",null,null,"運転コスト合計",null,null,null,null,null,null,null,null,null,null,null,null,null,null,12030]
[null,null,null,null,null,null,null,null,null,null,null,null,null,null,null,null,null,null,null,null,null,null,null,null,null,null,null,null,null,null,null,null,null,null,null,null,null,null,null,null,null,null,null,null,null,null,null,null,null,null,null,null,null,null,null,null,null,null,null,null,null,null,null,null,null,null,null,null,null,null,null,null,null,null,null,null,null,"※活動種別「系統電力」に関する注記\n\n買電はすべて「系統電力」を選択してください。\n（「系統電力切替先」は低炭素系統電力への変更対策を記述する際にのみ使用してください。）"]
[]
[null,"計画",null,"活動種別",null,null,null,null,null,null,"年間活動量",null,null,null,null,null,"変換係数",null,null,null,null,null,null,"CO2排出量\n(t-CO2/年)",null,null,null,"単価(千円)",null,null,null,"運転コスト\n(千円/年)",null,null,null,null,null,null,null,null,"計画",null,"活動種別",null,null,null,null,null,null,"年間活動量",null,null,null,null,null,"変換係数",null,null,null,null,null,null,"CO2排出量\n(t-CO2/年)",null,null,null,"単価(千円)",null,null,null,"運転コスト\n(千円/年)"]
[]
[{"$f":"IF($D111=\"\",\"\",VLOOKUP($D111,排出係数と単価2,10,FALSE))","v":""},"対策実施【計画】",null,null,null,null,null,null,null,null,null,null,null,null,{"$f":"IF($D111=\"\",\"\",VLOOKUP($D111,排出係数と単価2,2,FALSE))","v":""},null,{"$f":"IF($D111=\"\",\"\",IF(A111=1,VLOOKUP($D111,排出係数と単価2,5,FALSE),VLOOKUP($D111,排出係数と単価2,3,FALSE)*VLOOKUP($D111,排出係数と単価2,5,FALSE)))","v":""},null,null,{"$f":"IF($D111=\"\",\"\",\"t-CO2/\"&$O111)","v":""},null,null,null,{"$f":"IF(OR(K111=\"\",Q111=\"\"),\"\",K111*Q111)","v":""},null,null,null,{"$f":"IF($D111=\"\",\"\",VLOOKUP($D111,排出係数と単価2,7,FALSE))","v":""},null,null,null,{"$f":"IF(OR(K111=\"\",AB111=\"\"),\"\",K111*AB111)","v":""},null,null,null,null,null,null,null,null,"対策実施【計画】",null,"都市ガス",null,null,null,null,null,null,150,null,null,null,"千Nm3",null,2.2770000000000001,null,null,"t-CO2/千Nm3",null,null,null,341.55,null,null,null,76,null,null,null,11400]
[]
[{"$f":"IF($D113=\"\",\"\",VLOOKUP($D113,排出係数と単価2,10,FALSE))","v":""},null,null,null,null,null,null,null,null,null,null,null,null,null,{"$f":"IF($D113=\"\",\"\",VLOOKUP($D113,排出係数と単価2,2,FALSE))","v":""},null,{"$f":"IF($D113=\"\",\"\",IF(A113=1,VLOOKUP($D113,排出係数と単価2,5,FALSE),VLOOKUP($D113,排出係数と単価2,3,FALSE)*VLOOKUP($D113,排出係数と単価2,5,FALSE)))","v":""},null,null,{"$f":"IF($D113=\"\",\"\",\"t-CO2/\"&$O113)","v":""},null,null,null,{"$f":"IF(OR(K113=\"\",Q113=\"\"),\"\",K113*Q113)","v":""},null,null,null,{"$f":"IF($D113=\"\",\"\",VLOOKUP($D113,排出係数と単価2,7,FALSE))","v":""},null,null,null,{"$f":"IF(OR(K113=\"\",AB113=\"\"),\"\",K113*AB113)","v":""},null,null,null,null,null,null,null,null,null,null,null,null,null,null,null,null,null,null,null,null,null,"",null,"",null,null,"",null,null,null,"",null,null,null,"",null,null,null,""]
[]
[{"$f":"IF($D115=\"\",\"\",VLOOKUP($D115,排出係数と単価2,10,FALSE))","v":""},null,null,null,null,null,null,null,null,null,null,null,null,null,{"$f":"IF($D115=\"\",\"\",VLOOKUP($D115,排出係数と単価2,2,FALSE))","v":""},null,{"$f":"IF($D115=\"\",\"\",IF(A115=1,VLOOKUP($D115,排出係数と単価2,5,FALSE),VLOOKUP($D115,排出係数と単価2,3,FALSE)*VLOOKUP($D115,排出係数と単価2,5,FALSE)))","v":""},null,null,{"$f":"IF($D115=\"\",\"\",\"t-CO2/\"&$O115)","v":""},null,null,null,{"$f":"IF(OR(K115=\"\",Q115=\"\"),\"\",K115*Q115)","v":""},null,null,null,{"$f":"IF($D115=\"\",\"\",VLOOKUP($D115,排出係数と単価2,7,FALSE))","v":""},null,null,null,{"$f":"IF(OR(K115=\"\",AB115=\"\"),\"\",K115*AB115)","v":""},null,null,null,null,null,null,null,null,null,null,null,null,null,null,null,null,null,null,null,null,null,"",null,"",null,null,"",null,null,null,"",null,null,null,"",null,null,null,""]
[]
[{"$f":"IF($D117=\"\",\"\",VLOOKUP($D117,排出係数と単価2,10,FALSE))","v":""},null,null,null,null,null,null,null,null,null,null,null,null,null,{"$f":"IF($D117=\"\",\"\",VLOOKUP($D117,排出係数と単価2,2,FALSE))","v":""},null,{"$f":"IF($D117=\"\",\"\",IF(A117=1,VLOOKUP($D117,排出係数と単価2,5,FALSE),VLOOKUP($D117,排出係数と単価2,3,FALSE)*VLOOKUP($D117,排出係数と単価2,5,FALSE)))","v":""},null,null,{"$f":"IF($D117=\"\",\"\",\"t-CO2/\"&$O117)","v":""},null,null,null,{"$f":"IF(OR(K117=\"\",Q117=\"\"),\"\",K117*Q117)","v":""},null,null,null,{"$f":"IF($D117=\"\",\"\",VLOOKUP($D117,排出係数と単価2,7,FALSE))","v":""},null,null,null,{"$f":"IF(OR(K117=\"\",AB117=\"\"),\"\",K117*AB117)","v":""},null,null,null,null,null,null,null,null,null,null,null,null,null,null,null,null,null,null,null,null,null,"",null,"",null,null,"",null,null,null,"",null,null,null,"",null,null,null,""]
[]
[null,null,null,null,null,null,null,null,null,null,null,null,null,null,null,null,"合計(f2)",null,null,null,null,null,null,{"$f":"SUM(X111:X118)","v":0},null,null,null,"合計",null,null,null,{"$f":"SUM(AF111:AF118)","v":0},null,null,null,null,null,null,null,null,null,null,null,null,null,null,null,null,null,null,null,null,null,null,null,"合計",null,null,null,null,null,null,341.55,null,null,null,"合計",null,null,null,11400]
[]
[null,null,null,"脱炭素化指標（状況）",null,null,null,null,null,null,null,null,null,null,null,null,"その他の運転コスト\n（運転・管理費、用水費、薬品費等）",null,null,null,null,null,null,null,null,null,null,null,null,null,null,"その他運転コスト\n(千円/年)",null,null,null,null,null,null,null,null,null,null,"脱炭素化指標（状況）",null,null,null,null,null,null,null,null,null,null,null,null,"その他の運転コスト\n（運転・管理費、用水費、薬品費等）",null,null,null,null,null,null,null,null,null,null,null,null,null,null,"その他運転コスト\n(千円/年)"]
[]
[null,null,null,"CO2排出量(f2)",null,null,null,null,null,null,{"$f":"X119","v":0},null,null,"t-CO2/年",null,null,null,null,null,null,null,null,null,null,null,null,null,null,null,null,null,null,null,null,null,null,null,null,null,null,null,null,"CO2排出量(f2)",null,null,null,null,null,null,341.55,null,null,"t-CO2/年",null,null,"ボイラー定期点検費用",null,null,null,null,null,null,null,null,null,null,null,null,null,null,30]
[]
[null,null,null,"エネルギー消費量(g2)",null,null,null,null,null,null,{"$f":"CH102","v":0},null,null,"GJ換算値/年",null,null,null,null,null,null,null,null,null,null,null,null,null,null,null,null,null,null,null,null,null,null,null,null,null,null,null,null,"エネルギー消費量(g2)",null,null,null,null,null,null,6750,null,null,"GJ/年"]
[]
[null,null,null,"脱炭素化指標（状況）",null,null,null,null,null,null,{"$f":"IFERROR(K123/K125,\"---\")","v":"---"},null,null,"(f2)/(g2)",null,null,"運転コスト合計",null,null,null,null,null,null,null,null,null,null,null,null,null,null,{"$f":"AF119+AF123+AF125","v":0},null,null,null,null,null,null,null,null,null,null,"脱炭素化指標（状況）",null,null,null,null,null,null,5.0599999999999999E-2,null,null,"(f2)/(g2)",null,null,"運転コスト合計",null,null,null,null,null,null,null,null,null,null,null,null,null,null,11430]
[]
[]
[]
[null,{"$f":"\"対策個票\"&$B$9","v":"対策個票12"},null,null,null,null,null,null,null,null,null,null,null,null,null,null,null,null,null,null,null,null,null,null,null,null,null,null,null,null,null,null,null,null,null,null,null,null,null,null,"対策個票1"]
[]
[null,"３．年間活動量の算出根拠",null,null,null,null,null,null,null,null,null,null,null,null,null,null,null,null,null,null,null,null,null,null,null,null,null,null,null,null,null,null,null,null,null,null,null,null,null,null,"３．年間活動量の算出根拠"]
[null,"対策実施【前】",null,null,null,null,null,null,null,null,null,null,null,null,null,null,null,null,null,null,null,null,null,null,null,null,null,null,null,null,null,null,null,null,null,null,null,null,null,null,"対策実施【前】"]
[null,"３－１．活動量（エネルギー使用量）把握方法・計算方法の説明",null,null,null,null,null,null,null,null,null,null,null,null,null,null,null,null,null,null,null,null,null,null,null,null,null,null,null,null,null,null,null,null,null,null,null,null,null,null,"３－１．活動量（エネルギー使用量）把握方法・計算方法の説明"]
[null,null,null,null,null,null,null,null,null,null,null,null,null,null,null,null,null,null,null,null,null,null,null,null,null,null,null,null,null,null,null,null,null,null,null,null,null,null,null,null,null,"■要点を第三者が読んで理解できるように記述してください。\n■DXシステムによる計測結果に基づく対策の場合は、DXシステムを利用したことを明示してください。"]
[]
[]
[null,"３－２．活動量（エネルギー使用量）の計算",null,null,null,null,null,null,null,null,null,null,null,null,null,null,null,null,null,null,null,null,null,null,null,null,null,null,null,null,null,null,null,null,null,null,null,null,null,null,"３－２．活動量（エネルギー使用量）の計算"]
[]
[null,null,null,null,null,null,null,null,null,null,null,null,null,null,null,null,null,null,null,null,null,null,null,null,null,null,null,null,null,null,null,null,null,null,null,null,null,null,null,null,null,"※【他の記入欄にも共通する注意事項】\n\n■第三者が読んで理解できるように記述してください。\n\n■スペースが足りない場合には、[別紙]として新規シートを追加し、当該対策個票の別紙であることがわかるようなシート名称\n　 にして使用してください。記入欄には、別紙がある旨を明記してください。\n　 その他、※別紙シートを利用する場合の注記を参照してください。\n\n■「SHIFT事業CO2削減対策の効果算定ガイドライン」を参照してください。",null,null,null,null,null,null,null,null,null,null,null,null,null,null,null,null,null,null,null,null,null,null,null,null,null,null,null,null,null,null,null,null,null,null,null,"※別紙シートを利用する場合の注記\n\n■別紙を追加・添付する場合は、\n　 本シートの記入欄に別紙の要点を記載\n　 してください。\n\n■別紙への参照を記述する際は、\n　 「別紙のとおり」ではなく、\n 　「別紙XXの何ページ、何行目～何行目の\n　 記載(YY)のとおり」 （XX、YYは通し番号）\n 　とする等、参照箇所を明示してください。\n　 なお、\n　 該当する別紙や記載には対応する通し\n 　番号(XX、YY)を打ち、\n 　本文と、該当する別紙や記載が\n 　１対１に対応するようにしてください。"]
[]
[]
[]
[]
[]
[]
[]
[]
[]
[null,"３－３．活動量（エネルギー使用量）の計算で使用した各数値の説明・根拠",null,null,null,null,null,null,null,null,null,null,null,null,null,null,null,null,null,null,null,null,null,null,null,null,null,null,null,null,null,null,null,null,null,null,null,null,null,null,"３－３．活動量（エネルギー使用量）の計算で使用した各数値の説明・根拠"]
[null,null,null,null,null,null,null,null,null,null,null,null,null,null,null,null,null,null,null,null,null,null,null,null,null,null,null,null,null,null,null,null,null,null,null,null,null,null,null,null,null,"■当該施設の特性、使用条件であることがわかるように記載してください。類似の設備、たとえば「40W型」だけでは活動量\n　 の確認ができませんので、当該設備のメーカー名、型番、仕様を根拠として記載してください。\n\n■計測値を記載する場合には、結果だけではなく計測対象・期間・装置・条件を明記してください。\n\n■同一の設備や類似の設備が別の個票にもある場合には、他の個票との関係が１対１でわかるようにしてください。たとえ\n　 ば、個票1に各個票の同一の設備や類似の設備の相互の関係がわかる表を添付することが考えられます。\n\n■数値の単位はSI単位で記述するよう努めてください。たとえば、機器銘板がkcal/h表示の場合には、そのままcal単位を\n　 使い続けずに、初めにkWへの換算を記載した上で、以降はkWで説明を行ってください。\n\n■DXシステムによる計測結果に基づく対策の場合は、DXシステムの計測結果を提示してください。"]
[]
[]
[]
[]
[]
[]
[]
[]
[]
[]
[]
[null,"対策実施【計画】",null,null,null,null,null,null,null,null,null,null,null,null,null,null,null,null,null,null,null,null,null,null,null,null,null,null,null,null,null,null,null,null,null,null,null,null,null,null,"対策実施【計画】"]
[null,"３－４．活動量（エネルギー使用量）把握方法・計算方法の説明",null,null,null,null,null,null,null,null,null,null,null,null,null,null,null,null,null,null,null,null,null,null,null,null,null,null,null,null,null,null,null,null,null,null,null,null,null,null,"３－４．活動量（エネルギー使用量）把握方法・計算方法の説明"]
[]
[null,null,null,null,null,null,null,null,null,null,null,null,null,null,null,null,null,null,null,null,null,null,null,null,null,null,null,null,null,null,null,null,null,null,null,null,null,null,null,null,null,"■要点を第三者が読んで理解できるように記述してください。"]
[]
[null,"３－５．活動量（エネルギー使用量）の計算",null,null,null,null,null,null,null,null,null,null,null,null,null,null,null,null,null,null,null,null,null,null,null,null,null,null,null,null,null,null,null,null,null,null,null,null,null,null,"３－５．活動量（エネルギー使用量）の計算"]
[]
[]
[]
[null,null,null,null,null,null,null,null,null,null,null,null,null,null,null,null,null,null,null,null,null,null,null,null,null,null,null,null,null,null,null,null,null,null,null,null,null,null,null,null,null,"■上記３－２の注記にある【他の記入欄にも共通する注意事項】を参照してください。\n\n■数値シミュレーションを使用する場合には、シミュレーションの計算式や考え方に加え、計算条件が該当事業所の状況\n　 に合致していることがわかるように記載してください。"]
[]
[]
[]
[]
[]
[]
[]
[null,"３－６．活動量（エネルギー使用量）の計算で使用した各数値の説明・根拠",null,null,null,null,null,null,null,null,null,null,null,null,null,null,null,null,null,null,null,null,null,null,null,null,null,null,null,null,null,null,null,null,null,null,null,null,null,null,"３－６．活動量（エネルギー使用量）の計算で使用した各数値の説明・根拠"]
[]
[null,null,null,null,null,null,null,null,null,null,null,null,null,null,null,null,null,null,null,null,null,null,null,null,null,null,null,null,null,null,null,null,null,null,null,null,null,null,null,null,null,"■当該施設の特性、使用条件であることがわかるように記載してください。類似の設備、たとえば「40W型」だけでは活動量\n　 の確認ができませんので、当該設備のメーカー名、型番、仕様を根拠として記載してください。\n\n■計測値を記載する場合には、結果だけではなく計測対象・期間・装置・条件を明記してください。\n\n■同一の設備や類似の設備が別の個票にもある場合には、他の個票との関係が１対１でわかるようにしてください。たとえ\n　 ば、個票1に各個票の同一の設備や類似の設備の相互の関係がわかる表を添付することが考えられます。\n\n■数値の単位はSI単位で記述するよう努めてください。たとえば、機器銘板がkcal/h表示の場合には、そのままcal単位を\n　 使い続けずに、初めにkWへの換算を記載した上で、以降はkWで説明を行ってください。"]
[]
[]
[]
[]
[]
[]
[]
[]
[]
[]
[null,{"$f":"\"対策個票\"&$B$9","v":"対策個票12"},null,null,null,null,null,null,null,null,null,null,null,null,null,null,null,null,null,null,null,null,null,null,null,null,null,null,null,null,null,null,null,null,null,null,null,null,null,null,"対策個票1"]
[]
[null,"４．実施方法",null,null,null,null,null,null,null,null,null,null,null,null,null,null,null,null,null,null,null,null,null,null,null,null,null,null,null,null,null,null,null,null,null,null,null,null,null,null,"４．実施方法"]
[null,"４－１．実施手順/実施に関する注意事項",null,null,null,null,null,null,null,null,null,null,null,null,null,null,null,null,null,null,null,null,null,null,null,null,null,null,null,null,null,null,null,null,null,null,null,null,null,null,"４－１．実施手順/実施に関する注意事項",null,null,null,null,null,null,null,null,null,null,null,null,null,null,null,null,null,null,null,null,null,null,null,null,null,null,null,null,null,null,null,null,null,null,null,null,"※別紙シートを利用する場合の注記\n\n■別紙を追加・添付する場合は、\n　 本シートの記入欄に別紙の要点を記載\n　 してください。\n\n■別紙への参照を記述する際は、\n　 「別紙のとおり」ではなく、\n 　「別紙XXの何ページ、何行目～何行目の\n　 記載(YY)のとおり」 （XX、YYは通し番号）\n 　とする等、参照箇所を明示してください。\n　 なお、\n　 該当する別紙や記載には対応する通し\n 　番号(XX、YY)を打ち、\n 　本文と、該当する別紙や記載が\n 　１対１に対応するようにしてください。"]
[]
[null,null,null,null,null,null,null,null,null,null,null,null,null,null,null,null,null,null,null,null,null,null,null,null,null,null,null,null,null,null,null,null,null,null,null,null,null,null,null,null,null,"■対策を具体的に進めるために必要な実施方法や手順を記載\n 　してください。\n 　例えば、\n　 ・運用改善対策の場合は、新たな運用規定の内容や、\n　　 周知の仕方など。\n　 ・設備導入対策の場合は、設備仕様や必要コスト、また国への\n 　　届出が必要な設備機器の場合には、その申請方法や申請の\n　　 タイミングなど。\n\n■スペースが足りない場合には、[別紙]として新規シートを追加し、\n　 当該対策個票の別紙であることがわかるようなシート名称にして\n 　使用してください。記入欄には、別紙がある旨を明記してください。\n　 その他、※別紙シートを利用する場合の注記を参照してください。"]
[]
[]
[]
[]
[]
[]
[]
[]
[]
[]
[]
[]
[]
[]
[]
[]
[]
[]
[]
[]
[]
[null,"４－２．［設備導入等］既存設備と導入設備の仕様（能力等）比較、及び導入設備の能力が適切であることの説明\n　　　　［運用改善等］対策実施前後の運用条件の比較、及び対策が問題なく実行できることの説明",null,null,null,null,null,null,null,null,null,null,null,null,null,null,null,null,null,null,null,null,null,null,null,null,null,null,null,null,null,null,null,null,null,null,null,null,null,null,"４－２．［設備導入等］既存設備と導入設備の仕様（能力等）比較、及び導入設備の能力が適切であることの説明\n　　　　［運用改善等］対策実施前後の運用条件の比較、及び対策が問題なく実行できることの説明"]
[]
[null,null,null,null,null,null,null,null,null,null,null,null,null,null,null,null,null,null,null,null,null,null,null,null,null,null,null,null,null,null,null,null,null,null,null,null,null,null,null,null,null,"■既存設備と導入設備の能力（出力）が定量的に比較できるように記載してください。たとえば、設備導入前と設備導入後\n　 で能力比較ができる表（下記記入例参照）を記載してください。\n\n■特に、既存設備よりも導入設備の能力（出力）の方が大きくなる場合には、「別紙のとおり」だけでは確認困難なため、\n　 本欄と別紙の該当箇所とで１対１の対応がつくようにした上で、本欄に説明を記載してください。\n　 ※別紙シートを利用する場合の注記を参照してください。"]
[]
[]
[]
[]
[]
[]
[]
[]
[null,null,null,null,null,null,null,null,null,null,null,null,null,null,null,null,null,null,null,null,null,null,null,null,null,null,null,null,null,null,null,null,null,null,null,null,null,null,null,null,null,null,null,null,null,null,"記入例:重油炊きボイラーからガス炊きボイラーへの設備更新前後の仕様比較"]
[null,null,null,null,null,null,null,null,null,null,null,null,null,null,null,null,null,null,null,null,null,null,null,null,null,null,null,null,null,null,null,null,null,null,null,null,null,null,null,null,null,null,null,null,null,null,"項目",null,null,null,null,null,null,null,"設備導入前",null,null,null,null,null,null,null,"設備導入後"]
[null,null,null,null,null,null,null,null,null,null,null,null,null,null,null,null,null,null,null,null,null,null,null,null,null,null,null,null,null,null,null,null,null,null,null,null,null,null,null,null,null,null,null,null,null,null,"設備名",null,null,null,null,null,null,null,"重油炊きボイラー",null,null,null,null,null,null,null,"ガス炊きボイラー"]
[null,null,null,null,null,null,null,null,null,null,null,null,null,null,null,null,null,null,null,null,null,null,null,null,null,null,null,null,null,null,null,null,null,null,null,null,null,null,null,null,null,null,null,null,null,null,"台数",null,null,null,null,null,null,null,1,null,null,null,null,null,null,null,1]
[null,null,null,null,null,null,null,null,null,null,null,null,null,null,null,null,null,null,null,null,null,null,null,null,null,null,null,null,null,null,null,null,null,null,null,null,null,null,null,null,null,null,null,null,null,null,"燃料",null,null,null,null,null,null,null,"A重油",null,null,null,null,null,null,null,"都市ガス"]
[null,null,null,null,null,null,null,null,null,null,null,null,null,null,null,null,null,null,null,null,null,null,null,null,null,null,null,null,null,null,null,null,null,null,null,null,null,null,null,null,null,null,null,null,null,null,"相当蒸発量（kg/ｈ）",null,null,null,null,null,null,null,1000,null,null,null,null,null,null,null,1000]
[null,null,null,null,null,null,null,null,null,null,null,null,null,null,null,null,null,null,null,null,null,null,null,null,null,null,null,null,null,null,null,null,null,null,null,null,null,null,null,null,null,null,null,null,null,null,"設計効率（％）",null,null,null,null,null,null,null,90,null,null,null,null,null,null,null,97]
[null,null,null,null,null,null,null,null,null,null,null,null,null,null,null,null,null,null,null,null,null,null,null,null,null,null,null,null,null,null,null,null,null,null,null,null,null,null,null,null,null,null,null,null,null,null,"定格燃焼量（L/h）",null,null,null,null,null,null,null,68.3,null,null,null,null,null,null,null,57.3]
[]
[]
[]
[]
[]
[null,"４－３．法定耐用年数",null,null,null,null,null,null,null,null,null,null,null,null,null,null,null,null,null,null,null,null,null,null,null,null,null,null,null,null,null,null,null,null,null,null,null,null,null,null,"４－３．法定耐用年数"]
[null,"導入設備",null,null,{"$f":"IF($AB$13=\"\",\"\",$AB$13)","v":""},null,null,null,null,null,null,null,null,null,"用途・\n目的",null,null,null,null,null,null,null,null,null,null,null,null,null,null,null,null,null,null,null,null,null,null,null,null,null,"導入設備",null,null,"ガス焚き蒸気ボイラー",null,null,null,null,null,null,null,null,null,"用途・\n目的",null,null,"原料加熱"]
[]
[null,"耐用年数省令別表の記載事項",null,null,null,null,null,null,null,null,null,null,null,null,null,null,null,null,null,null,null,null,null,null,null,null,null,null,null,null,null,null,null,null,null,null,null,null,null,null,"耐用年数省令別表の記載事項"]
[null,"別表の名称",null,null,null,null,null,null,null,null,null,null,null,null,null,null,null,null,null,null,null,null,null,null,null,null,null,null,null,null,null,null,null,null,null,null,null,null,null,null,"別表の名称",null,null,null,null,null,"別表第２ 機械及び装置の耐用年数表"]
[null,"[種類]または[番号]",null,null,null,null,null,null,null,null,null,null,null,null,null,null,null,null,null,null,null,null,null,null,null,null,null,null,null,null,null,null,null,null,null,null,null,null,null,null,"[種類]または[番号]",null,null,null,null,null,1]
[null,"[構造又は用途]、または[設備の種類]",null,null,null,null,null,null,null,null,null,null,null,null,null,null,null,null,null,null,null,null,null,null,null,null,null,null,null,null,null,null,null,null,null,null,null,null,null,null,"[構造又は用途]、または[設備の種類]",null,null,null,null,null,"食料品製造業用設備"]
[]
[null,"細目",null,null,null,null,null,null,null,null,null,null,null,null,null,null,null,null,null,null,null,null,null,null,null,null,null,null,null,null,null,null,null,null,null,null,null,null,null,null,"細目",null,null,null,null,null,"---"]
[]
[null,"法定耐用年数 (年)",null,null,null,null,null,null,null,null,null,null,null,null,null,null,null,null,null,null,null,null,null,null,null,null,null,null,null,null,null,null,null,null,null,null,null,null,null,null,"法定耐用年数 (年)",null,null,null,null,null,10]
[]
[null,{"$f":"\"対策個票\"&$B$9","v":"対策個票12"},null,null,null,null,null,null,null,null,null,null,null,null,null,null,null,null,null,null,null,null,null,null,null,null,null,null,null,null,null,null,null,null,null,null,null,null,null,null,"対策個票1"]
[null,null,null,null,null,null,null,null,null,null,null,null,null,null,null,null,null,null,null,null,null,null,null,null,null,null,null,null,null,null,null,null,null,null,null,null,null,null,null,null,"※実施計画書Cを選択している場合、5ページ目（5.実施計画…）の作成は不要です。"]
[null,"５．実施計画、CO2削減計画、投資回収計画",null,null,null,null,null,null,null,null,null,null,null,null,null,null,null,null,null,null,null,null,null,null,null,null,null,null,null,null,null,null,null,null,null,null,null,null,null,null,"５．実施計画、CO2削減計画、投資回収計画"]
[null,"対策の種類\n[対策個票番号]",null,null,null,null,"対策名称",null,null,null,null,null,null,null,null,null,null,null,null,null,null,null,null,null,"対象/\n既存設備",null,null,{"$f":"IF($AB$11=\"\",\"\",$AB$11)","v":""},null,null,null,null,null,null,null,null,null,null,null,null,"対策の種類\n[対策個票番号]",null,null,null,null,"対策名称",null,null,null,null,null,null,null,null,null,null,null,null,null,null,null,null,null,"対象/\n既存設備",null,null,"重油焚き蒸気ボイラー",null,null,null,null,null,null,null,null,null,null,null,null,null,null,"※「完了時期」に関する注記\n\n■「完了時期」として選択する年月は、\n　 対策の運用準備が整い、\n　 翌月1日には対策による効果が発生している月\n　 としてください。\n　 対策の運用開始は、「完了」年月内あるいは翌月1日\n　 からのいずれの可能性もあります。\n 　段階的に設備を導入し利用を開始する対策（例：LED\n 　の導入）の場合には、すべての対象エリア（効果算定\n　 をした範囲）を考慮して完了年月を選択してください。\n\n　 例えば、\n 　・運用改善対策の場合は、\n　　 新たな運用の準備が完了した年月\n　　（完了月内または翌月1日から新運用が開始され、\n　　　翌月1日からCO2削減効果が発生している）。\n 　・設備導入対策の場合は、\n 　　施工や引き渡しが完了した年月\n　　（完了月内または翌月1日から新たに導入した設備\n　　の運転が開始され、翌月1日からCO2削減効果が\n　　発生している）。"]
[]
[null,{"$f":"$B$9","v":"12"},{"$f":"IF($C$9=\"\",\"\",$C$9)","v":""},null,null,null,{"$f":"IF($G$9=\"\",\"\",$G$9)","v":""},null,null,null,null,null,null,null,null,null,null,null,null,null,null,null,null,null,"導入設備",null,null,{"$f":"IF($AB$13=\"\",\"\",$AB$13)","v":""},null,null,null,null,null,null,null,null,null,null,null,null,6,"燃料転換",null,null,null,"ボイラーの燃料転換",null,null,null,null,null,null,null,null,null,null,null,null,null,null,null,null,null,"導入設備",null,null,"ガス焚き蒸気ボイラー"]
[]
[]
[null,null,null,null,null,null,null,null,null,null,null,null,null,null,null,null,null,"計画年度",null,null,null,null,null,null,null,null,null,null,null,null,null,null,null,null,null,null,null,null,null,null,null,null,null,null,null,null,null,null,null,null,null,null,null,null,null,null,"計画年度",null,null,null,null,null,null,null,null,null,null,null,null,null,null,null,null,null,null,null,null,null,null,null,null,null,null,null,null,null,null,null,"計画年度1",null,"計画年度2",null,"計画年度3",null,"計画年度4",null,"計画年度5"]
[null,null,null,null,null,null,null,null,null,null,null,null,null,null,null,null,null,{"$f":"IF('511脱炭素化計画'!$AQ24=\"\",\"\",'511脱炭素化計画'!$AQ24)","v":""},null,null,null,{"$f":"IF('511脱炭素化計画'!$AT24=\"\",\"\",'511脱炭素化計画'!$AT24)","v":"目標年度"},null,null,null,{"$f":"IF('511脱炭素化計画'!$AW24=\"\",\"\",'511脱炭素化計画'!$AW24)","v":""},null,null,null,{"$f":"IF('511脱炭素化計画'!$AZ24=\"\",\"\",'511脱炭素化計画'!$AZ24)","v":""},null,null,null,{"$f":"IF('511脱炭素化計画'!$BC24=\"\",\"\",'511脱炭素化計画'!$BC24)","v":""},null,null,null,null,null,null,null,null,null,null,null,null,null,null,null,null,null,null,null,null,null,null,"",null,null,null,"目標年度",null,null,null,null,null,null,null,"",null,null,null,null,null,null,null,null,null,null,null,null,null,null,null,null,null,null,null,{"$f":"$R$272","v":0},{"$f":"$T$272","v":0},{"$f":"$V$272","v":0},{"$f":"$X$272","v":0},{"$f":"$Z$272","v":0},{"$f":"$AB$272","v":0},{"$f":"$AD$272","v":0},{"$f":"$AF$272","v":0},{"$f":"$AH$272","v":0},{"$f":"$AJ$272","v":0}]
[null,null,null,null,null,null,null,null,null,null,null,null,null,null,null,null,null,{"$f":"IF('511脱炭素化計画'!$AQ25=\"\",\"\",'511脱炭素化計画'!$AQ25)","v":"令和6年度"},null,null,null,{"$f":"IF('511脱炭素化計画'!$AT25=\"\",\"\",'511脱炭素化計画'!$AT25)","v":"令和7年度"},null,null,null,{"$f":"IF('511脱炭素化計画'!$AW25=\"\",\"\",'511脱炭素化計画'!$AW25)","v":"令和8年度"},null,null,null,{"$f":"IF('511脱炭素化計画'!$AZ25=\"\",\"\",'511脱炭素化計画'!$AZ25)","v":"令和9年度"},null,null,null,{"$f":"IF('511脱炭素化計画'!$BC25=\"\",\"\",'511脱炭素化計画'!$BC25)","v":"令和10年度"},null,null,null,null,null,null,null,null,null,null,null,null,null,null,null,null,null,null,null,null,null,null,"令和6年度",null,null,null,"令和7年度",null,null,null,"令和8年度",null,null,null,"令和9年度",null,null,null,"令和10年度",null,null,null,null,null,null,null,null,null,null,null,null,null,null,null,{"$f":"$R$267","v":"令和6年度"},{"$f":"$R$267","v":"令和6年度"},{"$f":"$V$267","v":"令和7年度"},{"$f":"$V$267","v":"令和7年度"},{"$f":"$Z$267","v":"令和8年度"},{"$f":"$Z$267","v":"令和8年度"},{"$f":"$AD$267","v":"令和9年度"},{"$f":"$AD$267","v":"令和9年度"},{"$f":"$AH$267","v":"令和10年度"},{"$f":"$AH$267","v":"令和10年度"},{"$f":"\"令和\"&MID(CS267,3,2)+1&\"年度\"","v":"令和11年度"},{"$f":"\"令和\"&MID(CT267,3,2)+1&\"年度\"","v":"令和11年度"}]
[null,"５－１．実施計画",null,null,null,null,null,null,null,null,null,null,null,null,null,null,null,null,null,null,null,null,null,null,null,null,null,null,null,null,null,null,null,null,null,null,null,null,null,null,"５－１．実施計画"]
[null,null,null,null,null,"着手時期",null,null,null,null,null,"完了時期",null,null,null,null,null,"着手～完了期間",null,null,null,null,null,null,null,null,null,null,null,null,null,null,null,null,null,null,null,null,null,null,null,null,null,null,"着手時期",null,null,null,null,null,"完了時期",null,null,null,null,null,"着手～完了期間"]
[null,null,null,"年度",null,{"$f":"IFERROR(HLOOKUP(\"着手\",$CK$266:$CT$271,2,FALSE),\"\")","v":""},null,null,null,null,null,{"$f":"IFERROR(HLOOKUP(\"完了\",$CK$266:$CT$271,2,FALSE),\"\")","v":""},null,null,null,null,null,null,null,null,null,null,null,null,null,null,null,null,null,null,null,null,null,null,null,null,null,null,null,null,null,null,"年度",null,"令和6年度",null,null,null,null,null,"令和6年度",null,null,null,null,null,null,null,null,null,null,null,null,null,null,null,null,null,null,null,null,null,null,null,null,null,null,null,null,null,null,null,null,null,null,null,null,null,{"$f":"IF(CK271=0,\"---\",IF(OR(CK271=\"1月\",CK271=\"2月\",CK271=\"3月\"),LEFT(CM267,LEN(CM267)-1),LEFT(CK267,LEN(CK267)-1)))","v":"---"},"---","---","---","---","---","---","---","---","---"]
[null,null,null,"年","月",{"$f":"IFERROR(HLOOKUP(\"着手\",$CK$266:$CT$271,5,FALSE),\"\")","v":""},null,null,{"$f":"IFERROR(HLOOKUP(\"着手\",$CK$266:$CT$271,6,FALSE),\"\")","v":""},null,null,{"$f":"IFERROR(HLOOKUP(\"完了\",$CK$266:$CT$271,5,FALSE),\"\")","v":""},null,null,{"$f":"IFERROR(HLOOKUP(\"完了\",$CK$266:$CT$271,6,FALSE),\"\")","v":""},null,null,null,null,null,null,null,null,null,null,null,null,null,null,null,null,null,null,null,null,null,null,null,null,null,null,null,"年","月","令和6年",null,null,"9月",null,null,"令和7年",null,null,"1月",null,null,"9月",null,"1月",null,null,null,null,null,null,null,null,null,null,null,null,null,null,null,null,null,null,null,null,null,null,null,null,null,null,null,null,null,{"$f":"$R$271","v":0},{"$f":"$T$271","v":0},{"$f":"$V$271","v":0},{"$f":"$X$271","v":0},{"$f":"$Z$271","v":0},{"$f":"$AB$271","v":0},{"$f":"$AD$271","v":0},{"$f":"$AF$271","v":0},{"$f":"$AH$271","v":0},{"$f":"$AJ$271","v":0}]
[null,null,null,null,null,null,null,null,null,null,null,null,null,null,null,null,null,null,null,null,null,null,null,null,null,null,null,null,null,null,null,null,null,null,null,null,null,null,null,null,null,null,null,null,null,null,null,null,null,null,null,null,null,null,null,null,"着手",null,"完了"]
[null,null,null,null,null,null,null,null,null,null,null,null,null,null,null,null,null,null,null,null,null,null,null,null,null,null,null,null,null,null,null,null,null,null,null,null,null,null,null,null,null,null,null,null,null,null,null,null,null,null,null,null,null,null,null,null,"契約・設計：令和6年9月～、施工：令和6年12月～、完了：令和7年1月、運用開始：令和7年2月～"]
[]
[null,"５－２．CO2削減計画",null,null,null,null,null,null,null,null,null,null,null,null,null,null,null,null,null,null,null,null,null,null,null,null,null,null,null,null,null,null,null,null,null,null,"（単位：t-CO2/年）",null,null,null,"５－２．CO2削減計画",null,null,null,null,null,null,null,null,null,null,null,null,null,null,null,null,null,null,null,null,null,null,null,null,null,null,null,null,null,null,null,null,null,null,"（単位：t-CO2/年）"]
[null,null,null,null,null,null,null,null,null,null,null,"年間CO2削減量",null,null,null,null,null,"CO2削減量（年度単位）",null,null,null,null,null,null,null,null,null,null,null,null,null,null,null,null,null,null,null,null,null,null,null,null,null,null,null,null,null,null,null,null,"年間CO2削減量",null,null,null,null,null,"CO2削減量（年度単位）"]
[]
[null,null,null,null,null,null,null,null,null,null,null,{"$f":"IF(J75=\"\",\"\",J75)","v":0},null,null,null,null,null,null,null,null,null,{"$f":"IF(COUNTIF($R$272:$U$272,\"完了\"),$L$278,\"\")","v":""},null,null,null,{"$f":"IF($V278<>\"\",$L$278,IF(COUNTIF($V$272:$Y$272,\"完了\"),$L$278,\"\"))","v":""},null,null,null,{"$f":"IF($Z278<>\"\",$L$278,IF(COUNTIF($Z$272:$AC$272,\"完了\"),$L$278,\"\"))","v":""},null,null,null,{"$f":"IF($AD278<>\"\",$L$278,IF(COUNTIF($AD$272:$AG$272,\"完了\"),$L$278,\"\"))","v":""},null,null,null,null,null,null,null,null,null,null,null,null,null,null,null,null,200,null,null,null,null,null,null,null,null,null,200,null,null,null,200,null,null,null,200,null,null,null,200]
[]
[null,"５－３．投資回収計画（補助金利用なし）",null,null,null,null,null,null,null,null,null,null,null,null,null,null,null,null,null,null,null,null,null,null,null,null,null,null,null,null,null,null,null,null,null,null,"（単位：千円）",null,null,null,"５－３．投資回収計画（補助金利用なし）",null,null,null,null,null,null,null,null,null,null,null,null,null,null,null,null,null,null,null,null,null,null,null,null,null,null,null,null,null,null,null,null,null,null,"（単位：千円）"]
[null,null,null,null,null,null,null,null,"導入コスト(a)",null,null,null,null,null,"単純投資回収年数\n(a/b)",null,null,"投資額（上段）及び削減額（下段）",null,null,null,null,null,null,null,null,null,null,null,null,null,null,null,null,null,null,null,null,null,null,null,null,null,null,null,null,null,"導入コスト(a)",null,null,null,null,null,"単純投資回収年数\n(a/b)",null,null,"投資額（上段）及び削減額（下段）"]
[]
[null,null,null,null,null,null,null,null,"年間運転コスト削減額 (b)",null,null,null,null,null,null,null,null,null,null,null,null,null,null,null,null,null,null,null,null,null,null,null,null,null,null,null,null,null,null,null,null,null,null,null,null,null,null,"年間運転コスト削減額 (b)"]
[]
[null,null,null,null,null,null,null,null,{"$f":"IF(AD75=\"\",\"\",AD75)","v":0},null,null,null,null,null,{"$f":"IFERROR(IF(I285/I287<0,\"---\",I285/I287),\"---\")","v":"---"},null,null,null,null,null,null,null,null,null,null,null,null,null,null,null,null,null,null,null,null,null,null,null,null,null,null,null,null,null,null,null,null,3000,null,null,null,null,null,5,null,null,1500,null,null,null,1500]
[]
[null,null,null,null,null,null,null,null,{"$f":"IF(J79=\"\",\"\",J79)","v":0},null,null,null,null,null,null,null,null,null,null,null,null,{"$f":"IF(COUNTIF($R$272:$U$272,\"完了\"),$I$287,\"\")","v":""},null,null,null,{"$f":"IF($V287<>\"\",$I$287,IF(COUNTIF($V$272:$Y$272,\"完了\"),$I$287,\"\"))","v":""},null,null,null,{"$f":"IF($Z287<>\"\",$I$287,IF(COUNTIF($Z$272:$AC$272,\"完了\"),$I$287,\"\"))","v":""},null,null,null,{"$f":"IF($AD287<>\"\",$I$287,IF(COUNTIF($AD$272:$AG$272,\"完了\"),$I$287,\"\"))","v":""},null,null,null,null,null,null,null,null,null,null,null,null,null,600,null,null,null,null,null,null,null,null,null,null,null,null,600,null,null,null,600,null,null,null,600,null,null,null,600]
[]
[null,"５－４．投資回収計画（補助金利用あり）",null,null,null,null,null,null,null,null,null,null,null,null,null,null,null,null,null,null,null,null,null,null,null,null,null,null,null,null,null,null,null,null,null,null,"（単位：千円）",null,null,null,"５－４．投資回収計画（補助金利用あり）",null,null,null,null,null,null,null,null,null,null,null,null,null,null,null,null,null,null,null,null,null,null,null,null,null,null,null,null,null,null,null,null,null,null,"（単位：千円）"]
[null,"申請予定補助金",null,null,"その他資金\n(自己負担）",null,null,null,"導入コスト自己負担額 (c)",null,null,null,null,null,"単純投資回収年数\n(c)/(b)",null,null,"投資額（上段）及び削減額（下段）",null,null,null,null,null,null,null,null,null,null,null,null,null,null,null,null,null,null,null,null,null,null,"申請予定補助金",null,null,"その他資金\n(自己負担）",null,null,null,"導入コスト自己負担額 (c)",null,null,null,null,null,"単純投資回収年数\n(c/b)",null,null,"投資額（上段）及び削減額（下段）"]
[]
[null,null,null,null,null,null,null,null,"年間運転コスト削減額 (b)",null,null,null,null,null,null,null,null,null,null,null,null,null,null,null,null,null,null,null,null,null,null,null,null,null,null,null,null,null,null,null,null,null,null,null,null,null,null,"年間運転コスト削減額 (b)"]
[null,null,null,null,null,null,null,null,null,null,null,null,null,null,null,null,null,null,null,null,null,null,null,null,null,null,null,null,null,null,null,null,null,null,null,null,null,null,null,null,null,null,null,null,null,null,null,null,null,null,null,null,null,null,null,null,null,null,null,null,null,null,null,null,null,null,null,null,null,null,null,null,null,null,null,null,null,null,null,null,null,null,null,null,null,null,null,null,"補助金申請予定"]
[null,null,null,null,null,null,null,null,{"$f":"IF(I285=\"\",\"\",IF(OR($B294=\"\",$B294=\"予定なし\"),I285,\"\"))","v":0},null,null,null,null,null,{"$f":"IFERROR(IF(I294/I296<0,\"---\",I294/I296),\"---\")","v":"---"},null,null,{"$f":"IF(R285=\"\",\"\",IF(OR($B294=\"\",$B294=\"予定なし\"),R285,\"\"))","v":""},null,null,null,{"$f":"IF(V285=\"\",\"\",IF(OR($B294=\"\",$B294=\"予定なし\"),V285,\"\"))","v":""},null,null,null,{"$f":"IF(Z285=\"\",\"\",IF(OR($B294=\"\",$B294=\"予定なし\"),Z285,\"\"))","v":""},null,null,null,{"$f":"IF(AD285=\"\",\"\",IF(OR($B294=\"\",$B294=\"予定なし\"),AD285,\"\"))","v":""},null,null,null,{"$f":"IF(AH285=\"\",\"\",IF(OR($B294=\"\",$B294=\"予定なし\"),AH285,\"\"))","v":""},null,null,null,null,null,null,"国(SHIFT)",null,null,"金融機関からの借入金＆\n自己資金",null,null,null,2000,null,null,null,null,null,3.3,null,null,1000,null,null,null,1000,null,null,null,null,null,null,null,null,null,null,null,null,null,null,null,null,null,null,null,null,null,null,null,null,null,null,null,{"$f":"IF(OR(B294=\"\",COUNTIF(B294,\"*なし*\")),FALSE,TRUE)","v":false}]
[]
[null,null,null,null,null,null,null,null,{"$f":"IF(J79=\"\",\"\",J79)","v":0},null,null,null,null,null,null,null,null,null,null,null,null,{"$f":"IF(V287=\"\",\"\",V287)","v":""},null,null,null,{"$f":"IF(Z287=\"\",\"\",Z287)","v":""},null,null,null,{"$f":"IF(AD287=\"\",\"\",AD287)","v":""},null,null,null,{"$f":"IF(AH287=\"\",\"\",AH287)","v":""},null,null,null,null,null,null,null,null,null,null,null,null,null,600,null,null,null,null,null,null,null,null,null,null,null,null,{"$f":"IF(BI287=\"\",\"\",BI287)","v":600},null,null,null,{"$f":"IF(BM287=\"\",\"\",BM287)","v":600},null,null,null,{"$f":"IF(BQ287=\"\",\"\",BQ287)","v":600},null,null,null,{"$f":"IF(BU287=\"\",\"\",BU287)","v":600}]
[]
[null,"※","導入コスト自己負担額(c)＝導入コスト(a)から補助受給額を差し引いた金額",null,null,null,null,null,null,null,null,null,null,null,null,null,null,null,null,null,null,null,null,null,null,null,null,null,null,null,null,null,null,null,null,null,null,null,null,null,"※","導入コスト自己負担額＝導入コストから補助受給額を差し引いた金額"]
[null,"※","補助金申請の予定がない場合、「導入コスト自己負担額(c)」には「導入コスト(a)」と同じ金額が入ります。",null,null,null,null,null,null,null,null,null,null,null,null,null,null,null,null,null,null,null,null,null,null,null,null,null,null,null,null,null,null,null,null,null,null,null,null,null,"※","申請予定の補助金がない場合、「導入コスト自己負担額(c)」には「導入コスト(a)」と同じ金額が入ります。"]
[null,null,"また、「投資額及び削減額」も補助金を利用しない場合の投資回収計画と同じ金額が入ります。",null,null,null,null,null,null,null,null,null,null,null,null,null,null,null,null,null,null,null,null,null,null,null,null,null,null,null,null,null,null,null,null,null,null,null,null,null,null,"また、「投資額及び削減額」も補助金を利用しない場合の投資回収計画と同じ金額が入ります。"]
[]
[]
[null,"５－５．実施責任者・実施担当者",null,null,null,null,null,null,null,null,null,null,null,null,null,null,null,null,null,null,null,null,null,null,null,null,null,null,null,null,null,null,null,null,null,null,null,null,null,null,"５－５．実施責任者・実施担当者"]
[null,"実施責任者",null,null,null,"氏名",null,null,null,null,null,null,null,null,"所属・役職",null,null,null,null,null,null,null,null,null,null,null,null,null,null,null,null,null,null,null,null,null,null,null,null,null,"実施責任者",null,null,null,"氏名",null,null,null,null,null,null,null,null,"所属・役職"]
[]
[]
[null,"実施担当者",null,null,null,"氏名",null,null,null,null,null,null,null,null,"所属・役職",null,null,null,null,null,null,null,null,null,null,null,null,null,null,null,null,null,null,null,null,null,null,null,null,null,"実施担当者",null,null,null,"氏名",null,null,null,null,null,null,null,null,"所属・役職"]
[]
[]
[]
[]
[]
[]
[]
[]
[]
[]
[]
[]
[]
[]
[null,{"$f":"\"対策個票\"&$B$9","v":"対策個票12"},null,null,null,null,null,null,null,null,null,null,null,null,null,null,null,null,null,null,null,null,null,null,null,null,null,null,null,null,null,null,null,null,null,null,null,null,null,null,"対策個票1"]
[]
[null,"６．更新設備仕様・見積書",null,null,null,null,null,null,null,null,null,null,null,null,null,null,null,null,null,null,null,null,null,null,null,null,null,null,null,null,null,null,null,null,null,null,null,null,null,null,"６．更新設備仕様・見積書"]
[null,null,null,null,null,null,null,null,null,null,null,null,null,null,null,null,null,null,null,null,null,null,null,null,null,null,null,null,null,null,null,null,null,null,null,null,null,null,null,null,null,null,null,null,null,null,null,null,null,null,null,null,null,null,null,null,null,null,null,null,null,null,null,null,null,null,null,null,null,null,null,null,null,null,null,null,null,"※別紙シートを利用する場合の注記\n\n■別紙を追加・添付する場合は、\n　 本シートの記入欄に別紙の要点を記載\n　 してください。\n\n■別紙への参照を記述する際は、\n　 「別紙のとおり」ではなく、\n 　「別紙XXの何ページ、何行目～何行目の\n　 記載(YY)のとおり」 （XX、YYは通し番号）\n 　とする等、参照箇所を明示してください。\n　 なお、\n　 該当する別紙や記載には対応する通し\n 　番号(XX、YY)を打ち、\n 　本文と、該当する別紙や記載が\n 　１対１に対応するようにしてください。"]
[]
[null,null,null,null,null,null,null,null,null,null,null,null,null,null,null,null,null,null,null,null,null,null,null,null,null,null,null,null,null,null,null,null,null,null,null,null,null,null,null,null,null,"■当該設備のメーカー名、型番、仕様がわかるように記載してください。\n\n■報告時の活動量の把握に計測器を使用する場合は、そのメーカー名、型番、仕様もわかるように記載してください。\n\n■スペースが足りない場合には、[別紙]として新規シートを追加し、当該対策個票の別紙であることがわかるようなシート名称\n　 にして使用してください。その際、更新設備仕様・見積書の記入欄には、別紙がある旨を明記してください。\n   その他、※別紙シートを利用する場合の注記を参照してください。"]
[]
[]
[]
[]
[]
[]
[]
[]
[]
[]
[]
[]
[]
[]
[]
[]
[]
[]
[]
[]
[]
[]
[]
[]
[]
[]
[]
[]
[]
[]
[]
[]
[]
[]
[]
[]
[]
[]
[]
[]
[]
[]
[]
[]
[]
[]
[]
[]
[]
[]
[]
[]
[]
[]
[]
[]
[]
[null,{"$f":"\"対策個票\"&$B$9","v":"対策個票12"},null,null,null,null,null,null,null,null,null,null,null,null,null,null,null,null,null,null,null,null,null,null,null,null,null,null,null,null,null,null,null,null,null,null,null,null,null,null,"対策個票1"]
[null,null,null,null,null,null,null,null,null,null,null,null,null,null,null,null,null,null,null,null,null,null,null,null,null,null,null,null,null,null,null,null,null,null,null,null,null,null,null,null,"※実施計画書A/Bを選択している場合、7ページ目（7.報告時の…、8.導入した…）の作成は不要です。"]
[null,"７．報告時のCO2排出量算定のための活動量把握方法",null,null,null,null,null,null,null,null,null,null,null,null,null,null,null,null,null,null,null,null,null,null,null,null,null,null,null,null,null,null,null,null,null,null,null,null,null,null,"７．報告時のCO2排出量算定のための活動量把握方法"]
[null,"対策実施【後】",null,null,null,null,null,null,null,null,null,null,null,null,null,null,null,null,null,null,null,null,null,null,null,null,null,null,null,null,null,null,null,null,null,null,null,null,null,null,"対策実施【後】",null,null,null,null,null,null,null,null,null,null,null,null,null,null,null,null,null,null,null,null,null,null,null,null,null,null,null,null,null,null,null,null,null,null,null,null,"※別紙シートを利用する場合の注記\n\n■別紙を追加・添付する場合は、\n　 本シートの記入欄に別紙の要点を記載\n　 してください。\n\n■別紙への参照を記述する際は、\n　 「別紙のとおり」ではなく、\n 　「別紙XXの何ページ、何行目～何行目の\n　 記載(YY)のとおり」 （XX、YYは通し番号）\n 　とする等、参照箇所を明示してください。\n　 なお、\n　 該当する別紙や記載には対応する通し\n 　番号(XX、YY)を打ち、\n 　本文と、該当する別紙や記載が\n 　１対１に対応するようにしてください。"]
[null,"７－１．活動量（エネルギー使用量）把握方法・計算方法の説明",null,null,null,null,null,null,null,null,null,null,null,null,null,null,null,null,null,null,null,null,null,null,null,null,null,null,null,null,null,null,null,null,null,null,null,null,null,null,"７－１．活動量（エネルギー使用量）把握方法・計算方法の説明"]
[null,null,null,null,null,null,null,null,null,null,null,null,null,null,null,null,null,null,null,null,null,null,null,null,null,null,null,null,null,null,null,null,null,null,null,null,null,null,null,null,null,"■事業完了後に事業者が提出する「事業報告書」は、活動量を記入することでCO2排出量・削減量が自動計算されます。\n\n■事業報告時の活動量を事業者が算定できるように、わかりやすく記入してください。\n\n■スペースが足りない場合には、[別紙]として新規シートを追加し、当該対策個票の別紙であることがわかるようなシート名称\n　 にして使用してください。その際、更新設備仕様・見積書の記入欄には、別紙がある旨を明記してください。\n   その他、※別紙シートを利用する場合の注記を参照してください。\n\n■DXシステムによる計測結果を利用する場合は、DXシステムを利用することを明示してください。"]
[]
[]
[]
[]
[]
[]
[]
[]
[]
[null,"７－２．活動量（エネルギー使用量）の計算",null,null,null,null,null,null,null,null,null,null,null,null,null,null,null,null,null,null,null,null,null,null,null,null,null,null,null,null,null,null,null,null,null,null,null,null,null,null,"７－２．活動量（エネルギー使用量）の計算"]
[]
[null,null,null,null,null,null,null,null,null,null,null,null,null,null,null,null,null,null,null,null,null,null,null,null,null,null,null,null,null,null,null,null,null,null,null,null,null,null,null,null,null,"■活動量の計算式を記載する際には、7-3に示している数値も記載して、事業者が容易に計算できるように記載してくださ\n　 い。\n\n■[別紙]として新規シートを追加する場合は、7-1の注意を参照してください。"]
[]
[]
[]
[]
[]
[]
[]
[]
[]
[null,"７－３．活動量（エネルギー使用量）の計算で使用した各数値の説明・根拠",null,null,null,null,null,null,null,null,null,null,null,null,null,null,null,null,null,null,null,null,null,null,null,null,null,null,null,null,null,null,null,null,null,null,null,null,null,null,"７－３．活動量（エネルギー使用量）の計算で使用した各数値の説明・根拠"]
[]
[null,null,null,null,null,null,null,null,null,null,null,null,null,null,null,null,null,null,null,null,null,null,null,null,null,null,null,null,null,null,null,null,null,null,null,null,null,null,null,null,null,"■7-2に使用する数値すべて記載してください。\n　設備・機器固有の特性は、当該設備の具体的な数値の根拠とともにすべて本欄に示してください。\n\n■[別紙]として新規シートを追加する場合は、7-1の注意を参照してください。\n\n■DXシステムによる計測結果を利用する場合は、DXシステムを利用することを明示してください。"]
[]
[]
[]
[]
[]
[]
[]
[]
[]
[null,"７－４．活動量（エネルギー使用量）の計算で使用した各数値のうち、実績値を使用する数値の記録方法",null,null,null,null,null,null,null,null,null,null,null,null,null,null,null,null,null,null,null,null,null,null,null,null,null,null,null,null,null,null,null,null,null,null,null,null,null,null,"７－４．活動量（エネルギー使用量）の計算で使用した各数値のうち、実績値を使用する数値の記録方法"]
[]
[null,null,null,null,null,null,null,null,null,null,null,null,null,null,null,null,null,null,null,null,null,null,null,null,null,null,null,null,null,null,null,null,null,null,null,null,null,null,null,null,null,"■実績値を何から把握するのか、使用するデータの情報源（証憑となる書類）と数値の抽出・記録方法を\n　事業者が自ら対応できるように、平易かつ具体的に記載してください。（DXシステムによる計測結果を\n　利用する場合は、DXシステムからのデータ入手方法を明示してください。）\n\n■[別紙]として新規シートを追加する場合は、7-1の注意を参照してください。"]
[]
[]
[]
[]
[]
[]
[]
[]
[]
[]
[null,"８．導入した設備の効率的な運用方法",null,null,null,null,null,null,null,null,null,null,null,null,null,null,null,null,null,null,null,null,null,null,null,null,null,null,null,null,null,null,null,null,null,null,null,null,null,null,"８．導入した設備の効率的な運用方法"]
[]
[null,null,null,null,null,null,null,null,null,null,null,null,null,null,null,null,null,null,null,null,null,null,null,null,null,null,null,null,null,null,null,null,null,null,null,null,null,null,null,null,null,"■目標未達時には、事業者による効果的な運用改善が求められます。\n　そのため、設備導入後に考えられる効率的な運用方法を具体的に記載してください。\n\n■[別紙]として新規シートを追加する場合は、7-1の注意を参照してください。"]
[]
[]
[]
[]
[]
[]
[]
[]
[]
[null,{"$f":"\"対策個票\"&$B$9","v":"対策個票12"},null,null,null,null,null,null,null,null,null,null,null,null,null,null,null,null,null,null,null,null,null,null,null,null,null,null,null,null,null,null,null,null,null,null,null,null,null,null,"対策個票1"]
[null,null,null,null,null,null,null,null,null,null,null,null,null,null,null,null,null,null,null,null,null,null,null,null,null,null,null,null,null,null,null,null,null,null,null,null,null,null,null,null,"※実施計画書A/Bを選択している場合、8ページ目（9.既存診断…）の作成は不要です。"]
[null,"９．既存診断利用の場合の参照事項",null,null,null,null,null,null,null,null,null,null,null,null,null,null,null,null,null,null,null,null,null,null,null,null,null,null,null,null,null,null,null,null,null,null,null,null,null,null,"９．既存診断利用の場合の参照事項"]
[null,"９－１．既存診断報告書の該当対策",null,null,null,null,null,null,null,null,null,null,null,null,null,null,null,null,null,null,null,null,null,null,null,null,null,null,null,null,null,null,null,null,null,null,null,null,null,null,"９－１．既存診断報告書の該当対策"]
[]
[null,null,null,null,null,null,null,null,null,null,null,null,null,null,null,null,null,null,null,null,null,null,null,null,null,null,null,null,null,null,null,null,null,null,null,null,null,null,null,null,null,"■本対策の算定の元となった既存の診断報告書の対策がある場合には、該当する内容を記載してください。\n　 無い場合には、記載不要です。"]
[]
[]
[]
[]
[]
[]
[]
[]
[]
[null,"９－２．既存診断報告書からの修正事項",null,null,null,null,null,null,null,null,null,null,null,null,null,null,null,null,null,null,null,null,null,null,null,null,null,null,null,null,null,null,null,null,null,null,null,null,null,null,"９－２．既存診断報告書からの修正事項"]
[]
[null,null,null,null,null,null,null,null,null,null,null,null,null,null,null,null,null,null,null,null,null,null,null,null,null,null,null,null,null,null,null,null,null,null,null,null,null,null,null,null,null,"■9-1に記載の対策で、変更点があればその内容を記載してください。\n　 無い場合には、記載不要です。　"]
[]
[]
[]
[]
[]
[]
[]
[]
[]
[null,"９－３．修正理由",null,null,null,null,null,null,null,null,null,null,null,null,null,null,null,null,null,null,null,null,null,null,null,null,null,null,null,null,null,null,null,null,null,null,null,null,null,null,"９－３．修正理由"]
[]
[null,null,null,null,null,null,null,null,null,null,null,null,null,null,null,null,null,null,null,null,null,null,null,null,null,null,null,null,null,null,null,null,null,null,null,null,null,null,null,null,null,"■9-2に変更点の記載があればその理由を記載してください。\n　 無い場合には、記載不要です。"]
[]
[]
[]
[]
[]
[]
[]
[]
[]
[null,"９－４．修正方法",null,null,null,null,null,null,null,null,null,null,null,null,null,null,null,null,null,null,null,null,null,null,null,null,null,null,null,null,null,null,null,null,null,null,null,null,null,null,"９－４．修正方法"]
[]
[null,null,null,null,null,null,null,null,null,null,null,null,null,null,null,null,null,null,null,null,null,null,null,null,null,null,null,null,null,null,null,null,null,null,null,null,null,null,null,null,null,"■9-2に変更点の記載がある場合には、その修正方法を記載してください。\n　 無い場合には、記載不要です。"]

{"sheet":"542法定耐用年数","index":42,"n_rows":23,"n_cols":30,"rows_kept":23,"cut":false,"hidden":false,"merged":[[18,13,18,14],[19,13,19,14],[20,13,20,14],[22,13,22,14],[23,13,40,21],[23,1,40,9],[19,1,19,2],[20,1,20,2],[22,1,22,2],[18,1,18,2],[15,1,15,2],[15,13,15,14],[17,1,17,2],[17,13,17,14],[16,1,16,2],[16,13,16,14],[13,1,13,2],[13,13,13,14],[12,1,12,2],[12,13,12,14],[14,1,14,2],[14,13,14,14],[10,1,10,2],[10,13,10,14],[9,1,9,2],[9,13,9,14],[11,1,11,2],[11,13,11,14],[7,13,8,14],[7,15,8,15],[7,16,8,16],[7,17,7,21],[3,4,3,5],[4,1,4,5],[7,1,8,2],[7,3,8,3],[7,4,8,4],[7,5,7,9]]}
[]
[]
[]
[null,"5．実施計画書",null,null,"54．詳細資料・根拠資料",null,null,null,null,null,null,null,null,"記入例及び注記",null,null,null,null,null,null,null,null,null,null,null,null,null,null,null,"セル色の表示／非表示"]
[null,"542．法定耐用年数",null,null,null,null,null,null,null,null,null,null,null,"（セルのメモやテキストボックスによる注記は移動できます）",null,null,null,null,null,null,null,null,null,null,null,null,null,null,null,false]
[]
[]
[null,"個票番号",null,"導入設備名称","設備の用途・目的","耐用年数省令別表の記載事項",null,null,null,null,null,null,null,"個票番号",null,"導入設備名称","設備の用途・目的","耐用年数省令別表の記載事項"]
[null,null,null,null,null,"別表の名称","[種類]または[番号]","[構造又は用途]、または[設備の種類]","細目","法定耐用\n年数",null,null,null,null,null,null,null,"別表の名称","[種類]または[番号]","[構造又は用途]、または[設備の種類]","細目","法定耐用\n年数",null,null,null,null,null,null,null,"新規導入／既存設備改修"]
[null,null,null,{"$f":"IF($B10=\"\",\"\",IFERROR(IF(INDIRECT(\"'対策個票\"&$B10&\"'!E246\")=\"\",\"\",INDIRECT(\"'対策個票\"&$B10&\"'!E246\")),\"―\"))","v":""},{"$f":"IF($B10=\"\",\"\",IFERROR(IF(INDIRECT(\"'対策個票\"&$B10&\"'!R246\")=\"\",\"\",INDIRECT(\"'対策個票\"&$B10&\"'!R246\")),\"―\"))","v":""},{"$f":"IF($B10=\"\",\"\",IFERROR(IF(INDIRECT(\"'対策個票\"&$B10&\"'!H249\")=\"\",\"\",INDIRECT(\"'対策個票\"&$B10&\"'!H249\")),\"―\"))","v":""},{"$f":"IF($B10=\"\",\"\",IFERROR(IF(INDIRECT(\"'対策個票\"&$B10&\"'!H250\")=\"\",\"\",INDIRECT(\"'対策個票\"&$B10&\"'!H250\")),\"―\"))","v":""},{"$f":"IF($B10=\"\",\"\",IFERROR(IF(INDIRECT(\"'対策個票\"&$B10&\"'!H251\")=\"\",\"\",INDIRECT(\"'対策個票\"&$B10&\"'!H251\")),\"―\"))","v":""},{"$f":"IF($B10=\"\",\"\",IFERROR(IF(INDIRECT(\"'対策個票\"&$B10&\"'!H253\")=\"\",\"\",INDIRECT(\"'対策個票\"&$B10&\"'!H253\")),\"―\"))","v":""},{"$f":"IF($B10=\"\",\"\",IFERROR(IF(INDIRECT(\"'対策個票\"&$B10&\"'!H255\")=\"\",\"\",INDIRECT(\"'対策個票\"&$B10&\"'!H255\")),\"―\"))","v":""},null,null,null,1,null,"ガス焚き蒸気ボイラー","原料加熱","別表第２ 機械及び装置の耐用年数表",1,"食料品製造業用設備","---",10,null,null,null,null,null,null,null,"新規導入"]
[null,null,null,{"$f":"IF($B11=\"\",\"\",IFERROR(IF(INDIRECT(\"'対策個票\"&$B11&\"'!E246\")=\"\",\"\",INDIRECT(\"'対策個票\"&$B11&\"'!E246\")),\"―\"))","v":""},{"$f":"IF($B11=\"\",\"\",IFERROR(IF(INDIRECT(\"'対策個票\"&$B11&\"'!R246\")=\"\",\"\",INDIRECT(\"'対策個票\"&$B11&\"'!R246\")),\"―\"))","v":""},{"$f":"IF($B11=\"\",\"\",IFERROR(IF(INDIRECT(\"'対策個票\"&$B11&\"'!H249\")=\"\",\"\",INDIRECT(\"'対策個票\"&$B11&\"'!H249\")),\"―\"))","v":""},{"$f":"IF($B11=\"\",\"\",IFERROR(IF(INDIRECT(\"'対策個票\"&$B11&\"'!H250\")=\"\",\"\",INDIRECT(\"'対策個票\"&$B11&\"'!H250\")),\"―\"))","v":""},{"$f":"IF($B11=\"\",\"\",IFERROR(IF(INDIRECT(\"'対策個票\"&$B11&\"'!H251\")=\"\",\"\",INDIRECT(\"'対策個票\"&$B11&\"'!H251\")),\"―\"))","v":""},{"$f":"IF($B11=\"\",\"\",IFERROR(IF(INDIRECT(\"'対策個票\"&$B11&\"'!H253\")=\"\",\"\",INDIRECT(\"'対策個票\"&$B11&\"'!H253\")),\"―\"))","v":""},{"$f":"IF($B11=\"\",\"\",IFERROR(IF(INDIRECT(\"'対策個票\"&$B11&\"'!H255\")=\"\",\"\",INDIRECT(\"'対策個票\"&$B11&\"'!H255\")),\"―\"))","v":""},null,null,null,null,null,null,null,null,null,null,null,null,null,null,null,null,null,null,null,"既存設備\n改修"]
[null,null,null,{"$f":"IF($B12=\"\",\"\",IFERROR(IF(INDIRECT(\"'対策個票\"&$B12&\"'!E246\")=\"\",\"\",INDIRECT(\"'対策個票\"&$B12&\"'!E246\")),\"―\"))","v":""},{"$f":"IF($B12=\"\",\"\",IFERROR(IF(INDIRECT(\"'対策個票\"&$B12&\"'!R246\")=\"\",\"\",INDIRECT(\"'対策個票\"&$B12&\"'!R246\")),\"―\"))","v":""},{"$f":"IF($B12=\"\",\"\",IFERROR(IF(INDIRECT(\"'対策個票\"&$B12&\"'!H249\")=\"\",\"\",INDIRECT(\"'対策個票\"&$B12&\"'!H249\")),\"―\"))","v":""},{"$f":"IF($B12=\"\",\"\",IFERROR(IF(INDIRECT(\"'対策個票\"&$B12&\"'!H250\")=\"\",\"\",INDIRECT(\"'対策個票\"&$B12&\"'!H250\")),\"―\"))","v":""},{"$f":"IF($B12=\"\",\"\",IFERROR(IF(INDIRECT(\"'対策個票\"&$B12&\"'!H251\")=\"\",\"\",INDIRECT(\"'対策個票\"&$B12&\"'!H251\")),\"―\"))","v":""},{"$f":"IF($B12=\"\",\"\",IFERROR(IF(INDIRECT(\"'対策個票\"&$B12&\"'!H253\")=\"\",\"\",INDIRECT(\"'対策個票\"&$B12&\"'!H253\")),\"―\"))","v":""},{"$f":"IF($B12=\"\",\"\",IFERROR(IF(INDIRECT(\"'対策個票\"&$B12&\"'!H255\")=\"\",\"\",INDIRECT(\"'対策個票\"&$B12&\"'!H255\")),\"―\"))","v":""}]
[null,null,null,{"$f":"IF($B13=\"\",\"\",IFERROR(IF(INDIRECT(\"'対策個票\"&$B13&\"'!E246\")=\"\",\"\",INDIRECT(\"'対策個票\"&$B13&\"'!E246\")),\"―\"))","v":""},{"$f":"IF($B13=\"\",\"\",IFERROR(IF(INDIRECT(\"'対策個票\"&$B13&\"'!R246\")=\"\",\"\",INDIRECT(\"'対策個票\"&$B13&\"'!R246\")),\"―\"))","v":""},{"$f":"IF($B13=\"\",\"\",IFERROR(IF(INDIRECT(\"'対策個票\"&$B13&\"'!H249\")=\"\",\"\",INDIRECT(\"'対策個票\"&$B13&\"'!H249\")),\"―\"))","v":""},{"$f":"IF($B13=\"\",\"\",IFERROR(IF(INDIRECT(\"'対策個票\"&$B13&\"'!H250\")=\"\",\"\",INDIRECT(\"'対策個票\"&$B13&\"'!H250\")),\"―\"))","v":""},{"$f":"IF($B13=\"\",\"\",IFERROR(IF(INDIRECT(\"'対策個票\"&$B13&\"'!H251\")=\"\",\"\",INDIRECT(\"'対策個票\"&$B13&\"'!H251\")),\"―\"))","v":""},{"$f":"IF($B13=\"\",\"\",IFERROR(IF(INDIRECT(\"'対策個票\"&$B13&\"'!H253\")=\"\",\"\",INDIRECT(\"'対策個票\"&$B13&\"'!H253\")),\"―\"))","v":""},{"$f":"IF($B13=\"\",\"\",IFERROR(IF(INDIRECT(\"'対策個票\"&$B13&\"'!H255\")=\"\",\"\",INDIRECT(\"'対策個票\"&$B13&\"'!H255\")),\"―\"))","v":""}]
[null,null,null,{"$f":"IF($B14=\"\",\"\",IFERROR(IF(INDIRECT(\"'対策個票\"&$B14&\"'!E246\")=\"\",\"\",INDIRECT(\"'対策個票\"&$B14&\"'!E246\")),\"―\"))","v":""},{"$f":"IF($B14=\"\",\"\",IFERROR(IF(INDIRECT(\"'対策個票\"&$B14&\"'!R246\")=\"\",\"\",INDIRECT(\"'対策個票\"&$B14&\"'!R246\")),\"―\"))","v":""},{"$f":"IF($B14=\"\",\"\",IFERROR(IF(INDIRECT(\"'対策個票\"&$B14&\"'!H249\")=\"\",\"\",INDIRECT(\"'対策個票\"&$B14&\"'!H249\")),\"―\"))","v":""},{"$f":"IF($B14=\"\",\"\",IFERROR(IF(INDIRECT(\"'対策個票\"&$B14&\"'!H250\")=\"\",\"\",INDIRECT(\"'対策個票\"&$B14&\"'!H250\")),\"―\"))","v":""},{"$f":"IF($B14=\"\",\"\",IFERROR(IF(INDIRECT(\"'対策個票\"&$B14&\"'!H251\")=\"\",\"\",INDIRECT(\"'対策個票\"&$B14&\"'!H251\")),\"―\"))","v":""},{"$f":"IF($B14=\"\",\"\",IFERROR(IF(INDIRECT(\"'対策個票\"&$B14&\"'!H253\")=\"\",\"\",INDIRECT(\"'対策個票\"&$B14&\"'!H253\")),\"―\"))","v":""},{"$f":"IF($B14=\"\",\"\",IFERROR(IF(INDIRECT(\"'対策個票\"&$B14&\"'!H255\")=\"\",\"\",INDIRECT(\"'対策個票\"&$B14&\"'!H255\")),\"―\"))","v":""}]
[null,null,null,{"$f":"IF($B15=\"\",\"\",IFERROR(IF(INDIRECT(\"'対策個票\"&$B15&\"'!E246\")=\"\",\"\",INDIRECT(\"'対策個票\"&$B15&\"'!E246\")),\"―\"))","v":""},{"$f":"IF($B15=\"\",\"\",IFERROR(IF(INDIRECT(\"'対策個票\"&$B15&\"'!R246\")=\"\",\"\",INDIRECT(\"'対策個票\"&$B15&\"'!R246\")),\"―\"))","v":""},{"$f":"IF($B15=\"\",\"\",IFERROR(IF(INDIRECT(\"'対策個票\"&$B15&\"'!H249\")=\"\",\"\",INDIRECT(\"'対策個票\"&$B15&\"'!H249\")),\"―\"))","v":""},{"$f":"IF($B15=\"\",\"\",IFERROR(IF(INDIRECT(\"'対策個票\"&$B15&\"'!H250\")=\"\",\"\",INDIRECT(\"'対策個票\"&$B15&\"'!H250\")),\"―\"))","v":""},{"$f":"IF($B15=\"\",\"\",IFERROR(IF(INDIRECT(\"'対策個票\"&$B15&\"'!H251\")=\"\",\"\",INDIRECT(\"'対策個票\"&$B15&\"'!H251\")),\"―\"))","v":""},{"$f":"IF($B15=\"\",\"\",IFERROR(IF(INDIRECT(\"'対策個票\"&$B15&\"'!H253\")=\"\",\"\",INDIRECT(\"'対策個票\"&$B15&\"'!H253\")),\"―\"))","v":""},{"$f":"IF($B15=\"\",\"\",IFERROR(IF(INDIRECT(\"'対策個票\"&$B15&\"'!H255\")=\"\",\"\",INDIRECT(\"'対策個票\"&$B15&\"'!H255\")),\"―\"))","v":""}]
[null,null,null,{"$f":"IF($B16=\"\",\"\",IFERROR(IF(INDIRECT(\"'対策個票\"&$B16&\"'!E246\")=\"\",\"\",INDIRECT(\"'対策個票\"&$B16&\"'!E246\")),\"―\"))","v":""},{"$f":"IF($B16=\"\",\"\",IFERROR(IF(INDIRECT(\"'対策個票\"&$B16&\"'!R246\")=\"\",\"\",INDIRECT(\"'対策個票\"&$B16&\"'!R246\")),\"―\"))","v":""},{"$f":"IF($B16=\"\",\"\",IFERROR(IF(INDIRECT(\"'対策個票\"&$B16&\"'!H249\")=\"\",\"\",INDIRECT(\"'対策個票\"&$B16&\"'!H249\")),\"―\"))","v":""},{"$f":"IF($B16=\"\",\"\",IFERROR(IF(INDIRECT(\"'対策個票\"&$B16&\"'!H250\")=\"\",\"\",INDIRECT(\"'対策個票\"&$B16&\"'!H250\")),\"―\"))","v":""},{"$f":"IF($B16=\"\",\"\",IFERROR(IF(INDIRECT(\"'対策個票\"&$B16&\"'!H251\")=\"\",\"\",INDIRECT(\"'対策個票\"&$B16&\"'!H251\")),\"―\"))","v":""},{"$f":"IF($B16=\"\",\"\",IFERROR(IF(INDIRECT(\"'対策個票\"&$B16&\"'!H253\")=\"\",\"\",INDIRECT(\"'対策個票\"&$B16&\"'!H253\")),\"―\"))","v":""},{"$f":"IF($B16=\"\",\"\",IFERROR(IF(INDIRECT(\"'対策個票\"&$B16&\"'!H255\")=\"\",\"\",INDIRECT(\"'対策個票\"&$B16&\"'!H255\")),\"―\"))","v":""}]
[null,null,null,{"$f":"IF($B17=\"\",\"\",IFERROR(IF(INDIRECT(\"'対策個票\"&$B17&\"'!E246\")=\"\",\"\",INDIRECT(\"'対策個票\"&$B17&\"'!E246\")),\"―\"))","v":""},{"$f":"IF($B17=\"\",\"\",IFERROR(IF(INDIRECT(\"'対策個票\"&$B17&\"'!R246\")=\"\",\"\",INDIRECT(\"'対策個票\"&$B17&\"'!R246\")),\"―\"))","v":""},{"$f":"IF($B17=\"\",\"\",IFERROR(IF(INDIRECT(\"'対策個票\"&$B17&\"'!H249\")=\"\",\"\",INDIRECT(\"'対策個票\"&$B17&\"'!H249\")),\"―\"))","v":""},{"$f":"IF($B17=\"\",\"\",IFERROR(IF(INDIRECT(\"'対策個票\"&$B17&\"'!H250\")=\"\",\"\",INDIRECT(\"'対策個票\"&$B17&\"'!H250\")),\"―\"))","v":""},{"$f":"IF($B17=\"\",\"\",IFERROR(IF(INDIRECT(\"'対策個票\"&$B17&\"'!H251\")=\"\",\"\",INDIRECT(\"'対策個票\"&$B17&\"'!H251\")),\"―\"))","v":""},{"$f":"IF($B17=\"\",\"\",IFERROR(IF(INDIRECT(\"'対策個票\"&$B17&\"'!H253\")=\"\",\"\",INDIRECT(\"'対策個票\"&$B17&\"'!H253\")),\"―\"))","v":""},{"$f":"IF($B17=\"\",\"\",IFERROR(IF(INDIRECT(\"'対策個票\"&$B17&\"'!H255\")=\"\",\"\",INDIRECT(\"'対策個票\"&$B17&\"'!H255\")),\"―\"))","v":""}]
[null,null,null,{"$f":"IF($B18=\"\",\"\",IFERROR(IF(INDIRECT(\"'対策個票\"&$B18&\"'!E246\")=\"\",\"\",INDIRECT(\"'対策個票\"&$B18&\"'!E246\")),\"―\"))","v":""},{"$f":"IF($B18=\"\",\"\",IFERROR(IF(INDIRECT(\"'対策個票\"&$B18&\"'!R246\")=\"\",\"\",INDIRECT(\"'対策個票\"&$B18&\"'!R246\")),\"―\"))","v":""},{"$f":"IF($B18=\"\",\"\",IFERROR(IF(INDIRECT(\"'対策個票\"&$B18&\"'!H249\")=\"\",\"\",INDIRECT(\"'対策個票\"&$B18&\"'!H249\")),\"―\"))","v":""},{"$f":"IF($B18=\"\",\"\",IFERROR(IF(INDIRECT(\"'対策個票\"&$B18&\"'!H250\")=\"\",\"\",INDIRECT(\"'対策個票\"&$B18&\"'!H250\")),\"―\"))","v":""},{"$f":"IF($B18=\"\",\"\",IFERROR(IF(INDIRECT(\"'対策個票\"&$B18&\"'!H251\")=\"\",\"\",INDIRECT(\"'対策個票\"&$B18&\"'!H251\")),\"―\"))","v":""},{"$f":"IF($B18=\"\",\"\",IFERROR(IF(INDIRECT(\"'対策個票\"&$B18&\"'!H253\")=\"\",\"\",INDIRECT(\"'対策個票\"&$B18&\"'!H253\")),\"―\"))","v":""},{"$f":"IF($B18=\"\",\"\",IFERROR(IF(INDIRECT(\"'対策個票\"&$B18&\"'!H255\")=\"\",\"\",INDIRECT(\"'対策個票\"&$B18&\"'!H255\")),\"―\"))","v":""}]
[null,null,null,{"$f":"IF($B19=\"\",\"\",IFERROR(IF(INDIRECT(\"'対策個票\"&$B19&\"'!E246\")=\"\",\"\",INDIRECT(\"'対策個票\"&$B19&\"'!E246\")),\"―\"))","v":""},{"$f":"IF($B19=\"\",\"\",IFERROR(IF(INDIRECT(\"'対策個票\"&$B19&\"'!R246\")=\"\",\"\",INDIRECT(\"'対策個票\"&$B19&\"'!R246\")),\"―\"))","v":""},{"$f":"IF($B19=\"\",\"\",IFERROR(IF(INDIRECT(\"'対策個票\"&$B19&\"'!H249\")=\"\",\"\",INDIRECT(\"'対策個票\"&$B19&\"'!H249\")),\"―\"))","v":""},{"$f":"IF($B19=\"\",\"\",IFERROR(IF(INDIRECT(\"'対策個票\"&$B19&\"'!H250\")=\"\",\"\",INDIRECT(\"'対策個票\"&$B19&\"'!H250\")),\"―\"))","v":""},{"$f":"IF($B19=\"\",\"\",IFERROR(IF(INDIRECT(\"'対策個票\"&$B19&\"'!H251\")=\"\",\"\",INDIRECT(\"'対策個票\"&$B19&\"'!H251\")),\"―\"))","v":""},{"$f":"IF($B19=\"\",\"\",IFERROR(IF(INDIRECT(\"'対策個票\"&$B19&\"'!H253\")=\"\",\"\",INDIRECT(\"'対策個票\"&$B19&\"'!H253\")),\"―\"))","v":""},{"$f":"IF($B19=\"\",\"\",IFERROR(IF(INDIRECT(\"'対策個票\"&$B19&\"'!H255\")=\"\",\"\",INDIRECT(\"'対策個票\"&$B19&\"'!H255\")),\"―\"))","v":""}]
[null,null,null,{"$f":"IF($B20=\"\",\"\",IFERROR(IF(INDIRECT(\"'対策個票\"&$B20&\"'!E246\")=\"\",\"\",INDIRECT(\"'対策個票\"&$B20&\"'!E246\")),\"―\"))","v":""},{"$f":"IF($B20=\"\",\"\",IFERROR(IF(INDIRECT(\"'対策個票\"&$B20&\"'!R246\")=\"\",\"\",INDIRECT(\"'対策個票\"&$B20&\"'!R246\")),\"―\"))","v":""},{"$f":"IF($B20=\"\",\"\",IFERROR(IF(INDIRECT(\"'対策個票\"&$B20&\"'!H249\")=\"\",\"\",INDIRECT(\"'対策個票\"&$B20&\"'!H249\")),\"―\"))","v":""},{"$f":"IF($B20=\"\",\"\",IFERROR(IF(INDIRECT(\"'対策個票\"&$B20&\"'!H250\")=\"\",\"\",INDIRECT(\"'対策個票\"&$B20&\"'!H250\")),\"―\"))","v":""},{"$f":"IF($B20=\"\",\"\",IFERROR(IF(INDIRECT(\"'対策個票\"&$B20&\"'!H251\")=\"\",\"\",INDIRECT(\"'対策個票\"&$B20&\"'!H251\")),\"―\"))","v":""},{"$f":"IF($B20=\"\",\"\",IFERROR(IF(INDIRECT(\"'対策個票\"&$B20&\"'!H253\")=\"\",\"\",INDIRECT(\"'対策個票\"&$B20&\"'!H253\")),\"―\"))","v":""},{"$f":"IF($B20=\"\",\"\",IFERROR(IF(INDIRECT(\"'対策個票\"&$B20&\"'!H255\")=\"\",\"\",INDIRECT(\"'対策個票\"&$B20&\"'!H255\")),\"―\"))","v":""}]
[null,null,null,{"$f":"IF($B21=\"\",\"\",IFERROR(IF(INDIRECT(\"'対策個票\"&$B21&\"'!E246\")=\"\",\"\",INDIRECT(\"'対策個票\"&$B21&\"'!E246\")),\"―\"))","v":""},{"$f":"IF($B21=\"\",\"\",IFERROR(IF(INDIRECT(\"'対策個票\"&$B21&\"'!R246\")=\"\",\"\",INDIRECT(\"'対策個票\"&$B21&\"'!R246\")),\"―\"))","v":""},{"$f":"IF($B21=\"\",\"\",IFERROR(IF(INDIRECT(\"'対策個票\"&$B21&\"'!H249\")=\"\",\"\",INDIRECT(\"'対策個票\"&$B21&\"'!H249\")),\"―\"))","v":""},{"$f":"IF($B21=\"\",\"\",IFERROR(IF(INDIRECT(\"'対策個票\"&$B21&\"'!H250\")=\"\",\"\",INDIRECT(\"'対策個票\"&$B21&\"'!H250\")),\"―\"))","v":""},{"$f":"IF($B21=\"\",\"\",IFERROR(IF(INDIRECT(\"'対策個票\"&$B21&\"'!H251\")=\"\",\"\",INDIRECT(\"'対策個票\"&$B21&\"'!H251\")),\"―\"))","v":""},{"$f":"IF($B21=\"\",\"\",IFERROR(IF(INDIRECT(\"'対策個票\"&$B21&\"'!H253\")=\"\",\"\",INDIRECT(\"'対策個票\"&$B21&\"'!H253\")),\"―\"))","v":""},{"$f":"IF($B21=\"\",\"\",IFERROR(IF(INDIRECT(\"'対策個票\"&$B21&\"'!H255\")=\"\",\"\",INDIRECT(\"'対策個票\"&$B21&\"'!H255\")),\"―\"))","v":""}]
[]
[null,"備考",null,null,null,null,null,null,null,null,null,null,null,"備考"]

{"sheet":"排出係数・単価表","index":43,"n_rows":24,"n_cols":28,"rows_kept":24,"cut":false,"hidden":false,"merged":[[7,7,8,8],[7,9,9,9],[7,1,8,2],[7,5,8,6],[3,2,3,5],[7,3,8,4],[4,1,4,5],[7,13,8,14],[7,15,8,16],[7,17,8,18],[7,19,8,20],[7,21,9,21]]}
[]
[]
[]
[null,"5．実施計画書","54．詳細資料・根拠資料",null,null,null,null,null,null,null,null,null,null,"記入例及び注記","（セルのメモやテキストボックスによる注記は移動できます）",null,null,null,null,null,null,null,null,null,null,null,null,"セル色の表示／非表示"]
[null,"排出係数・単価表",null,null,null,null,null,null,null,null,null,null,null,null,"セル色凡例",null,"直接入力",null,"選択",null,"自動計算",null,null,null,null,null,null,false]
[]
[]
[null,"活動種別",null,"単位発熱量",null,"CO2排出係数",null,"単価",null,"単価の根拠等",null,null,null,"活動種別",null,"単位発熱量",null,"CO2排出係数",null,"単価",null,"単価の根拠等"]
[]
[null,null,"単位","係数","単位","係数","単位","単価","単位",null,null,null,null,null,"単位","係数","単位","係数","単位","単価","単位"]
[{"$f":"IFERROR(VLOOKUP($B11,活動の種別と単位2,2,FALSE),\"\")","v":""},"（未選択）",{"$f":"IF(OR($B11=\"\",$B11=\"（未選択）\"),\"\",VLOOKUP($B11,活動の種別と単位2,4,FALSE))","v":""},null,{"$f":"IF(OR($B11=\"\",$B11=\"（未選択）\"),\"\",VLOOKUP($B11,活動の種別と単位2,5,FALSE))","v":""},null,{"$f":"IF(OR($B11=\"\",$B11=\"（未選択）\"),\"\",VLOOKUP($B11,活動の種別と単位2,6,FALSE))","v":""},null,{"$f":"IF(OR($B11=\"\",$B11=\"（未選択）\"),\"\",VLOOKUP($B11,活動の種別と単位2,7,FALSE))","v":""},null,{"$f":"A11","v":""},null,null,"系統電力①","kWh",null,"---",4.3600000000000003E-4,"t-CO2/kWh",2.18E-2,"千円/kWh"]
["","（未選択）","",null,"",null,"",null,"",null,"",null,null,"A重油","kl",39.1,"GJ/kl",6.93E-2,"t-CO2/GJ",60,"千円/kl"]
["","（未選択）","",null,"",null,"",null,"",null,"",null,null,"都市ガス","千Nm3",45,"GJ/千Nm3",5.0599999999999999E-2,"t-CO2/GJ",76,"千円/千Nm3"]
["","（未選択）","",null,"",null,"",null,"",null,"",null,null,"系統電力切替先①","kWh",null,"---",3.6000000000000002E-4,"t-CO2/kWh",2.1999999999999999E-2,"千円/kWh"]
["","（未選択）","",null,"",null,"",null,"",null,"",null,null,"系統電力③"]
["","（未選択）","",null,"",null,"",null,"",null,"",null,null,"蒸気（産業用以外）：○○"]
["","（未選択）","",null,"",null,"",null,"",null,""]
["","（未選択）","",null,"",null,"",null,"",null,""]
["","（未選択）","",null,"",null,"",null,"",null,{"$f":"A19","v":""}]
["","（未選択）","",null,"",null,"",null,"",null,{"$f":"A20","v":""}]
["","（未選択）","",null,"",null,"",null,"",null,{"$f":"A21","v":""}]
[{"$f":"IF($D22=\"\",1,0)","v":1},"（未使用）",null,null,null,null,null,null,null,null,{"$f":"A22","v":1}]
[{"$f":"IF($D23=\"\",1,0)","v":1},"（未使用）",null,null,null,null,null,null,null,null,{"$f":"A23","v":1}]
[{"$f":"IF($D24=\"\",1,0)","v":1},"（未使用）",null,null,null,null,null,null,null,null,{"$f":"A24","v":1}]

{"sheet":"支援実施記録","index":44,"n_rows":54,"n_cols":83,"rows_kept":54,"cut":false,"hidden":false,"merged":[[36,1,36,3],[36,4,36,9],[36,40,36,42],[36,43,36,48],[52,48,52,54],[52,55,52,67],[53,41,53,47],[53,48,53,54],[53,55,53,67],[48,40,50,40],[48,41,48,47],[48,48,48,54],[48,55,48,67],[49,41,49,47],[49,48,49,54],[49,55,49,67],[50,41,50,47],[50,48,50,54],[50,55,50,67],[51,40,53,40],[51,41,51,47],[51,48,51,54],[51,55,51,67],[52,41,52,47],[46,49,46,52],[46,53,46,75],[47,40,47,47],[47,48,47,54],[47,55,47,67],[47,68,47,75],[46,40,46,42],[46,43,46,48],[48,68,53,75],[41,40,43,40],[41,41,41,47],[41,48,41,54],[41,55,41,67],[42,41,42,47],[42,48,42,54],[42,55,42,67],[43,41,43,47],[43,48,43,54],[43,55,43,67],[37,68,37,75],[48,1,50,1],[48,2,48,8],[48,9,48,15],[48,16,48,28],[48,29,53,36],[49,2,49,8],[49,9,49,15],[49,16,49,28],[50,2,50,8],[50,9,50,15],[50,16,50,28],[51,1,53,1],[51,2,51,8],[51,9,51,15],[51,16,51,28],[52,2,52,8],[46,10,46,13],[46,14,46,36],[38,68,43,75],[39,41,39,47],[39,48,39,54],[39,55,39,67],[40,41,40,47],[47,29,47,36],[46,1,46,3],[46,4,46,9],[17,56,17,57],[17,58,17,65],[17,66,17,67],[40,9,40,15],[38,16,38,28],[39,16,39,28],[40,16,40,28],[37,1,37,8],[37,9,37,15],[37,16,37,28],[36,14,36,36],[37,29,37,36],[38,29,43,36],[29,56,29,60],[29,61,29,65],[29,66,29,75],[30,40,30,55],[30,56,30,60],[36,49,36,52],[36,53,36,75],[37,40,37,47],[17,68,17,75],[17,27,17,28],[17,29,17,36],[17,41,17,45],[17,46,17,47],[17,48,17,55],[17,2,17,6],[17,7,17,8],[17,9,17,16],[17,17,17,18],[17,19,17,26],[38,1,40,1],[38,2,38,8],[38,9,38,15],[39,2,39,8],[39,9,39,15],[40,2,40,8],[13,46,13,47],[13,48,13,55],[13,56,13,57],[13,17,13,18],[13,19,13,26],[13,27,13,28],[13,29,13,36],[13,41,13,45],[37,48,37,54],[37,55,37,67],[40,48,40,54],[40,55,40,67],[38,40,40,40],[38,41,38,47],[38,48,38,54],[38,55,38,67],[34,60,35,75],[36,10,36,13],[52,9,52,15],[52,16,52,28],[53,9,53,15],[53,16,53,28],[53,2,53,8],[41,1,43,1],[41,2,41,8],[41,9,41,15],[42,2,42,8],[42,9,42,15],[43,2,43,8],[43,9,43,15],[41,16,41,28],[42,16,42,28],[43,16,43,28],[47,1,47,8],[47,9,47,15],[47,16,47,28],[16,56,16,59],[16,60,16,75],[8,77,10,78],[13,68,13,75],[15,41,15,45],[15,46,15,47],[15,48,15,55],[15,56,15,59],[15,60,15,75],[16,41,16,45],[16,46,16,47],[16,48,16,55],[11,48,11,55],[11,56,11,59],[11,60,11,75],[12,41,12,45],[12,46,12,47],[12,48,12,55],[12,56,12,59],[12,60,12,75],[11,41,11,45],[14,40,14,45],[14,46,14,75],[13,58,13,65],[16,2,16,6],[16,7,16,8],[16,9,16,16],[16,17,16,20],[16,21,16,36],[11,2,11,6],[11,7,11,8],[11,9,11,16],[12,2,12,6],[12,7,12,8],[12,9,12,16],[11,17,11,20],[12,17,12,20],[11,21,11,36],[12,21,12,36],[13,2,13,6],[13,7,13,8],[13,9,13,16],[14,7,14,36],[7,40,7,45],[7,46,7,75],[8,40,8,45],[9,40,9,45],[10,40,10,45],[10,46,10,75],[11,46,11,47],[15,21,15,36],[13,66,13,67],[30,61,30,65],[30,66,30,75],[27,56,27,60],[27,61,27,65],[27,66,27,75],[28,40,28,55],[28,56,28,60],[28,61,28,65],[28,66,28,75],[27,40,27,55],[29,40,29,55],[3,10,3,21],[3,1,3,9],[28,1,28,16],[4,1,4,21],[26,17,26,21],[27,17,27,21],[28,17,28,21],[14,1,14,6],[10,1,10,6],[9,1,9,6],[8,1,8,6],[7,1,7,6],[15,2,15,6],[15,7,15,8],[15,9,15,16],[15,17,15,20],[25,17,25,21],[25,1,25,16],[26,1,26,16],[27,1,27,16],[7,7,7,36],[8,7,8,36],[9,7,9,36],[10,7,10,36],[31,40,31,55],[31,56,31,60],[31,61,31,65],[31,66,31,75],[32,40,32,55],[32,56,32,60],[32,61,32,65],[32,66,32,75],[31,1,31,16],[32,1,32,16],[29,17,29,21],[30,17,30,21],[31,17,31,21],[32,17,32,21],[30,1,30,16],[29,1,29,16],[30,27,30,36],[31,27,31,36],[32,27,32,36],[27,22,27,26],[28,22,28,26],[29,22,29,26],[30,22,30,26],[31,22,31,26],[32,22,32,26],[25,27,25,36],[26,27,26,36],[27,27,27,36],[28,27,28,36],[29,27,29,36],[26,40,26,55],[26,56,26,60],[26,61,26,65],[26,66,26,75],[20,7,22,10],[20,11,22,36],[20,46,22,49],[19,52,21,75],[26,22,26,26],[21,1,22,6],[20,1,20,6],[20,40,20,45],[21,40,22,45],[25,40,25,55],[25,22,25,26],[25,56,25,60],[25,61,25,65],[25,66,25,75]]}
[]
[]
[]
[null,"5．実施計画書",null,null,null,null,null,null,null,null,"55．支援記録",null,null,null,null,null,null,null,null,null,null,null,null,null,null,null,null,null,null,null,null,null,null,null,null,null,null,null,null,null,"記入例及び注記",null,null,null,null,null,null,null,"セル色凡例",null,null,null,null,null,"直接入力",null,null,null,null,"選択",null,null,null,"自動計算",null,null,null,null,null,null,null,null,null,null,null,null,null,null,null,null,null,null,"セル色の表示／非表示"]
[null,"支援実施記録",null,null,null,null,null,null,null,null,null,null,null,null,null,null,null,null,null,null,null,null,null,null,null,null,null,null,null,null,null,null,null,null,null,null,null,null,null,null,"（セルのメモやテキストボックスによる注記は移動できます）",null,null,null,null,null,null,null,null,null,null,null,null,null,null,null,null,null,null,null,null,null,null,null,null,null,null,null,null,null,null,null,null,null,null,null,null,null,null,null,null,null,false]
[]
[null,"■","事業者、工場・事業場、支援機関情報",null,null,null,null,null,null,null,null,null,null,null,null,null,null,null,null,null,null,null,null,null,null,null,null,null,null,null,null,null,null,null,null,null,null,null,null,null,"■","事業者、工場・事業場、支援機関情報"]
[null,"事業番号",null,null,null,null,null,null,null,null,null,null,null,null,null,null,null,null,null,null,null,null,null,null,null,null,null,null,null,null,null,null,null,null,null,null,null,null,null,null,"事業番号"]
[null,"事業者名",null,null,null,null,null,{"$f":"IF(表紙!L41=\"\",\"\",表紙!L41)","v":"ABC工業株式会社"},null,null,null,null,null,null,null,null,null,null,null,null,null,null,null,null,null,null,null,null,null,null,null,null,null,null,null,null,null,null,null,null,"事業者名",null,null,null,null,null,"○○株式会社",null,null,null,null,null,null,null,null,null,null,null,null,null,null,null,null,null,null,null,null,null,null,null,null,null,null,null,null,null,null,"事業者名、工場・事業場名、支援機関名は、表紙で入力した名称が反映されます。"]
[null,"工場・事業場名",null,null,null,null,null,{"$f":"IF(表紙!L44=\"\",\"\",表紙!L44)","v":"ABC工業株式会社SHIFT工場"},null,null,null,null,null,null,null,null,null,null,null,null,null,null,null,null,null,null,null,null,null,null,null,null,null,null,null,null,null,null,null,null,"工場・事業場名",null,null,null,null,null,"○○○○工場"]
[null,"主支援機関名",null,null,null,null,null,{"$f":"IF(表紙!L55=\"\",\"\",表紙!L55)","v":""},null,null,null,null,null,null,null,null,null,null,null,null,null,null,null,null,null,null,null,null,null,null,null,null,null,null,null,null,null,null,null,null,"主支援機関名",null,null,null,null,null,"株式会社△△"]
[null,null,"支援責任者",null,null,null,null,"氏名",null,null,null,null,null,null,null,null,null,"所属・役職",null,null,null,null,null,null,null,null,null,null,null,null,null,null,null,null,null,null,null,null,null,null,null,"支援責任者",null,null,null,null,"氏名",null,null,null,null,null,null,null,null,null,"所属・役職"]
[null,null,"事務連絡先",null,null,null,null,"TEL",null,null,null,null,null,null,null,null,null,"e-mail",null,null,null,null,null,null,null,null,null,null,null,null,null,null,null,null,null,null,null,null,null,null,null,"事務連絡先",null,null,null,null,"TEL",null,null,null,null,null,null,null,null,null,"e-mail"]
[null,null,"支援員",null,null,null,null,"①",null,null,null,null,null,null,null,null,null,"②",null,null,null,null,null,null,null,null,null,"③",null,null,null,null,null,null,null,null,null,null,null,null,null,"支援員",null,null,null,null,"①",null,null,null,null,null,null,null,null,null,"②",null,null,null,null,null,null,null,null,null,"③"]
[null,{"$f":"IF(表紙!D58=\"\",\"\",IF(COUNTIF(表紙!D58,\"*/*\"),\"副/共同支援機関\",表紙!D58&\"名\"))","v":"副/共同支援機関"},null,null,null,null,null,{"$f":"IF(表紙!L58=\"\",\"\",表紙!L58)","v":""},null,null,null,null,null,null,null,null,null,null,null,null,null,null,null,null,null,null,null,null,null,null,null,null,null,null,null,null,null,null,null,null,"副/共同支援機関",null,null,null,null,null,""]
[null,null,"支援責任者",null,null,null,null,"氏名",null,null,null,null,null,null,null,null,null,"所属・役職",null,null,null,null,null,null,null,null,null,null,null,null,null,null,null,null,null,null,null,null,null,null,null,"支援責任者",null,null,null,null,"氏名",null,null,null,null,null,null,null,null,null,"所属・役職"]
[null,null,"事務連絡先",null,null,null,null,"TEL",null,null,null,null,null,null,null,null,null,"e-mail",null,null,null,null,null,null,null,null,null,null,null,null,null,null,null,null,null,null,null,null,null,null,null,"事務連絡先",null,null,null,null,"TEL",null,null,null,null,null,null,null,null,null,"e-mail"]
[null,null,"支援員",null,null,null,null,"①",null,null,null,null,null,null,null,null,null,"②",null,null,null,null,null,null,null,null,null,"③",null,null,null,null,null,null,null,null,null,null,null,null,null,"支援員",null,null,null,null,"①",null,null,null,null,null,null,null,null,null,"②",null,null,null,null,null,null,null,null,null,"③"]
[]
[null,"■","支援対象範囲",null,null,null,null,null,null,null,null,null,null,null,null,null,null,null,null,null,null,null,null,null,null,null,null,null,null,null,null,null,null,null,null,null,null,null,null,null,"■","支援対象範囲",null,null,null,null,null,null,null,null,null,null,"支援計画書がある場合には、支援計画書に記載の内容を転記してください。採択時及び以後に支援対象範囲等を変更した場合には、変更後の内容を記載してください。",null,null,null,null,null,null,null,null,null,null,null,null,null,null,null,null,null,null,null,null,null,null,null,null,null,null,null,null,null,"支援対象範囲"]
[null,"対象範囲",null,null,null,null,null,"備考",null,null,null,null,null,null,null,null,null,null,null,null,null,null,null,null,null,null,null,null,null,null,null,null,null,null,null,null,null,null,null,null,"対象範囲",null,null,null,null,null,"備考",null,null,null,null,null,null,null,null,null,null,null,null,null,null,null,null,null,null,null,null,null,null,null,null,null,null,null,null,null,null,null,null,null,null,null,"工場・事業場全体"]
[null,null,null,null,null,null,null,null,null,null,null,null,null,null,null,null,null,null,null,null,null,null,null,null,null,null,null,null,null,null,null,null,null,null,null,null,null,null,null,null,"工場・事業場全体",null,null,null,null,null,null,null,null,null,null,null,null,null,null,null,null,null,null,null,null,null,null,null,null,null,null,null,null,null,null,null,null,null,null,null,null,null,null,null,null,null,"システム（単一）"]
[null,null,null,null,null,null,null,null,null,null,null,null,null,null,null,null,null,null,null,null,null,null,null,null,null,null,null,null,null,null,null,null,null,null,null,null,null,null,null,null,null,null,null,null,null,null,null,null,null,null,null,null,null,null,null,null,null,null,null,null,null,null,null,null,null,null,null,null,null,null,null,null,null,null,null,null,null,null,null,null,null,null,"システム（複数）"]
[]
[null,"■","支援実施記録",null,null,null,null,null,null,null,null,null,null,null,null,null,null,null,null,null,null,null,null,null,null,null,null,null,null,null,null,null,null,null,null,null,null,null,null,null,"■","支援実施記録"]
[null,"支援内容",null,null,null,null,null,null,null,null,null,null,null,null,null,null,null,"計画年月日",null,null,null,null,"実績年月日",null,null,null,null,"備考",null,null,null,null,null,null,null,null,null,null,null,null,"支援内容",null,null,null,null,null,null,null,null,null,null,null,null,null,null,null,"計画年月日",null,null,null,null,"実績年月日",null,null,null,null,"備考"]
[null,"0.支援計画書の作成",null,null,null,null,null,null,null,null,null,null,null,null,null,null,null,null,null,null,null,null,null,null,null,null,null,null,null,null,null,null,null,null,null,null,null,null,null,null,"0.支援計画書の作成",null,null,null,null,null,null,null,null,null,null,null,null,null,null,null,"2024-07-01",null,null,null,null,"2024-07-01"]
[null,"1.支援機関・事業者の打ち合わせ",null,null,null,null,null,null,null,null,null,null,null,null,null,null,null,null,null,null,null,null,null,null,null,null,null,null,null,null,null,null,null,null,null,null,null,null,null,null,"1.支援機関・事業者の打ち合わせ",null,null,null,null,null,null,null,null,null,null,null,null,null,null,null,"2024-07-08",null,null,null,null,"2024-07-10"]
[null,"2.現地調査",null,null,null,null,null,null,null,null,null,null,null,null,null,null,null,null,null,null,null,null,null,null,null,null,null,null,null,null,null,null,null,null,null,null,null,null,null,null,"2.現地調査",null,null,null,null,null,null,null,null,null,null,null,null,null,null,null,"2024-07-30"]
[null,"3.計測機器設置",null,null,null,null,null,null,null,null,null,null,null,null,null,null,null,null,null,null,null,null,null,null,null,null,null,null,null,null,null,null,null,null,null,null,null,null,null,null,"3.計測機器設置",null,null,null,null,null,null,null,null,null,null,null,null,null,null,null,"2024-07-30"]
[null,"4.診断結果報告会（対策提案と実施対策の合意）",null,null,null,null,null,null,null,null,null,null,null,null,null,null,null,null,null,null,null,null,{"$f":"IF('431報告会議事録'!E7=\"\",\"\",'431報告会議事録'!E7)","v":""},null,null,null,null,null,null,null,null,null,null,null,null,null,null,null,null,null,"4.中間報告（対策提案と合意）",null,null,null,null,null,null,null,null,null,null,null,null,null,null,null,"2024-08-28"]
[null,"5.実施計画報告会（実施計画への合意）",null,null,null,null,null,null,null,null,null,null,null,null,null,null,null,null,null,null,null,null,null,null,null,null,null,null,null,null,null,null,null,null,null,null,null,null,null,null,"5.最終報告（実施計画提案と合意）",null,null,null,null,null,null,null,null,null,null,null,null,null,null,null,"2024-09-20"]
[null,"6.請求書提出",null,null,null,null,null,null,null,null,null,null,null,null,null,null,null,null,null,null,null,null,null,null,null,null,null,null,null,null,null,null,null,null,null,null,null,null,null,null,"6.請求書提出",null,null,null,null,null,null,null,null,null,null,null,null,null,null,null,"2024-10-31"]
[]
[null,"■","報告会開催・参加記録",null,null,null,null,null,null,null,null,null,null,null,null,null,null,null,null,null,null,null,null,null,null,null,null,null,null,null,null,null,null,null,null,null,null,null,null,null,"■","報告会開催・参加記録",null,null,null,null,null,null,null,null,null,null,null,null,null,null,null,null,null,null,"診断結果報告会の開催日、開催場所、出席者氏名等は［431報告会議事録］から反映されます。"]
[null,"１．診断結果報告会",null,null,null,null,null,null,null,null,null,null,null,null,null,null,null,null,null,null,null,null,null,null,null,null,null,null,null,null,null,null,null,null,null,null,null,null,null,null,"１．診断結果報告会",null,null,null,null,null,null,null,null,null,null,null,null,null,null,null,null,null,null,null,null,null,null,null,null,null,null,null,null,null,null,null,null,null,null,null,null,null,null,null,null,null,"INDIRECT用"]
[null,"開催日",null,null,{"$f":"IF(INDIRECT($CE$37&\"E7\")=\"\",\"\",INDIRECT($CE$37&\"E7\"))","v":""},null,null,null,null,null,"開催場所",null,null,null,{"$f":"IF(INDIRECT($CE$37&\"E8\")=\"\",\"\",INDIRECT($CE$37&\"E8\"))","v":""},null,null,null,null,null,null,null,null,null,null,null,null,null,null,null,null,null,null,null,null,null,null,null,null,null,"開催日",null,null,null,null,null,null,null,null,"開催場所",null,null,null,null,null,null,null,null,null,null,null,null,null,null,null,null,null,null,null,null,null,null,null,null,null,null,null,null,null,null,null,null,{"$f":"\"'\"&RIGHT(CELL(\"filename\",'431報告会議事録'!$A$1),LEN(CELL(\"filename\",'431報告会議事録'!$A$1))-FIND(\"]\",CELL(\"filename\",'431報告会議事録'!$A$1)))&\"'!\"","v":"'431報告会議事録'!"}]
[null,"出席者",null,null,null,null,null,null,null,"氏名",null,null,null,null,null,null,"所属・役職",null,null,null,null,null,null,null,null,null,null,null,null,"備考",null,null,null,null,null,null,null,null,null,null,"出席者",null,null,null,null,null,null,null,"氏名",null,null,null,null,null,null,"所属・役職",null,null,null,null,null,null,null,null,null,null,null,null,"備考"]
[null,"事業者","経営責任者(同等者)",null,null,null,null,null,null,{"$f":"IF(INDIRECT($CE$37&\"J10\")=\"\",\"\",INDIRECT($CE$37&\"J10\"))","v":""},null,null,null,null,null,null,{"$f":"IF(INDIRECT($CE$37&\"Q10\")=\"\",\"\",INDIRECT($CE$37&\"Q10\"))","v":""},null,null,null,null,null,null,null,null,null,null,null,null,null,null,null,null,null,null,null,null,null,null,null,"事業者","経営責任者(同等者)"]
[null,null,"同席者１",null,null,null,null,null,null,{"$f":"IF(INDIRECT($CE$37&\"J11\")=\"\",\"\",INDIRECT($CE$37&\"J11\"))","v":""},null,null,null,null,null,null,{"$f":"IF(INDIRECT($CE$37&\"Q11\")=\"\",\"\",INDIRECT($CE$37&\"Q11\"))","v":""},null,null,null,null,null,null,null,null,null,null,null,null,null,null,null,null,null,null,null,null,null,null,null,null,"同席者１"]
[null,null,"同席者２",null,null,null,null,null,null,{"$f":"IF(INDIRECT($CE$37&\"J12\")=\"\",\"\",INDIRECT($CE$37&\"J12\"))","v":""},null,null,null,null,null,null,{"$f":"IF(INDIRECT($CE$37&\"Q12\")=\"\",\"\",INDIRECT($CE$37&\"Q12\"))","v":""},null,null,null,null,null,null,null,null,null,null,null,null,null,null,null,null,null,null,null,null,null,null,null,null,"同席者２"]
[null,"支援機関","支援責任者",null,null,null,null,null,null,{"$f":"IF(INDIRECT($CE$37&\"J13\")=\"\",\"\",INDIRECT($CE$37&\"J13\"))","v":""},null,null,null,null,null,null,{"$f":"IF(INDIRECT($CE$37&\"Q13\")=\"\",\"\",INDIRECT($CE$37&\"Q13\"))","v":""},null,null,null,null,null,null,null,null,null,null,null,null,null,null,null,null,null,null,null,null,null,null,null,"支援機関","支援責任者"]
[null,null,"支援員１",null,null,null,null,null,null,{"$f":"IF(INDIRECT($CE$37&\"J14\")=\"\",\"\",INDIRECT($CE$37&\"J14\"))","v":""},null,null,null,null,null,null,{"$f":"IF(INDIRECT($CE$37&\"Q14\")=\"\",\"\",INDIRECT($CE$37&\"Q14\"))","v":""},null,null,null,null,null,null,null,null,null,null,null,null,null,null,null,null,null,null,null,null,null,null,null,null,"支援員１"]
[null,null,"支援員２",null,null,null,null,null,null,{"$f":"IF(INDIRECT($CE$37&\"J15\")=\"\",\"\",INDIRECT($CE$37&\"J15\"))","v":""},null,null,null,null,null,null,{"$f":"IF(INDIRECT($CE$37&\"Q15\")=\"\",\"\",INDIRECT($CE$37&\"Q15\"))","v":""},null,null,null,null,null,null,null,null,null,null,null,null,null,null,null,null,null,null,null,null,null,null,null,null,"支援員２"]
[]
[null,"２．実施計画報告会",null,null,null,null,null,null,null,null,null,null,null,null,null,null,null,null,null,null,null,null,null,null,null,null,null,null,null,null,null,null,null,null,null,null,null,null,null,null,"２．実施計画報告会"]
[null,"開催日",null,null,{"$f":"IF($W$32=\"\",\"\",$W$32)","v":""},null,null,null,null,null,"開催場所",null,null,null,null,null,null,null,null,null,null,null,null,null,null,null,null,null,null,null,null,null,null,null,null,null,null,null,null,null,"開催日",null,null,null,null,null,null,null,null,"開催場所"]
[null,"出席者",null,null,null,null,null,null,null,"氏名",null,null,null,null,null,null,"所属・役職",null,null,null,null,null,null,null,null,null,null,null,null,"備考",null,null,null,null,null,null,null,null,null,null,"出席者",null,null,null,null,null,null,null,"氏名",null,null,null,null,null,null,"所属・役職",null,null,null,null,null,null,null,null,null,null,null,null,"備考"]
[null,"事業者","経営責任者(同等者)",null,null,null,null,null,null,null,null,null,null,null,null,null,null,null,null,null,null,null,null,null,null,null,null,null,null,null,null,null,null,null,null,null,null,null,null,null,"事業者","経営責任者(同等者)"]
[null,null,"同席者１",null,null,null,null,null,null,null,null,null,null,null,null,null,null,null,null,null,null,null,null,null,null,null,null,null,null,null,null,null,null,null,null,null,null,null,null,null,null,"同席者１"]
[null,null,"同席者２",null,null,null,null,null,null,null,null,null,null,null,null,null,null,null,null,null,null,null,null,null,null,null,null,null,null,null,null,null,null,null,null,null,null,null,null,null,null,"同席者２"]
[null,"支援機関","支援責任者",null,null,null,null,null,null,null,null,null,null,null,null,null,null,null,null,null,null,null,null,null,null,null,null,null,null,null,null,null,null,null,null,null,null,null,null,null,"支援機関","支援責任者"]
[null,null,"支援員１",null,null,null,null,null,null,null,null,null,null,null,null,null,null,null,null,null,null,null,null,null,null,null,null,null,null,null,null,null,null,null,null,null,null,null,null,null,null,"支援員１"]
[null,null,"支援員２",null,null,null,null,null,null,null,null,null,null,null,null,null,null,null,null,null,null,null,null,null,null,null,null,null,null,null,null,null,null,null,null,null,null,null,null,null,null,"支援員２"]

{"sheet":"【参考】対策メニューリスト","index":45,"n_rows":345,"n_cols":14,"rows_kept":345,"cut":false,"hidden":false,"merged":[]}
[null,null,null,"【参考】対策メニューリスト"]
[null,null,null,"大分類",null,"中分類",null,"6類型",null,"対策メニュー名","旧メニュー番号（R4年度）","メニュー番号（計算式）","メニュー番号","備考"]
[null,null,11,"空調システム",1,"発生",1,"運用改善",1,"熱源機（ボイラーを除く）の不要時停止",null,{"$f":"C3&E3&G3&I3","v":"11111"},11111]
[null,null,11,"空調システム",1,"発生",1,"運用改善",2,"吸収式冷温水機の燃焼空気比低減",null,{"$f":"C4&E4&G4&I4","v":"11112"},11112]
[null,null,11,"空調システム",1,"発生",1,"運用改善",3,"冷却水設定温度・流量の適正化",null,"11113",11113]
[null,null,11,"空調システム",1,"発生",1,"運用改善",4,"冷水・温水出口温度の調整",null,"11114",11114]
[null,null,11,"空調システム",1,"発生",1,"運用改善",5,"蓄熱システム運転スケジュールの調整",null,"11115",11115]
[null,null,11,"空調システム",1,"発生",1,"運用改善",6,"密閉式冷却塔熱交換器のスケール除去",null,"11116",11116]
[null,null,11,"空調システム",1,"発生",1,"運用改善",7,"冷却塔充てん材の清掃",null,"11117",11117]
[null,null,11,"空調システム",1,"発生",1,"運用改善",8,"室外機フィンの清掃・洗浄",null,"11118",11118]
[null,null,11,"空調システム",1,"発生",1,"運用改善",0,"メニューにない対策（運用改善）",null,"11110",11110]
[null,null,11,"空調システム",1,"発生",2,"部分更新・機能付加",1,"室外機の放熱環境改善（遮熱、散水等）",null,"11121",11121]
[null,null,11,"空調システム",1,"発生",2,"部分更新・機能付加",2,"フリークーリング制御機能の追加",null,"11122",11122]
[null,null,11,"空調システム",1,"発生",2,"部分更新・機能付加",3,"熱交換器温度制御の導入",null,"11123",11123]
[null,null,11,"空調システム",1,"発生",2,"部分更新・機能付加","-","冷却塔ファンのインバータ制御機能の追加","（旧 11124）",24022,24022,"R4年度メニューリストの[11124]については、[24022]を選択。"]
[null,null,11,"空調システム",1,"発生",2,"部分更新・機能付加",5,"冷水蓄熱槽の放熱ロス改善",null,"11125",11125]
[null,null,11,"空調システム",1,"発生",2,"部分更新・機能付加",6,"遠隔監視・管理サービスの導入",null,"11126",11126]
[null,null,11,"空調システム",1,"発生",2,"部分更新・機能付加",0,"メニューにない対策（部分更新・機能付加）",null,"11120",11120]
[null,null,11,"空調システム",1,"発生",3,"設備導入",1,"高効率ターボ冷凍機の導入",null,"11131",11131]
[null,null,11,"空調システム",1,"発生",3,"設備導入",2,"熱回収ヒートポンプの導入",null,"11132",11132]
[null,null,11,"空調システム",1,"発生",3,"設備導入",3,"デシカント空調システムの導入",null,"11133",11133]
[null,null,11,"空調システム",1,"発生",3,"設備導入",4,"高効率ヒートポンプチラーの導入（老朽化更新を含む）",null,"11134",11134]
[null,null,11,"空調システム",1,"発生",3,"設備導入",5,"高効率パッケージエアコンの導入（老朽化更新を含む）",null,"11135",11135]
[null,null,11,"空調システム",1,"発生",3,"設備導入",6,"その他の高効率熱源機（ボイラーを除く）の導入（セントラル空調方式）",null,"11136",11136]
[null,null,11,"空調システム",1,"発生",3,"設備導入",0,"メニューにない対策（設備導入）",null,"11130",11130]
[null,null,11,"空調システム",1,"発生",4,"燃料低炭素化",1,"再生可能エネルギー（地中熱、太陽熱等）利用空調設備の導入",null,"11141",11141]
[null,null,11,"空調システム",1,"発生",4,"燃料低炭素化","-","高効率ヒートポンプチラーの導入（燃料転換）","（旧 11142）",11151,11151,"R4年度メニューリストの[11142]については、[11151]を選択。"]
[null,null,11,"空調システム",1,"発生",4,"燃料低炭素化","-","高効率パッケージエアコンの導入（燃料転換）","（旧 11143）",11152,11152,"R4年度メニューリストの[11143]については、[11152]を選択。"]
[null,null,11,"空調システム",1,"発生",4,"燃料低炭素化",0,"メニューにない対策（燃料低炭素化）",null,{"$f":"C29&E29&G29&I29","v":"11140"},11140]
[null,null,11,"空調システム",1,"発生",5,"電化",1,"高効率ヒートポンプチラーの導入",null,{"$f":"C30&E30&G30&I30","v":"11151"},11151]
[null,null,11,"空調システム",1,"発生",5,"電化",2,"高効率パッケージエアコンの導入",null,{"$f":"C31&E31&G31&I31","v":"11152"},11152]
[null,null,11,"空調システム",1,"発生",5,"電化",0,"メニューにない対策（電化）",null,"11150",11150]
[null,null,11,"空調システム",1,"発生",6,"電力低炭素化","-","メニューにない対策（電力低炭素化）","（旧 11150）",{"$f":"I33","v":"-"},"-","このメニューを選択する必要がある場合は、支援機関窓口に相談。"]
[null,null,11,"空調システム",2,"移送",1,"運用改善",1,"空調室内機のフィルター、コイル等の清掃",null,"11211",11211]
[null,null,11,"空調システム",2,"移送",1,"運用改善",0,"メニューにない対策（運用改善）",null,"11210",11210]
[null,null,11,"空調システム",2,"移送",2,"部分更新・機能付加",1,"移送配管等の漏れ防止、断熱補修",null,"11221",11221]
[null,null,11,"空調システム",2,"移送",2,"部分更新・機能付加","-","空調機・換気ファンの省エネファンベルト導入","（旧 11222）",24023,24023,"R4年度メニューリストの[11222]については、[24023]を選択。"]
[null,null,11,"空調システム",2,"移送",2,"部分更新・機能付加",3,"可変風量（VAV）制御方式の導入",null,"11223",11223]
[null,null,11,"空調システム",2,"移送",2,"部分更新・機能付加",0,"メニューにない対策（部分更新・機能付加）",null,"11220",11220]
[null,null,11,"空調システム",2,"移送",3,"設備導入",1,"大温度差送風・送水システムの導入",null,"11231",11231]
[null,null,11,"空調システム",2,"移送",3,"設備導入","-","高効率ファン（プラグファン等）の導入","（旧 11232）",24031,24031,"R4年度メニューリストの[11232]については、[24031]を選択。"]
[null,null,11,"空調システム",2,"移送",3,"設備導入",0,"メニューにない対策（設備導入）",null,"11230",11230]
[null,null,11,"空調システム",2,"移送",4,"燃料低炭素化","-","メニューにない対策（燃料低炭素化）",null,{"$f":"I43","v":"-"},"-","このメニューを選択する必要がある場合は、支援機関窓口に相談。"]
[null,null,11,"空調システム",2,"移送",5,"電化","-","メニューにない対策（電化）",null,{"$f":"I44","v":"-"},"-","このメニューを選択する必要がある場合は、支援機関窓口に相談。"]
[null,null,11,"空調システム",2,"移送",6,"電力低炭素化","-","メニューにない対策（電力低炭素化）","（旧 11250）",{"$f":"I45","v":"-"},"-","このメニューを選択する必要がある場合は、支援機関窓口に相談。"]
[null,null,11,"空調システム",3,"消費",1,"運用改善",1,"空調・換気不要時の空調・換気停止、運転時間短縮",null,"11311",11311]
[null,null,11,"空調システム",3,"消費",1,"運用改善",2,"外気取り入れ量の縮小・停止",null,"11312",11312]
[null,null,11,"空調システム",3,"消費",1,"運用改善",3,"冷房時の再熱運転の停止",null,"11313",11313]
[null,null,11,"空調システム",3,"消費",1,"運用改善",4,"夜間等の冷気取入れ（ナイトパージ）",null,"11314",11314]
[null,null,11,"空調システム",3,"消費",1,"運用改善",5,"冷暖房ミキシングロスの防止",null,"11315",11315]
[null,null,11,"空調システム",3,"消費",1,"運用改善",6,"冷暖房設定温度・湿度の緩和",null,"11316",11316]
[null,null,11,"空調システム",3,"消費",1,"運用改善",7,"全熱交換器の有効利用",null,"11317",11317]
[null,null,11,"空調システム",3,"消費",1,"運用改善",0,"メニューにない対策（運用改善）",null,"11310",11310]
[null,null,11,"空調システム",3,"消費",2,"部分更新・機能付加",1,"空調・換気のスケジュール運転・断続運転制御の導入",null,"11321",11321]
[null,null,11,"空調システム",3,"消費",2,"部分更新・機能付加",2,"センサーを利用した外気量自動制御システムの導入",null,"11322",11322]
[null,null,11,"空調システム",3,"消費",2,"部分更新・機能付加",3,"外気冷房空調システムの導入（中間期に送風のみ）",null,"11323",11323]
[null,null,11,"空調システム",3,"消費",2,"部分更新・機能付加",4,"直接噴霧加湿による加湿蒸気量の低減",null,"11324",11324]
[null,null,11,"空調システム",3,"消費",2,"部分更新・機能付加",5,"空調ゾーニング細分化、発熱源の断熱強化",null,"11325",11325]
[null,null,11,"空調システム",3,"消費",2,"部分更新・機能付加",6,"屋根の断熱性・遮熱性向上（遮熱塗料、散水等）",null,"11326",11326]
[null,null,11,"空調システム",3,"消費",2,"部分更新・機能付加",7,"窓の断熱性・遮熱性向上（フィルム、塗料、ガラス、ブラインド等）",null,"11327",11327]
[null,null,11,"空調システム",3,"消費",2,"部分更新・機能付加",8,"その他の建物断熱性・遮熱性の向上",null,"11328",11328]
[null,null,11,"空調システム",3,"消費",2,"部分更新・機能付加",0,"メニューにない対策（部分更新・機能付加）",null,"11320",11320]
[null,null,11,"空調システム",3,"消費",3,"設備導入",1,"全熱交換器の導入",null,"11331",11331]
[null,null,11,"空調システム",3,"消費",3,"設備導入",2,"置換空調・成層空調システムの導入",null,"11332",11332]
[null,null,11,"空調システム",3,"消費",3,"設備導入",3,"高性能窓システム（エアフローウィンドー等）の導入",null,"11333",11333]
[null,null,11,"空調システム",3,"消費",3,"設備導入",0,"メニューにない対策（設備導入）",null,"11330",11330]
[null,null,11,"空調システム",3,"消費",4,"燃料低炭素化","-","メニューにない対策（燃料低炭素化）",null,{"$f":"I67","v":"-"},"-","このメニューを選択する必要がある場合は、支援機関窓口に相談。"]
[null,null,11,"空調システム",3,"消費",5,"電化","-","メニューにない対策（電化）",null,{"$f":"I68","v":"-"},"-","このメニューを選択する必要がある場合は、支援機関窓口に相談。"]
[null,null,11,"空調システム",3,"消費",6,"電力低炭素化","-","メニューにない対策（電力低炭素化）","（旧 11350）",{"$f":"I69","v":"-"},"-","このメニューを選択する必要がある場合は、支援機関窓口に相談。"]
[null,null,12,"蒸気システム",1,"発生",1,"運用改善",1,"ボイラーの不要時停止",null,"12111",12111]
[null,null,12,"蒸気システム",1,"発生",1,"運用改善",2,"高効率ボイラーの優先運転（運転台数の削減）",null,"12112",12112]
[null,null,12,"蒸気システム",1,"発生",1,"運用改善",3,"ボイラーの運転圧力調整",null,"12113",12113]
[null,null,12,"蒸気システム",1,"発生",1,"運用改善",4,"ボイラーの燃焼空気比改善",null,"12114",12114]
[null,null,12,"蒸気システム",1,"発生",1,"運用改善",5,"バーナーチップの清掃・交換",null,"12115",12115]
[null,null,12,"蒸気システム",1,"発生",1,"運用改善",6,"ボイラーのブロー量の適正化",null,"12116",12116]
[null,null,12,"蒸気システム",1,"発生",1,"運用改善",7,"ボイラーの停止時間の電源遮断",null,"12117",12117]
[null,null,12,"蒸気システム",1,"発生",1,"運用改善",0,"メニューにない対策（運用改善）",null,"12110",12110]
[null,null,12,"蒸気システム",1,"発生",2,"部分更新・機能付加",1,"給水タンク等の保温",null,"12121",12121]
[null,null,12,"蒸気システム",1,"発生",2,"部分更新・機能付加",2,"ボイラー排ガス利用による高効率化（給水予熱、燃焼空気予熱等）",null,"12122",12122]
[null,null,12,"蒸気システム",1,"発生",2,"部分更新・機能付加",3,"ブロー水の顕熱回収（給水予熱装置の導入）",null,"12123",12123]
[null,null,12,"蒸気システム",1,"発生",2,"部分更新・機能付加",4,"中小型ボイラーの省エネ燃焼システムの導入",null,"12124",12124]
[null,null,12,"蒸気システム",1,"発生",2,"部分更新・機能付加",5,"ボイラー本体の断熱保温",null,"12125",12125]
[null,null,12,"蒸気システム",1,"発生",2,"部分更新・機能付加",0,"メニューにない対策（部分更新・機能付加）",null,"12120",12120]
[null,null,12,"蒸気システム",1,"発生",3,"設備導入",1,"高効率ボイラーの導入（潜熱回収型等）",null,{"$f":"C84&E84&G84&I84","v":"12131"},12131]
[null,null,12,"蒸気システム",1,"発生",3,"設備導入",0,"メニューにない対策（設備導入）",null,"12130",12130]
[null,null,12,"蒸気システム",1,"発生",4,"燃料低炭素化","-","高温ヒートポンプの導入","（旧 12141）",12151,12151,"R4年度メニューリストの[12141]については、[12151]を選択。"]
[null,null,12,"蒸気システム",1,"発生",4,"燃料低炭素化",2,"燃料転換（重油焚きからガス焚きボイラー）",null,"12142",12142]
[null,null,12,"蒸気システム",1,"発生",4,"燃料低炭素化",3,"燃料転換（重油焚きからガス焚きボイラー以外）",null,"12143",12143]
[null,null,12,"蒸気システム",1,"発生",4,"燃料低炭素化",4,"バイオマスボイラーの導入（給湯用を除く）",null,"12144",12144]
[null,null,12,"蒸気システム",1,"発生",4,"燃料低炭素化",0,"メニューにない対策（燃料低炭素化）",null,"12140",12140]
[null,null,12,"蒸気システム",1,"発生",5,"電化",1,"高温ヒートポンプの導入",null,{"$f":"C91&E91&G91&I91","v":"12151"},12151]
[null,null,12,"蒸気システム",1,"発生",5,"電化",0,"メニューにない対策（電化）",null,"12150",12150]
[null,null,12,"蒸気システム",1,"発生",6,"電力低炭素化","-","メニューにない対策（電力低炭素化）","（旧 12150）",{"$f":"I93","v":"-"},"-","このメニューを選択する必要がある場合は、支援機関窓口に相談。"]
[null,null,12,"蒸気システム",2,"移送",1,"運用改善",0,"メニューにない対策（運用改善）",null,"12210",12210]
[null,null,12,"蒸気システム",2,"移送",2,"部分更新・機能付加",1,"蒸気配管経路の見直し",null,"12221",12221]
[null,null,12,"蒸気システム",2,"移送",2,"部分更新・機能付加",2,"蒸気配管・蒸気バルブ・フランジ等の断熱強化",null,"12222",12222]
[null,null,12,"蒸気システム",2,"移送",2,"部分更新・機能付加",3,"蒸気漏れの配管・継手・バルブ類の管理・更新",null,"12223",12223]
[null,null,12,"蒸気システム",2,"移送",2,"部分更新・機能付加",4,"スチームトラップとドレン回収装置の管理・更新",null,"12224",12224]
[null,null,12,"蒸気システム",2,"移送",2,"部分更新・機能付加",0,"メニューにない対策（部分更新・機能付加）",null,"12220",12220]
[null,null,12,"蒸気システム",2,"移送",3,"設備導入",1,"蒸気減圧ラインへのタービン設置による動力回収",null,"12231",12231]
[null,null,12,"蒸気システム",2,"移送",3,"設備導入",0,"メニューにない対策（設備導入）",null,"12230",12230]
[null,null,12,"蒸気システム",2,"移送",4,"燃料低炭素化","-","メニューにない対策（燃料低炭素化）",null,{"$f":"I102","v":"-"},"-","このメニューを選択する必要がある場合は、支援機関窓口に相談。"]
[null,null,12,"蒸気システム",2,"移送",5,"電化","-","メニューにない対策（電化）",null,{"$f":"I103","v":"-"},"-","このメニューを選択する必要がある場合は、支援機関窓口に相談。"]
[null,null,12,"蒸気システム",2,"移送",6,"電力低炭素化","-","メニューにない対策（電力低炭素化）","（旧 12250）",{"$f":"I104","v":"-"},"-","このメニューを選択する必要がある場合は、支援機関窓口に相談。"]
[null,null,12,"蒸気システム",3,"消費",1,"運用改善",1,"利用蒸気の温度・蒸気圧の低減",null,"12311",12311]
[null,null,12,"蒸気システム",3,"消費",1,"運用改善",0,"メニューにない対策（運用改善）",null,"12310",12310]
[null,null,12,"蒸気システム",3,"消費",2,"部分更新・機能付加",1,"ドレン水回収設備・フラッシュ蒸気利用設備の導入",null,"12321",12321]
[null,null,12,"蒸気システム",3,"消費",2,"部分更新・機能付加",2,"蒸気使用機器の断熱保温",null,"12322",12322]
[null,null,12,"蒸気システム",3,"消費",2,"部分更新・機能付加",0,"メニューにない対策（部分更新・機能付加）",null,"12320",12320]
[null,null,12,"蒸気システム",3,"消費",3,"設備導入",0,"メニューにない対策（設備導入）",null,"12330",12330]
[null,null,12,"蒸気システム",3,"消費",4,"燃料低炭素化",0,"メニューにない対策（燃料低炭素化）",null,"12340",12340]
[null,null,12,"蒸気システム",3,"消費",5,"電化","-","メニューにない対策（電化）",null,{"$f":"I112","v":"-"},"-","このメニューを選択する必要がある場合は、支援機関窓口に相談。"]
[null,null,12,"蒸気システム",3,"消費",6,"電力低炭素化","-","メニューにない対策（電力低炭素化）","（旧 12350）",{"$f":"I113","v":"-"},"-","このメニューを選択する必要がある場合は、支援機関窓口に相談。"]
[null,null,13,"冷却水システム",1,"発生",1,"運用改善","-","冷却水設定温度・流量の適正化","（旧 13111）",11113,11113,"R4年度メニューリストの[13111]については、[11113]を選択。"]
[null,null,13,"冷却水システム",1,"発生",1,"運用改善","-","吸収式冷凍機の燃焼空気比改善","（旧 13112）",11112,11112,"R4年度メニューリストの[13112]については、[11112]を選択。"]
[null,null,13,"冷却水システム",1,"発生",1,"運用改善",0,"メニューにない対策（運用改善）",null,"13110",13110]
[null,null,13,"冷却水システム",1,"発生",2,"部分更新・機能付加","-","冷却塔ファンのインバータ制御機能の追加","（旧 13121）",24022,24022,"R4年度メニューリストの[13121]については、[24022]を選択。"]
[null,null,13,"冷却水システム",1,"発生",2,"部分更新・機能付加","-","フリークーリング制御機能の追加","（旧 13122）",11122,11122,"R4年度メニューリストの[13122]については、[11122]を選択。"]
[null,null,13,"冷却水システム",1,"発生",2,"部分更新・機能付加",0,"メニューにない対策（部分更新・機能付加）",null,"13120",13120]
[null,null,13,"冷却水システム",1,"発生",3,"設備導入","-","省エネ型の冷却塔の導入","（旧 13131）",11136,11136,"R4年度メニューリストの[13131]については、[11136]を選択。"]
[null,null,13,"冷却水システム",1,"発生",3,"設備導入","-","熱回収ヒートポンプの導入","（旧 13132）",29052,29052,"R4年度メニューリストの[13132]については、[29052]を選択。"]
[null,null,13,"冷却水システム",1,"発生",3,"設備導入","-","高効率チラーの導入","（旧 13133）",11134,11134,"R4年度メニューリストの[13133]については、[11134]を選択。"]
[null,null,13,"冷却水システム",1,"発生",3,"設備導入",0,"メニューにない対策（設備導入）",null,"13130",13130]
[null,null,13,"冷却水システム",1,"発生",4,"燃料低炭素化","-","メニューにない対策（燃料低炭素化）",null,{"$f":"I124","v":"-"},"-","このメニューを選択する必要がある場合は、支援機関窓口に相談。"]
[null,null,13,"冷却水システム",1,"発生",5,"電化","-","メニューにない対策（電化）",null,{"$f":"I125","v":"-"},"-","このメニューを選択する必要がある場合は、支援機関窓口に相談。"]
[null,null,13,"冷却水システム",1,"発生",6,"電力低炭素化","-","メニューにない対策（電力低炭素化）","（旧 13150）",{"$f":"I126","v":"-"},"-","このメニューを選択する必要がある場合は、支援機関窓口に相談。"]
[null,null,13,"冷却水システム",2,"移送",1,"運用改善",0,"メニューにない対策（運用改善）",null,"13210",13210]
[null,null,13,"冷却水システム",2,"移送",2,"部分更新・機能付加",0,"メニューにない対策（部分更新・機能付加）",null,"13220",13220]
[null,null,13,"冷却水システム",2,"移送",3,"設備導入",0,"メニューにない対策（設備導入）",null,"13230",13230]
[null,null,13,"冷却水システム",2,"移送",4,"燃料低炭素化","-","メニューにない対策（燃料低炭素化）",null,{"$f":"I130","v":"-"},"-","このメニューを選択する必要がある場合は、支援機関窓口に相談。"]
[null,null,13,"冷却水システム",2,"移送",5,"電化","-","メニューにない対策（電化）",null,{"$f":"I131","v":"-"},"-","このメニューを選択する必要がある場合は、支援機関窓口に相談。"]
[null,null,13,"冷却水システム",2,"移送",6,"電力低炭素化","-","メニューにない対策（電力低炭素化）","（旧 13250）",{"$f":"I132","v":"-"},"-","このメニューを選択する必要がある場合は、支援機関窓口に相談。"]
[null,null,13,"冷却水システム",3,"消費",1,"運用改善",0,"メニューにない対策（運用改善）",null,"13310",13310]
[null,null,13,"冷却水システム",3,"消費",2,"部分更新・機能付加",0,"メニューにない対策（部分更新・機能付加）",null,"13320",13320]
[null,null,13,"冷却水システム",3,"消費",3,"設備導入",0,"メニューにない対策（設備導入）",null,"13330",13330]
[null,null,13,"冷却水システム",3,"消費",4,"燃料低炭素化","-","メニューにない対策（燃料低炭素化）",null,{"$f":"I136","v":"-"},"-","このメニューを選択する必要がある場合は、支援機関窓口に相談。"]
[null,null,13,"冷却水システム",3,"消費",5,"電化","-","メニューにない対策（電化）",null,{"$f":"I137","v":"-"},"-","このメニューを選択する必要がある場合は、支援機関窓口に相談。"]
[null,null,13,"冷却水システム",3,"消費",6,"電力低炭素化","-","メニューにない対策（電力低炭素化）","（旧 13350）",{"$f":"I138","v":"-"},"-","このメニューを選択する必要がある場合は、支援機関窓口に相談。"]
[null,null,14,"圧空システム",1,"発生",1,"運用改善",1,"コンプレッサーの吐出圧の低減",null,"14111",14111]
[null,null,14,"圧空システム",1,"発生",1,"運用改善",2,"コンプレッサーの運転時間短縮、不要時停止",null,"14112",14112]
[null,null,14,"圧空システム",1,"発生",1,"運用改善",3,"コンプレッサーの台数制御装置のパラメータ設定変更",null,"14113",14113]
[null,null,14,"圧空システム",1,"発生",1,"運用改善",4,"コンプレッサーのフィルター等の清掃",null,"14114",14114]
[null,null,14,"圧空システム",1,"発生",1,"運用改善",0,"メニューにない対策（運用改善）",null,"14110",14110]
[null,null,14,"圧空システム",1,"発生",2,"部分更新・機能付加",1,"コンプレッサーの吸気温度の低温化",null,"14121",14121]
[null,null,14,"圧空システム",1,"発生",2,"部分更新・機能付加",2,"コンプレッサー排熱の有効利用",null,"14122",14122]
[null,null,14,"圧空システム",1,"発生",2,"部分更新・機能付加",3,"コンプレッサーの台数制御システムの導入",null,"14123",14123]
[null,null,14,"圧空システム",1,"発生",2,"部分更新・機能付加",0,"メニューにない対策（部分更新・機能付加）",null,"14120",14120]
[null,null,14,"圧空システム",1,"発生",3,"設備導入",1,"適正容量の高効率コンプレッサー（インバータ等）の導入",null,"14131",14131]
[null,null,14,"圧空システム",1,"発生",3,"設備導入",2,"コンプレッサーからブロワーへの更新",null,"14132",14132]
[null,null,14,"圧空システム",1,"発生",3,"設備導入",3,"熱回収式コンプレッサーの導入",null,"14133",14133]
[null,null,14,"圧空システム",1,"発生",3,"設備導入",0,"メニューにない対策（設備導入）",null,"14130",14130]
[null,null,14,"圧空システム",1,"発生",4,"燃料低炭素化","-","メニューにない対策（燃料低炭素化）",null,{"$f":"I152","v":"-"},"-","このメニューを選択する必要がある場合は、支援機関窓口に相談。"]
[null,null,14,"圧空システム",1,"発生",5,"電化","-","メニューにない対策（電化）",null,{"$f":"I153","v":"-"},"-","このメニューを選択する必要がある場合は、支援機関窓口に相談。"]
[null,null,14,"圧空システム",1,"発生",6,"電力低炭素化","-","メニューにない対策（電力低炭素化）","（旧 14150）",{"$f":"I154","v":"-"},"-","このメニューを選択する必要がある場合は、支援機関窓口に相談。"]
[null,null,14,"圧空システム",2,"移送",1,"運用改善",1,"配管の空気漏れ対策",null,"14211",14211]
[null,null,14,"圧空システム",2,"移送",1,"運用改善",0,"メニューにない対策（運用改善）",null,"14210",14210]
[null,null,14,"圧空システム",2,"移送",2,"部分更新・機能付加",1,"配管ルートのループ化",null,"14221",14221]
[null,null,14,"圧空システム",2,"移送",2,"部分更新・機能付加",2,"レシーバータンクの設置",null,"14222",14222]
[null,null,14,"圧空システム",2,"移送",2,"部分更新・機能付加",0,"メニューにない対策（部分更新・機能付加）",null,"14220",14220]
[null,null,14,"圧空システム",2,"移送",3,"設備導入",0,"メニューにない対策（設備導入）",null,"14230",14230]
[null,null,14,"圧空システム",2,"移送",4,"燃料低炭素化","-","メニューにない対策（燃料低炭素化）",null,{"$f":"I161","v":"-"},"-","このメニューを選択する必要がある場合は、支援機関窓口に相談。"]
[null,null,14,"圧空システム",2,"移送",5,"電化","-","メニューにない対策（電化）",null,{"$f":"I162","v":"-"},"-","このメニューを選択する必要がある場合は、支援機関窓口に相談。"]
[null,null,14,"圧空システム",2,"移送",6,"電力低炭素化","-","メニューにない対策（電力低炭素化）","（旧 14250）",{"$f":"I163","v":"-"},"-","このメニューを選択する必要がある場合は、支援機関窓口に相談。"]
[null,null,14,"圧空システム",3,"消費",1,"運用改善",0,"メニューにない対策（運用改善）",null,"14310",14310]
[null,null,14,"圧空システム",3,"消費",2,"部分更新・機能付加",1,"エアーブローのパルス化やノズルサイズ変更",null,"14321",14321]
[null,null,14,"圧空システム",3,"消費",2,"部分更新・機能付加",0,"メニューにない対策（部分更新・機能付加）",null,"14320",14320]
[null,null,14,"圧空システム",3,"消費",3,"設備導入",0,"メニューにない対策（設備導入）",null,"14330",14330]
[null,null,14,"圧空システム",3,"消費",4,"燃料低炭素化","-","メニューにない対策（燃料低炭素化）",null,{"$f":"I168","v":"-"},"-","このメニューを選択する必要がある場合は、支援機関窓口に相談。"]
[null,null,14,"圧空システム",3,"消費",5,"電化","-","メニューにない対策（電化）",null,{"$f":"I169","v":"-"},"-","このメニューを選択する必要がある場合は、支援機関窓口に相談。"]
[null,null,14,"圧空システム",3,"消費",6,"電力低炭素化","-","メニューにない対策（電力低炭素化）","（旧 14350）",{"$f":"I170","v":"-"},"-","このメニューを選択する必要がある場合は、支援機関窓口に相談。"]
[null,null,21,"照明設備",0,"――",1,"運用改善",1,"不要箇所・不要時間帯の消灯",null,"21011",21011]
[null,null,21,"照明設備",0,"――",1,"運用改善",2,"照明器具の清掃",null,"21012",21012]
[null,null,21,"照明設備",0,"――",1,"運用改善",0,"メニューにない対策（運用改善）",null,"21010",21010]
[null,null,21,"照明設備",0,"――",2,"部分更新・機能付加",1,"照明スイッチの細分化（配線回路の分割）",null,{"$f":"C174&E174&G174&I174","v":"21021"},21021]
[null,null,21,"照明設備",0,"――",2,"部分更新・機能付加",2,"照明制御機能（タイマー、センサー等）の追加",null,"21022",21022]
[null,null,21,"照明設備",0,"――",2,"部分更新・機能付加",3,"タスクアンビエント方式の導入",null,"21023",21023]
[null,null,21,"照明設備",0,"――",2,"部分更新・機能付加",0,"メニューにない対策（部分更新・機能付加）",null,"21020",21020]
[null,null,21,"照明設備",0,"――",3,"設備導入",1,"LED照明の導入",null,"21031",21031]
[null,null,21,"照明設備",0,"――",3,"設備導入",2,"高効率照明（LED以外）の導入",null,"21032",21032]
[null,null,21,"照明設備",0,"――",3,"設備導入",3,"高効率誘導灯（LED等）の導入",null,"21033",21033]
[null,null,21,"照明設備",0,"――",3,"設備導入",0,"メニューにない対策（設備導入）",null,"21030",21030]
[null,null,21,"照明設備",0,"――",4,"燃料低炭素化","-","メニューにない対策（燃料低炭素化）",null,{"$f":"I182","v":"-"},"-","このメニューを選択する必要がある場合は、支援機関窓口に相談。"]
[null,null,21,"照明設備",0,"――",5,"電化","-","メニューにない対策（電化）",null,{"$f":"I183","v":"-"},"-","このメニューを選択する必要がある場合は、支援機関窓口に相談。"]
[null,null,21,"照明設備",0,"――",6,"電力低炭素化","-","メニューにない対策（電力低炭素化）","（旧 21050）",{"$f":"I184","v":"-"},"-","このメニューを選択する必要がある場合は、支援機関窓口に相談。"]
[null,null,22,"受変電・配電設備",0,"――",1,"運用改善",1,"変圧器の統合（既存設備利用）",null,"22011",22011]
[null,null,22,"受変電・配電設備",0,"――",1,"運用改善",2,"受変電室の換気ファン動作設定温度の見直し",null,"22012",22012]
[null,null,22,"受変電・配電設備",0,"――",1,"運用改善",0,"メニューにない対策（運用改善）",null,"22010",22010]
[null,null,22,"受変電・配電設備",0,"――",2,"部分更新・機能付加",1,"変圧器の無負荷時遮断",null,"22021",22021]
[null,null,22,"受変電・配電設備",0,"――",2,"部分更新・機能付加",2,"力率改善制御（自動力率調整装置）の導入",null,"22022",22022]
[null,null,22,"受変電・配電設備",0,"――",2,"部分更新・機能付加",3,"デマンド制御の導入",null,"22023",22023]
[null,null,22,"受変電・配電設備",0,"――",2,"部分更新・機能付加",4,"負荷平準化用蓄電池の導入",null,"22024",22024]
[null,null,22,"受変電・配電設備",0,"――",2,"部分更新・機能付加",0,"メニューにない対策（部分更新・機能付加）",null,"22020",22020]
[null,null,22,"受変電・配電設備",0,"――",3,"設備導入",1,"高効率変圧器の導入",null,"22031",22031]
[null,null,22,"受変電・配電設備",0,"――",3,"設備導入",2,"変圧器の統合（設備導入）",null,"22032",22032]
[null,null,22,"受変電・配電設備",0,"――",3,"設備導入",3,"エネルギー損失の少ないコンデンサへの更新",null,"22033",22033]
[null,null,22,"受変電・配電設備",0,"――",3,"設備導入",0,"メニューにない対策（設備導入）",null,"22030",22030]
[null,null,22,"受変電・配電設備",0,"――",4,"燃料低炭素化","-","メニューにない対策（燃料低炭素化）",null,{"$f":"I197","v":"-"},"-","このメニューを選択する必要がある場合は、支援機関窓口に相談。"]
[null,null,22,"受変電・配電設備",0,"――",5,"電化","-","メニューにない対策（電化）",null,{"$f":"I198","v":"-"},"-","このメニューを選択する必要がある場合は、支援機関窓口に相談。"]
[null,null,22,"受変電・配電設備",0,"――",6,"電力低炭素化","-","メニューにない対策（電力低炭素化）","（旧 22050）",{"$f":"I199","v":"-"},"-","このメニューを選択する必要がある場合は、支援機関窓口に相談。"]
[null,null,23,"OA機器",0,"――",1,"運用改善",1,"OA機器の待機電力削減",null,"23011",23011]
[null,null,23,"OA機器",0,"――",1,"運用改善",2,"パソコンモニターの輝度調整",null,"23012",23012]
[null,null,23,"OA機器",0,"――",1,"運用改善",0,"メニューにない対策（運用改善）",null,"23010",23010]
[null,null,23,"OA機器",0,"――",2,"部分更新・機能付加",0,"メニューにない対策（部分更新・機能付加）",null,"23020",23020]
[null,null,23,"OA機器",0,"――",3,"設備導入",1,"高効率OA機器の導入",null,"23031",23031]
[null,null,23,"OA機器",0,"――",3,"設備導入",0,"メニューにない対策（設備導入）",null,"23030",23030]
[null,null,23,"OA機器",0,"――",4,"燃料低炭素化","-","メニューにない対策（燃料低炭素化）",null,{"$f":"I206","v":"-"},"-","このメニューを選択する必要がある場合は、支援機関窓口に相談。"]
[null,null,23,"OA機器",0,"――",5,"電化","-","メニューにない対策（電化）",null,{"$f":"I207","v":"-"},"-","このメニューを選択する必要がある場合は、支援機関窓口に相談。"]
[null,null,23,"OA機器",0,"――",6,"電力低炭素化","-","メニューにない対策（電力低炭素化）","（旧 23050）",{"$f":"I208","v":"-"},"-","このメニューを選択する必要がある場合は、支援機関窓口に相談。"]
[null,null,24,"電動機・ポンプ・ファン",0,"――",1,"運用改善",1,"ポンプ・ファン・ブロワーの不要時停止",null,"24011",24011]
[null,null,24,"電動機・ポンプ・ファン",0,"――",1,"運用改善",2,"ポンプ・ファン・ブロワーの流体洩れ対策の実施",null,"24012",24012]
[null,null,24,"電動機・ポンプ・ファン",0,"――",1,"運用改善",3,"インバータ設定値の見直し",null,"24013",24013]
[null,null,24,"電動機・ポンプ・ファン",0,"――",1,"運用改善",0,"メニューにない対策（運用改善）",null,"24010",24010]
[null,null,24,"電動機・ポンプ・ファン",0,"――",2,"部分更新・機能付加",1,"ポンプ・ファン・ブロワーの台数制御機能の追加",null,"24021",24021]
[null,null,24,"電動機・ポンプ・ファン",0,"――",2,"部分更新・機能付加",2,"ポンプ・ファン等の回転数・流量・圧力調整（インバータ制御等）",null,"24022",24022]
[null,null,24,"電動機・ポンプ・ファン",0,"――",2,"部分更新・機能付加",3,"省エネファンベルトの導入",null,"24023",24023]
[null,null,24,"電動機・ポンプ・ファン",0,"――",2,"部分更新・機能付加",4,"ファン吸込みダンパー制御の導入",null,"24024",24024]
[null,null,24,"電動機・ポンプ・ファン",0,"――",2,"部分更新・機能付加",5,"ファンのプーリーサイズの適正化",null,"24025",24025]
[null,null,24,"電動機・ポンプ・ファン",0,"――",2,"部分更新・機能付加",0,"メニューにない対策（部分更新・機能付加）",null,"24020",24020]
[null,null,24,"電動機・ポンプ・ファン",0,"――",3,"設備導入",1,"適正容量の高効率ポンプ・ファン・ブロワーの導入",null,"24031",24031]
[null,null,24,"電動機・ポンプ・ファン",0,"――",3,"設備導入",2,"プレミアム効率モーター（IE3）等の導入",null,"24032",24032]
[null,null,24,"電動機・ポンプ・ファン",0,"――",3,"設備導入",0,"メニューにない対策（設備導入）",null,"24030",24030]
[null,null,24,"電動機・ポンプ・ファン",0,"――",4,"燃料低炭素化","-","メニューにない対策（燃料低炭素化）",null,{"$f":"I222","v":"-"},"-","このメニューを選択する必要がある場合は、支援機関窓口に相談。"]
[null,null,24,"電動機・ポンプ・ファン",0,"――",5,"電化","-","メニューにない対策（電化）",null,{"$f":"I223","v":"-"},"-","このメニューを選択する必要がある場合は、支援機関窓口に相談。"]
[null,null,24,"電動機・ポンプ・ファン",0,"――",6,"電力低炭素化","-","メニューにない対策（電力低炭素化）","（旧 24050）",{"$f":"I224","v":"-"},"-","このメニューを選択する必要がある場合は、支援機関窓口に相談。"]
[null,null,25,"工業炉",0,"――",1,"運用改善",1,"バーナーの管理による効率改善",null,"25011",25011,"              "]
[null,null,25,"工業炉",0,"――",1,"運用改善",2,"燃焼炉の空気比改善",null,"25012",25012]
[null,null,25,"工業炉",0,"――",1,"運用改善",3,"燃焼炉開口部からのリーク防止",null,"25013",25013]
[null,null,25,"工業炉",0,"――",1,"運用改善",4,"燃焼炉内圧力の適正化",null,"25014",25014]
[null,null,25,"工業炉",0,"――",1,"運用改善",5,"工業炉の待機時間短縮",null,"25015",25015]
[null,null,25,"工業炉",0,"――",1,"運用改善",6,"工業炉の作業休止時における付帯設備の停止",null,"25016",25016]
[null,null,25,"工業炉",0,"――",1,"運用改善",0,"メニューにない対策（運用改善）",null,"25010",25010]
[null,null,25,"工業炉",0,"――",2,"部分更新・機能付加",1,"燃焼炉の排ガスの熱回収",null,"25021",25021]
[null,null,25,"工業炉",0,"――",2,"部分更新・機能付加",2,"工業炉の断熱・保温の強化",null,"25022",25022]
[null,null,25,"工業炉",0,"――",2,"部分更新・機能付加",3,"リジェネレイティブバーナーへの更新",null,"25023",25023]
[null,null,25,"工業炉",0,"――",2,"部分更新・機能付加",0,"メニューにない対策（部分更新・機能付加）",null,"25020",25020]
[null,null,25,"工業炉",0,"――",3,"設備導入",0,"メニューにない対策（設備導入）",null,"25030",25030]
[null,null,25,"工業炉",0,"――",4,"燃料低炭素化",1,"工業炉の燃料低炭素化",null,"25041",25041]
[null,null,25,"工業炉",0,"――",4,"燃料低炭素化",0,"メニューにない対策（燃料低炭素化）",null,"25040",25040]
[null,null,25,"工業炉",0,"――",5,"電化",1,"燃焼加熱式設備から遠赤外線加熱式設備への更新",null,"25051",25051]
[null,null,25,"工業炉",0,"――",5,"電化",0,"メニューにない対策（電化）",null,"25050",25050]
[null,null,25,"工業炉",0,"――",6,"電力低炭素化","-","メニューにない対策（電力低炭素化）","（旧 25050）",{"$f":"I241","v":"-"},"-","このメニューを選択する必要がある場合は、支援機関窓口に相談。"]
[null,null,26,"冷凍・冷蔵設備",0,"――",1,"運用改善",1,"冷凍・冷蔵設備の設定温度の変更",null,"26011",26011]
[null,null,26,"冷凍・冷蔵設備",0,"――",1,"運用改善",2,"冷凍設備低負荷時のファンの停止",null,"26012",26012]
[null,null,26,"冷凍・冷蔵設備",0,"――",1,"運用改善",3,"デフロスト間隔の延長",null,"26013",26013]
[null,null,26,"冷凍・冷蔵設備",0,"――",1,"運用改善",4,"冷凍・冷蔵設備の冷凍機の負荷低減",null,"26014",26014]
[null,null,26,"冷凍・冷蔵設備",0,"――",1,"運用改善",5,"冷凍・冷蔵設備の不要時停止",null,"26015",26015]
[null,null,26,"冷凍・冷蔵設備",0,"――",1,"運用改善",6,"冷凍・冷蔵設備の防露ヒーター通電制御",null,"26016",26016]
[null,null,26,"冷凍・冷蔵設備",0,"――",1,"運用改善",7,"コンデンシングユニット（室外機）のフィンの清掃・洗浄",null,"26017",26017]
[null,null,26,"冷凍・冷蔵設備",0,"――",1,"運用改善",8,"冷凍・冷蔵設備の冷却能力の回復",null,"26018",26018]
[null,null,26,"冷凍・冷蔵設備",0,"――",1,"運用改善",0,"メニューにない対策（運用改善）",null,"26010",26010]
[null,null,26,"冷凍・冷蔵設備",0,"――",2,"部分更新・機能付加",1,"ショーケースナイトカバーの設置",null,"26021",26021]
[null,null,26,"冷凍・冷蔵設備",0,"――",2,"部分更新・機能付加",2,"冷凍・冷蔵設備におけるエアーカーテンの設置",null,{"$f":"C252&E252&G252&I252","v":"26022"},26022]
[null,null,26,"冷凍・冷蔵設備",0,"――",2,"部分更新・機能付加",3,"冷凍・冷蔵設備の照明のLED化",null,"26023",26023]
[null,null,26,"冷凍・冷蔵設備",0,"――",2,"部分更新・機能付加",4,"冷凍・冷蔵設備の断熱強化",null,"26024",26024]
[null,null,26,"冷凍・冷蔵設備",0,"――",2,"部分更新・機能付加",5,"ショーケース用キャノピー照明の設置（棚照明の消灯）",null,"26025",26025]
[null,null,26,"冷凍・冷蔵設備",0,"――",2,"部分更新・機能付加",0,"メニューにない対策（部分更新・機能付加）",null,"26020",26020]
[null,null,26,"冷凍・冷蔵設備",0,"――",3,"設備導入",1,"高効率冷凍・冷蔵設備の導入",null,"26031",26031]
[null,null,26,"冷凍・冷蔵設備",0,"――",3,"設備導入",0,"メニューにない対策（設備導入）",null,"26030",26030]
[null,null,26,"冷凍・冷蔵設備",0,"――",4,"燃料低炭素化","-","メニューにない対策（燃料低炭素化）",null,{"$f":"I259","v":"-"},"-","このメニューを選択する必要がある場合は、支援機関窓口に相談。"]
[null,null,26,"冷凍・冷蔵設備",0,"――",5,"電化","-","メニューにない対策（電化）",null,{"$f":"I260","v":"-"},"-","このメニューを選択する必要がある場合は、支援機関窓口に相談。"]
[null,null,26,"冷凍・冷蔵設備",0,"――",6,"電力低炭素化","-","メニューにない対策（電力低炭素化）","（旧 26050）",{"$f":"I261","v":"-"},"-","このメニューを選択する必要がある場合は、支援機関窓口に相談。"]
[null,null,27,"排水処理設備",0,"――",1,"運用改善",1,"曝気用ブロワーの操業に応じた運転停止",null,"27011",27011]
[null,null,27,"排水処理設備",0,"――",1,"運用改善",0,"メニューにない対策（運用改善）",null,"27010",27010]
[null,null,27,"排水処理設備",0,"――",2,"部分更新・機能付加","-","曝気用ルーツブロワのインバータ制御の導入","（旧 27021）",24022,24022,"R4年度メニューリストの[27021]については、[24022]を選択。"]
[null,null,27,"排水処理設備",0,"――",2,"部分更新・機能付加",0,"メニューにない対策（部分更新・機能付加）",null,"27020",27020]
[null,null,27,"排水処理設備",0,"――",3,"設備導入",0,"メニューにない対策（設備導入）",null,"27030",27030]
[null,null,27,"排水処理設備",0,"――",4,"燃料低炭素化","-","メニューにない対策（燃料低炭素化）",null,{"$f":"I267","v":"-"},"-","このメニューを選択する必要がある場合は、支援機関窓口に相談。"]
[null,null,27,"排水処理設備",0,"――",5,"電化","-","メニューにない対策（電化）",null,{"$f":"I268","v":"-"},"-","このメニューを選択する必要がある場合は、支援機関窓口に相談。"]
[null,null,27,"排水処理設備",0,"――",6,"電力低炭素化","-","メニューにない対策（電力低炭素化）","（旧 27050）",{"$f":"I269","v":"-"},"-","このメニューを選択する必要がある場合は、支援機関窓口に相談。"]
[null,null,28,"昇降設備",0,"――",1,"運用改善",1,"閑散期の昇降機・エスカレーター等の一部停止",null,"28011",28011]
[null,null,28,"昇降設備",0,"――",1,"運用改善",0,"メニューにない対策（運用改善）",null,"28010",28010]
[null,null,28,"昇降設備",0,"――",2,"部分更新・機能付加",1,"昇降機へのインバータ制御の導入",null,"28021",28021]
[null,null,28,"昇降設備",0,"――",2,"部分更新・機能付加",2,"エスカレーターへの人感センサー導入",null,"28022",28022]
[null,null,28,"昇降設備",0,"――",2,"部分更新・機能付加",0,"メニューにない対策（部分更新・機能付加）",null,"28020",28020]
[null,null,28,"昇降設備",0,"――",3,"設備導入",0,"メニューにない対策（設備導入）",null,"28030",28030]
[null,null,28,"昇降設備",0,"――",4,"燃料低炭素化","-","メニューにない対策（燃料低炭素化）",null,{"$f":"I276","v":"-"},"-","このメニューを選択する必要がある場合は、支援機関窓口に相談。"]
[null,null,28,"昇降設備",0,"――",5,"電化","-","メニューにない対策（電化）",null,{"$f":"I277","v":"-"},"-","このメニューを選択する必要がある場合は、支援機関窓口に相談。"]
[null,null,28,"昇降設備",0,"――",6,"電力低炭素化","-","メニューにない対策（電力低炭素化）","（旧 28050）",{"$f":"I278","v":"-"},"-","このメニューを選択する必要がある場合は、支援機関窓口に相談。"]
[null,null,29,"給湯・温水利用設備",0,"――",1,"運用改善",1,"給湯温度・循環水量の調整",null,"29011",29011]
[null,null,29,"給湯・温水利用設備",0,"――",1,"運用改善",2,"給湯利用期間の短縮",null,"29012",29012]
[null,null,29,"給湯・温水利用設備",0,"――",1,"運用改善",3,"温水ボイラーの燃焼空気比改善",null,"29013",29013]
[null,null,29,"給湯・温水利用設備",0,"――",1,"運用改善",0,"メニューにない対策（運用改善）",null,"29010",29010]
[null,null,29,"給湯・温水利用設備",0,"――",2,"部分更新・機能付加",1,"給湯配管類の断熱強化・保温",null,"29021",29021]
[null,null,29,"給湯・温水利用設備",0,"――",2,"部分更新・機能付加",2,"浴槽保温カバー導入による放熱防止",null,"29022",29022]
[null,null,29,"給湯・温水利用設備",0,"――",2,"部分更新・機能付加",0,"メニューにない対策（部分更新・機能付加）",null,"29020",29020]
[null,null,29,"給湯・温水利用設備",0,"――",3,"設備導入",1,"高効率給湯器・温水ボイラー（ガス式・灯油式等）の導入",null,"29031",29031]
[null,null,29,"給湯・温水利用設備",0,"――",3,"設備導入",2,"真空蒸気による加熱システムの導入",null,"29032",29032]
[null,null,29,"給湯・温水利用設備",0,"――",3,"設備導入",0,"メニューにない対策（設備導入）",null,"29030",29030]
[null,null,29,"給湯・温水利用設備",0,"――",4,"燃料低炭素化","-","高効率ヒートポンプ給湯機の導入","（旧 29041）",29051,29051,"R4年度メニューリストの[29041]については、[29051]を選択。"]
[null,null,29,"給湯・温水利用設備",0,"――",4,"燃料低炭素化",2,"太陽熱利用設備の導入",null,"29042",29042]
[null,null,29,"給湯・温水利用設備",0,"――",4,"燃料低炭素化",3,"温水ボイラーの燃料低炭素化（バイオマスを除く）",null,"29043",29043]
[null,null,29,"給湯・温水利用設備",0,"――",4,"燃料低炭素化",4,"バイオマス焚き温水ボイラーの導入",null,"29044",29044]
[null,null,29,"給湯・温水利用設備",0,"――",4,"燃料低炭素化",0,"メニューにない対策（燃料低炭素化）",null,"29040",29040]
[null,null,29,"給湯・温水利用設備",0,"――",5,"電化",1,"高効率ヒートポンプ給湯機の導入",null,{"$f":"C294&E294&G294&I294","v":"29051"},29051]
[null,null,29,"給湯・温水利用設備",0,"――",5,"電化",2,"産業用温水ヒートポンプの導入",null,"29052",29052]
[null,null,29,"給湯・温水利用設備",0,"――",5,"電化",0,"メニューにない対策（電化）",null,"29050",29050]
[null,null,29,"給湯・温水利用設備",0,"――",6,"電力低炭素化","-","メニューにない対策（電力低炭素化）","（旧 29050）",{"$f":"I297","v":"-"},"-","このメニューを選択する必要がある場合は、支援機関窓口に相談。"]
[null,null,30,"発電設備",0,"――",1,"運用改善",0,"メニューにない対策（運用改善）",null,"30010",30010]
[null,null,30,"発電設備",0,"――",2,"部分更新・機能付加",0,"メニューにない対策（部分更新・機能付加）",null,"30020",30020]
[null,null,30,"発電設備",0,"――",3,"設備導入",1,"高効率ガスコージェネレーションシステムの導入",null,"30031",30031]
[null,null,30,"発電設備",0,"――",3,"設備導入",2,"燃料電池コージェネレーションシステムの導入",null,"30032",30032]
[null,null,30,"発電設備",0,"――",3,"設備導入",0,"メニューにない対策（設備導入）",null,"30030",30030]
[null,null,30,"発電設備",0,"――",4,"燃料低炭素化",0,"メニューにない対策（燃料低炭素化）",null,"30040",30040]
[null,null,30,"発電設備",0,"――",5,"電化","-","メニューにない対策（電化）",null,{"$f":"I304","v":"-"},"-","このメニューを選択する必要がある場合は、支援機関窓口に相談。"]
[null,null,30,"発電設備",0,"――",6,"電力低炭素化",1,"太陽光発電設備の導入",null,{"$f":"C305&E305&G305&I305","v":"30061"},30061]
[null,null,30,"発電設備",0,"――",6,"電力低炭素化",2,"バイオマス燃料を利用する発電設備の導入",null,{"$f":"C306&E306&G306&I306","v":"30062"},30062]
[null,null,30,"発電設備",0,"――",6,"電力低炭素化",0,"メニューにない対策（電力低炭素化）",null,{"$f":"C307&E307&G307&I307","v":"30060"},30060]
[null,null,31,"水利用設備",0,"――",1,"運用改善",1,"トイレ設備の節電機能の有効利用",null,"31011",31011]
[null,null,31,"水利用設備",0,"――",1,"運用改善",0,"メニューにない対策（運用改善）",null,"31010",31010]
[null,null,31,"水利用設備",0,"――",2,"部分更新・機能付加",1,"節水機能（節水コマ、節水型シャワーヘッド等）の導入",null,"31021",31021]
[null,null,31,"水利用設備",0,"――",2,"部分更新・機能付加",2,"自動水栓・自動洗浄装置の導入",null,"31022",31022]
[null,null,31,"水利用設備",0,"――",2,"部分更新・機能付加",3,"水道直結給水方式の導入",null,"31023",31023]
[null,null,31,"水利用設備",0,"――",2,"部分更新・機能付加",0,"メニューにない対策（部分更新・機能付加）",null,"31020",31020]
[null,null,31,"水利用設備",0,"――",3,"設備導入",1,"節水便器・省エネ便座等の導入",null,"31031",31031]
[null,null,31,"水利用設備",0,"――",3,"設備導入",2,"中水道設備の導入",null,"31032",31032]
[null,null,31,"水利用設備",0,"――",3,"設備導入",0,"メニューにない対策（設備導入）",null,"31030",31030]
[null,null,31,"水利用設備",0,"――",4,"燃料低炭素化","-","メニューにない対策（燃料低炭素化）",null,{"$f":"I317","v":"-"},"-","このメニューを選択する必要がある場合は、支援機関窓口に相談。"]
[null,null,31,"水利用設備",0,"――",5,"電化","-","メニューにない対策（電化）",null,{"$f":"I318","v":"-"},"-","このメニューを選択する必要がある場合は、支援機関窓口に相談。"]
[null,null,31,"水利用設備",0,"――",6,"電力低炭素化","-","メニューにない対策（電力低炭素化）","（旧 31050）",{"$f":"I319","v":"-"},"-","このメニューを選択する必要がある場合は、支援機関窓口に相談。"]
[null,null,32,"エネルギー管理設備",0,"――",1,"運用改善",1,"エネルギー管理体制の構築",null,"32011",32011]
[null,null,32,"エネルギー管理設備",0,"――",1,"運用改善",0,"メニューにない対策（運用改善）",null,"32010",32010]
[null,null,32,"エネルギー管理設備",0,"――",2,"部分更新・機能付加",0,"メニューにない対策（部分更新・機能付加）",null,"32020",32020]
[null,null,32,"エネルギー管理設備",0,"――",3,"設備導入",1,"BEMS/FEMSの導入",null,"32031",32031]
[null,null,32,"エネルギー管理設備",0,"――",3,"設備導入",0,"メニューにない対策（設備導入）",null,"32030",32030]
[null,null,32,"エネルギー管理設備",0,"――",4,"燃料低炭素化","-","メニューにない対策（燃料低炭素化）",null,{"$f":"I325","v":"-"},"-","このメニューを選択する必要がある場合は、支援機関窓口に相談。"]
[null,null,32,"エネルギー管理設備",0,"――",5,"電化","-","メニューにない対策（電化）",null,{"$f":"I326","v":"-"},"-","このメニューを選択する必要がある場合は、支援機関窓口に相談。"]
[null,null,32,"エネルギー管理設備",0,"――",6,"電力低炭素化","-","メニューにない対策（電力低炭素化）","（旧 32050）","-","-","このメニューを選択する必要がある場合は、支援機関窓口に相談。"]
[null,null,33,"その他のシステム、設備機器",0,"――",1,"運用改善",1,"その他の設備機器等の停止",null,"33011",33011]
[null,null,33,"その他のシステム、設備機器",0,"――",1,"運用改善",2,"その他の設備機器等の待機電力削減",null,"33012",33012]
[null,null,33,"その他のシステム、設備機器",0,"――",1,"運用改善",0,"メニューにない対策（運用改善）",null,"33010",33010]
[null,null,33,"その他のシステム、設備機器",0,"――",2,"部分更新・機能付加",1,"その他の設備機器等の保温",null,"33021",33021]
[null,null,33,"その他のシステム、設備機器",0,"――",2,"部分更新・機能付加",2,"廃冷温水からの熱回収",null,"33022",33022]
[null,null,33,"その他のシステム、設備機器",0,"――",2,"部分更新・機能付加",3,"生産設備の高温排気からの熱回収",null,"33023",33023]
[null,null,33,"その他のシステム、設備機器",0,"――",2,"部分更新・機能付加",0,"メニューにない対策（部分更新・機能付加）",null,"33020",33020]
[null,null,33,"その他のシステム、設備機器",0,"――",3,"設備導入",1,"その他の高効率設備機器等の導入",null,"33031",33031]
[null,null,33,"その他のシステム、設備機器",0,"――",3,"設備導入","-","メニューにない対策（設備導入）","（旧 33030）",33031,33031,"R4年度メニューリストの[33030]については、[33031]を選択。"]
[null,null,33,"その他のシステム、設備機器",0,"――",4,"燃料低炭素化",1,"バイオマス液体燃料の利用",null,"33041",33041]
[null,null,33,"その他のシステム、設備機器",0,"――",4,"燃料低炭素化",2,"グリーン熱証書の購入",null,"33042",33042]
[null,null,33,"その他のシステム、設備機器",0,"――",4,"燃料低炭素化",0,"メニューにない対策（燃料低炭素化）",null,"33040",33040]
[null,null,33,"その他のシステム、設備機器",0,"――",5,"電化",1,"油圧駆動生産設備の電動化",null,"33051",33051,"R4年度メニューリストの[33051：低炭素電力への変更]については、[33061]、[33060]のいずれかを選択。"]
[null,null,33,"その他のシステム、設備機器",0,"――",5,"電化",2,"構内車両（フォークリフト等）の電動化",null,"33052",33052]
[null,null,33,"その他のシステム、設備機器",0,"――",5,"電化",0,"メニューにない対策（電化）",null,"33050",33050]
[null,null,33,"その他のシステム、設備機器",0,"――",6,"電力低炭素化",1,"再エネ100%電力への変更",null,{"$f":"C343&E343&G343&I343","v":"33061"},33061,"再エネ100%ではない低炭素電力への変更対策の場合は、[33060]を選択。"]
[null,null,33,"その他のシステム、設備機器",0,"――",6,"電力低炭素化",2,"グリーン電力証書の購入",null,"33062",33062]
[null,null,33,"その他のシステム、設備機器",0,"――",6,"電力低炭素化",0,"メニューにない対策（電力低炭素化）",null,{"$f":"C345&E345&G345&I345","v":"33060"},33060]

{"sheet":"事業報告書用データ転記元シート","index":46,"n_rows":310,"n_cols":43,"rows_kept":310,"cut":false,"hidden":false,"merged":[[94,12,94,13],[94,36,94,37],[94,38,94,39],[94,28,95,28],[94,29,94,30],[94,31,94,32],[94,33,95,33],[94,34,95,34],[94,35,95,35],[94,27,95,27],[94,14,94,15],[94,26,95,26],[74,27,75,27],[74,28,74,29],[74,30,74,31],[74,32,74,33],[93,2,93,8],[93,9,93,15],[93,26,93,32],[93,33,93,39],[74,2,75,2],[74,3,75,3],[74,4,74,5],[74,6,74,7],[74,8,74,9],[74,26,75,26],[94,2,95,2],[94,3,95,3],[94,4,95,4],[94,5,94,6],[94,7,94,8],[94,9,95,9],[94,10,95,10],[94,11,95,11],[69,1,70,1],[66,1,68,1],[25,26,25,28],[26,2,26,4],[26,26,26,28],[27,2,27,4],[27,26,27,28],[44,33,44,37],[28,2,28,4],[28,26,28,28],[29,2,29,4],[29,26,29,28],[30,2,30,4],[30,26,30,28],[31,2,35,2],[31,26,35,26],[36,2,40,2],[36,26,40,26],[44,9,44,13],[47,1,53,1],[54,1,56,1],[57,1,58,1],[59,1,65,1],[16,2,16,4],[16,26,16,28],[17,2,17,4],[17,26,17,28],[18,2,18,4],[18,26,18,28],[179,2,179,4],[180,2,180,4],[181,2,181,4],[179,26,179,28],[180,26,180,28],[19,2,19,4],[19,26,19,28],[23,2,23,4],[23,26,23,28],[24,2,24,4],[24,26,24,28],[20,2,20,4],[21,2,21,4],[22,2,22,4],[20,26,20,28],[21,26,21,28],[22,26,22,28],[25,2,25,4],[181,26,181,28],[182,26,182,28],[183,26,183,28],[184,26,184,28],[185,26,185,28],[213,13,213,14],[213,6,213,7],[213,8,213,9],[212,3,212,9],[212,10,212,16],[213,11,213,12],[213,15,213,16],[186,2,186,4],[187,2,187,4],[188,2,188,4],[189,2,189,4],[212,2,213,2],[213,4,213,5],[182,2,182,4],[183,2,183,4],[184,2,184,4],[185,2,185,4],[212,34,212,40],[213,28,213,29],[213,30,213,31],[213,32,213,33],[213,35,213,36],[213,37,213,38],[213,39,213,40],[186,26,186,28],[187,26,187,28],[188,26,188,28],[189,26,189,28],[212,26,213,26],[212,27,212,33]]}
[]
[]
[null,"環境省　SHIFT事業"]
[null,"事業報告書作成用、基本データ転記元シート"]
[]
[null,"以下の手順にしたがい、事業報告書に基本データを転記してください。"]
[null,"①","［転記用データ準備ボタン］をクリックすると、下記の表１～表７に、事業報告書に転記する情報が表示されます。"]
[null,null,"※［転記用データ準備ボタン］をクリック後に算定報告書及び実施計画書の内容を変更した場合には、再度［転記用データ準備ボタン］をクリックし、最新のデータを抽出してください。"]
[null,"②","表１の色付きセル範囲を選択し、コピーする。（斜線のあるセルも含めて選択＆コピーする。）"]
[null,"③","事業報告書の「基本データ転記先シート」にある、同じ表の色付きセル範囲を選択し、ペーストする。"]
[null,"④","表２～表７についても、②、③を行う。"]
[]
[]
[null,null,null,null,null,null,null,null,null,null,null,null,null,null,null,null,null,null,null,null,null,null,null,null,null,null,null,null,null,null,null,"indirect用"]
[null,null,null,null,null,null,null,null,null,null,null,null,null,null,null,null,null,null,null,null,null,null,null,null,null,null,null,null,null,null,null,{"$f":"\"'\"&RIGHT(CELL(\"filename\",支援実施記録!$A$1),LEN(CELL(\"filename\",支援実施記録!$A$1))-FIND(\"]\",CELL(\"filename\",支援実施記録!$A$1)))&\"'!\"","v":"'支援実施記録'!"},{"$f":"\"'\"&RIGHT(CELL(\"filename\",表紙!$A$1),LEN(CELL(\"filename\",表紙!$A$1))-FIND(\"]\",CELL(\"filename\",表紙!$A$1)))&\"'!\"","v":"'表紙'!"},{"$f":"\"'\"&RIGHT(CELL(\"filename\",'511脱炭素化計画'!$A$1),LEN(CELL(\"filename\",'511脱炭素化計画'!$A$1))-FIND(\"]\",CELL(\"filename\",'511脱炭素化計画'!$A$1)))&\"'!\"","v":"'511脱炭素化計画'!"},{"$f":"\"'\"&RIGHT(CELL(\"filename\",排出係数・単価表!$A$1),LEN(CELL(\"filename\",排出係数・単価表!$A$1))-FIND(\"]\",CELL(\"filename\",排出係数・単価表!$A$1)))&\"'!\"","v":"'排出係数・単価表'!"},{"$f":"\"'\"&RIGHT(CELL(\"filename\",'6-3. CO2排出量③'!$A$1),LEN(CELL(\"filename\",'6-3. CO2排出量③'!$A$1))-FIND(\"]\",CELL(\"filename\",'6-3. CO2排出量③'!$A$1)))&\"'!\"","v":"'6-3. CO2排出量③'!"},{"$f":"\"'\"&RIGHT(CELL(\"filename\",'7-3. CO2排出量③'!$A$1),LEN(CELL(\"filename\",'7-3. CO2排出量③'!$A$1))-FIND(\"]\",CELL(\"filename\",'7-3. CO2排出量③'!$A$1)))&\"'!\"","v":"'7-3. CO2排出量③'!"},{"$f":"\"'\"&RIGHT(CELL(\"filename\",'6-4. CO2排出量_総括'!$A$1),LEN(CELL(\"filename\",'6-4. CO2排出量_総括'!$A$1))-FIND(\"]\",CELL(\"filename\",'6-4. CO2排出量_総括'!$A$1)))&\"'!\"","v":"'6-4. CO2排出量_総括'!"},{"$f":"\"'\"&RIGHT(CELL(\"filename\",'513設備CO2削減計画'!$A$1),LEN(CELL(\"filename\",'513設備CO2削減計画'!$A$1))-FIND(\"]\",CELL(\"filename\",'513設備CO2削減計画'!$A$1)))&\"'!\"","v":"'513設備CO2削減計画'!"}]
[null,null,"表１：基本情報（実施計画書A/Bより）",null,null,null,null,null,null,null,null,null,null,null,null,null,null,null,null,null,null,null,null,null,null,null,"表１"]
[null,null,"事業番号",null,null,null,null,null,null,null,null,null,null,null,null,null,null,null,null,null,null,null,null,null,null,null,"事業番号",null,null,{"$f":"IF(INDIRECT($AF$15&\"H8\")=\"\",\"\",INDIRECT($AF$15&\"H8\"))","v":""}]
[null,null,"事業者名（法人名）",null,null,"ABC工業株式会社",null,null,null,null,null,null,null,null,null,null,null,null,null,null,null,null,null,null,null,null,"事業者名（法人名）",null,null,{"$f":"IF(INDIRECT($AG$15&\"L41\")=\"\",\"\",INDIRECT($AG$15&\"L41\"))","v":"ABC工業株式会社"}]
[null,null,"工場・事業場名",null,null,"ABC工業株式会社SHIFT工場",null,null,null,null,null,null,null,null,null,null,null,null,null,null,null,null,null,null,null,null,"工場・事業場名",null,null,{"$f":"IF(INDIRECT($AG$15&\"L44\")=\"\",\"\",INDIRECT($AG$15&\"L44\"))","v":"ABC工業株式会社SHIFT工場"}]
[null,null,"工場・事業場No.1の業種（中分類・小分類）",null,null,"21 窯業・土石製品製造業","211 ガラス・同製品製造業",null,null,null,null,null,null,null,null,null,null,null,null,null,null,null,null,null,null,null,"工場・事業場No.1の業種（中分類・小分類）",null,null,{"$f":"IF(INDIRECT($AG$15&\"L47\")=\"\",\"\",INDIRECT($AG$15&\"L47\"))","v":"21 窯業・土石製品製造業"},{"$f":"IF(INDIRECT($AG$15&\"L49\")=\"\",\"\",INDIRECT($AG$15&\"L49\"))","v":"211 ガラス・同製品製造業"}]
[null,null,"工場・事業場No.2の業種（中分類・小分類）",null,null,null,null,null,null,null,null,null,null,null,null,null,null,null,null,null,null,null,null,null,null,null,"工場・事業場No.2の業種（中分類・小分類）"]
[null,null,"工場・事業場No.3の業種（中分類・小分類）",null,null,null,null,null,null,null,null,null,null,null,null,null,null,null,null,null,null,null,null,null,null,null,"工場・事業場No.3の業種（中分類・小分類）"]
[null,null,"工場・事業場No.4の業種（中分類・小分類）",null,null,null,null,null,null,null,null,null,null,null,null,null,null,null,null,null,null,null,null,null,null,null,"工場・事業場No.4の業種（中分類・小分類）"]
[null,null,"工場・事業場No.5の業種（中分類・小分類）",null,null,null,null,null,null,null,null,null,null,null,null,null,null,null,null,null,null,null,null,null,null,null,"工場・事業場No.5の業種（中分類・小分類）"]
[null,null,"工場・事業場全体の基準年度排出量（t-CO2/年）",null,null,4380.4067333333332,null,null,null,null,null,null,null,null,null,null,null,null,null,null,null,null,null,null,null,null,"工場・事業場全体の基準年度排出量（t-CO2/年）",null,null,{"$f":"IF(INDIRECT($AH$15&\"Q65\")=\"\",\"\",INDIRECT($AH$15&\"Q65\"))","v":4379.9200666666666}]
[null,null,"工場・事業場全体の基準年度エネルギー使用量(GJ/年）",null,null,67161.133333333331,null,null,null,null,null,null,null,null,null,null,null,null,null,null,null,null,null,null,null,null,"工場・事業場全体の基準年度エネルギー使用量(GJ/年）",null,null,{"$f":"IF(INDIRECT($AH$15&\"Q68\")=\"\",\"\",INDIRECT($AH$15&\"Q68\"))","v":67161.133333333331}]
[null,null,"工場・事業場全体の脱炭素化指標",null,null,6.5222346853388416E-2,null,null,null,null,null,null,null,null,null,null,null,null,null,null,null,null,null,null,null,null,"工場・事業場全体の脱炭素化指標",null,null,{"$f":"IF(INDIRECT($AH$15&\"Q71\")=\"\",\"\",INDIRECT($AH$15&\"Q71\"))","v":6.5215100598858267E-2}]
[null,null,"主要システム系統の名称",null,null,null,null,null,null,null,null,null,null,null,null,null,null,null,null,null,null,null,null,null,null,null,"主要システム系統の名称",null,null,{"$f":"IF(INDIRECT($AH$15&\"B17\")=\"\",\"\",INDIRECT($AH$15&\"B17\"))","v":""}]
[null,null,"主要システムの基準年度排出量（t-CO2/年）",null,null,2657.9120000000003,null,null,null,null,null,null,null,null,null,null,null,null,null,null,null,null,null,null,null,null,"主要システムの基準年度排出量（t-CO2/年）",null,null,{"$f":"IF(INDIRECT($AH$15&\"Q74\")=\"\",\"\",INDIRECT($AH$15&\"Q74\"))","v":2657.712}]
[null,null,"主要システムの基準年度エネルギー使用量(GJ/年）",null,null,38034.666666666664,null,null,null,null,null,null,null,null,null,null,null,null,null,null,null,null,null,null,null,null,"主要システムの基準年度エネルギー使用量(GJ/年）",null,null,{"$f":"IF(INDIRECT($AH$15&\"Q77\")=\"\",\"\",INDIRECT($AH$15&\"Q77\"))","v":38034.666666666664}]
[null,null,"主要システムの脱炭素化指標",null,null,6.9881301269017745E-2,null,null,null,null,null,null,null,null,null,null,null,null,null,null,null,null,null,null,null,null,"主要システムの脱炭素化指標",null,null,{"$f":"IF(INDIRECT($AH$15&\"Q80\")=\"\",\"\",INDIRECT($AH$15&\"Q80\"))","v":6.9876042908224079E-2}]
[null,null,"工場・事業場の計画CO2排出量(対策後）","計画年度1","CO2排出量","令和6年度",4380.4067333333332,null,null,null,null,null,null,null,null,null,null,null,null,null,null,null,null,null,null,null,"工場・事業場の計画CO2排出量(対策後）","計画年度1","CO2排出量",{"$f":"IF(INDIRECT($AH$15&\"U10\")=\"\",\"\",INDIRECT($AH$15&\"U10\"))","v":"令和6年度"},{"$f":"IF(INDIRECT($AH$15&\"U13\")=\"\",\"\",INDIRECT($AH$15&\"U13\"))","v":4379.9200666666666}]
[null,null,null,"計画年度2","CO2排出量","令和7年度",4380.4067333333332,null,null,null,null,null,null,null,null,null,null,null,null,null,null,null,null,null,null,null,null,"計画年度2","CO2排出量",{"$f":"IF(INDIRECT($AH$15&\"Y10\")=\"\",\"\",INDIRECT($AH$15&\"Y10\"))","v":"令和7年度"},{"$f":"IF(INDIRECT($AH$15&\"Y13\")=\"\",\"\",INDIRECT($AH$15&\"Y13\"))","v":4379.9200666666666}]
[null,null,null,"計画年度3","CO2排出量","令和8年度",4380.4067333333332,null,null,null,null,null,null,null,null,null,null,null,null,null,null,null,null,null,null,null,null,"計画年度3","CO2排出量",{"$f":"IF(INDIRECT($AH$15&\"AC10\")=\"\",\"\",INDIRECT($AH$15&\"AC10\"))","v":"令和8年度"},{"$f":"IF(INDIRECT($AH$15&\"AC13\")=\"\",\"\",INDIRECT($AH$15&\"AC13\"))","v":4379.9200666666666}]
[null,null,null,"計画年度4","CO2排出量","令和9年度",4380.4067333333332,null,null,null,null,null,null,null,null,null,null,null,null,null,null,null,null,null,null,null,null,"計画年度4","CO2排出量",{"$f":"IF(INDIRECT($AH$15&\"AG10\")=\"\",\"\",INDIRECT($AH$15&\"AG10\"))","v":"令和9年度"},{"$f":"IF(INDIRECT($AH$15&\"AG13\")=\"\",\"\",INDIRECT($AH$15&\"AG13\"))","v":4379.9200666666666}]
[null,null,null,"計画年度5","CO2排出量","令和10年度",4380.4067333333332,null,null,null,null,null,null,null,null,null,null,null,null,null,null,null,null,null,null,null,null,"計画年度5","CO2排出量",{"$f":"IF(INDIRECT($AH$15&\"AK10\")=\"\",\"\",INDIRECT($AH$15&\"AK10\"))","v":"令和10年度"},{"$f":"IF(INDIRECT($AH$15&\"AK13\")=\"\",\"\",INDIRECT($AH$15&\"AK13\"))","v":4379.9200666666666}]
[null,null,"主要システム系統の計画CO2排出量(対策後）","計画年度1","CO2排出量","令和6年度",2657.9120000000003,null,null,null,null,null,null,null,null,null,null,null,null,null,null,null,null,null,null,null,"主要システム系統の計画CO2排出量(対策後）","計画年度1","CO2排出量",{"$f":"IF(INDIRECT($AH$15&\"U10\")=\"\",\"\",INDIRECT($AH$15&\"U10\"))","v":"令和6年度"},{"$f":"IF(INDIRECT($AH$15&\"U18\")=\"\",\"\",INDIRECT($AH$15&\"U18\"))","v":2657.712}]
[null,null,null,"計画年度2","CO2排出量","令和7年度",2657.9120000000003,null,null,null,null,null,null,null,null,null,null,null,null,null,null,null,null,null,null,null,null,"計画年度2","CO2排出量",{"$f":"IF(INDIRECT($AH$15&\"Y10\")=\"\",\"\",INDIRECT($AH$15&\"Y10\"))","v":"令和7年度"},{"$f":"IF(INDIRECT($AH$15&\"Y18\")=\"\",\"\",INDIRECT($AH$15&\"Y18\"))","v":2657.712}]
[null,null,null,"計画年度3","CO2排出量","令和8年度",2657.9120000000003,null,null,null,null,null,null,null,null,null,null,null,null,null,null,null,null,null,null,null,null,"計画年度3","CO2排出量",{"$f":"IF(INDIRECT($AH$15&\"AC10\")=\"\",\"\",INDIRECT($AH$15&\"AC10\"))","v":"令和8年度"},{"$f":"IF(INDIRECT($AH$15&\"AC18\")=\"\",\"\",INDIRECT($AH$15&\"AC18\"))","v":2657.712}]
[null,null,null,"計画年度4","CO2排出量","令和9年度",2657.9120000000003,null,null,null,null,null,null,null,null,null,null,null,null,null,null,null,null,null,null,null,null,"計画年度4","CO2排出量",{"$f":"IF(INDIRECT($AH$15&\"AG10\")=\"\",\"\",INDIRECT($AH$15&\"AG10\"))","v":"令和9年度"},{"$f":"IF(INDIRECT($AH$15&\"AG18\")=\"\",\"\",INDIRECT($AH$15&\"AG18\"))","v":2657.712}]
[null,null,null,"計画年度5","CO2排出量","令和10年度",2657.9120000000003,null,null,null,null,null,null,null,null,null,null,null,null,null,null,null,null,null,null,null,null,"計画年度5","CO2排出量",{"$f":"IF(INDIRECT($AH$15&\"AK10\")=\"\",\"\",INDIRECT($AH$15&\"AK10\"))","v":"令和10年度"},{"$f":"IF(INDIRECT($AH$15&\"AK18\")=\"\",\"\",INDIRECT($AH$15&\"AK18\"))","v":2657.712}]
[]
[null,null,null,null,null,null,null,null,null,null,null,null,null,null,null,null,null,null,null,null,null,null,null,null,null,null,"表２"]
[null,null,"表２：脱炭素化計画（実施計画書A/Bより）",null,null,null,null,null,null,null,null,null,null,null,null,null,null,null,null,null,null,null,null,null,null,null,"C","E","I","AC","AE","AJ","AN","AQ","AT","AW","AZ","BC","BF","EQ"]
[null,null,"対策個票番号","対策の種類","対策の名称","主要システム系統","申請予定補助金","対策着手時期","年間CO2削減量(t-CO2)","計画年度・CO2削減量",null,null,null,null,"以降の活動予定","年間エネルギー削減量(GJ)","対策メニュー番号","DX計測に基づく対策",null,null,null,null,null,null,null,null,"対策個票番号","対策の種類","対策の名称","主要システム系統","申請予定補助金","対策着手時期","年間CO2削減量(t-CO2)","計画年度・CO2削減量",null,null,null,null,"以降の活動予定","年間エネルギー削減量(GJ)","対策メニュー番号","DX計測に基づく対策"]
[null,null,"---","---","---","---","---","---","---",null,null,null,null,null,"---","---","---","---",null,null,null,null,null,null,null,null,"---","---","---","---","---","---","---",{"$f":"IF(INDIRECT($AH$15&AH$44&$AQ46)=\"\",\"\",INDIRECT($AH$15&AH$44&$AQ46))","v":""},{"$f":"IF(INDIRECT($AH$15&AI$44&$AQ46)=\"\",\"\",INDIRECT($AH$15&AI$44&$AQ46))","v":"目標年度"},{"$f":"IF(INDIRECT($AH$15&AJ$44&$AQ46)=\"\",\"\",INDIRECT($AH$15&AJ$44&$AQ46))","v":""},{"$f":"IF(INDIRECT($AH$15&AK$44&$AQ46)=\"\",\"\",INDIRECT($AH$15&AK$44&$AQ46))","v":""},{"$f":"IF(INDIRECT($AH$15&AL$44&$AQ46)=\"\",\"\",INDIRECT($AH$15&AL$44&$AQ46))","v":""},"---","---","---","---",24]
[null,null,"---","---","---","---","---","---","---","令和6年度","令和7年度","令和8年度","令和9年度","令和10年度","---","---","---","---",null,null,null,null,null,null,null,null,"---","---","---","---","---","---","---",{"$f":"IF(INDIRECT($AH$15&AH$44&$AQ47)=\"\",\"\",INDIRECT($AH$15&AH$44&$AQ47))","v":"令和6年度"},"令和7年度","令和8年度","令和9年度","令和10年度","---","---","---","---",25]
[1,"省エネ",null,null,null,null,null,null,null,null,null,null,null,null,null,null,null,null,null,null,null,null,null,null,null,1,{"$f":"IF(INDIRECT($AH$15&AA$44&$AQ48)=\"\",\"\",INDIRECT($AH$15&AA$44&$AQ48))","v":""},"","","","","","",{"$f":"IF(INDIRECT($AH$15&AH$44&$AQ48)=\"\",\"\",INDIRECT($AH$15&AH$44&$AQ48))","v":""},{"$f":"IF(INDIRECT($AH$15&AI$44&$AQ48)=\"\",\"\",INDIRECT($AH$15&AI$44&$AQ48))","v":""},"","",{"$f":"IF(INDIRECT($AH$15&AL$44&$AQ48)=\"\",\"\",INDIRECT($AH$15&AL$44&$AQ48))","v":""},{"$f":"IF(INDIRECT($AH$15&AM$44&$AQ48)=\"\",\"\",INDIRECT($AH$15&AM$44&$AQ48))","v":""},{"$f":"IF(INDIRECT($AH$15&AN$44&$AQ48)=\"\",\"\",INDIRECT($AH$15&AN$44&$AQ48))","v":""},{"$f":"IFERROR(IF(INDIRECT(\"対策個票\"&$AA48&\"!Y9\")=\"\",\"\",INDIRECT(\"対策個票\"&$AA48&\"!Y9\")),\"\")","v":""},{"$f":"IFERROR(IF(INDIRECT(\"対策個票\"&$AA48&\"!CN28\")=\"\",\"\",INDIRECT(\"対策個票\"&$AA48&\"!CN28\")),\"\")","v":""},27]
[2,null,null,null,null,null,null,null,null,null,null,null,null,null,null,null,null,null,null,null,null,null,null,null,null,2,{"$f":"IF(INDIRECT($AH$15&AA$44&$AQ49)=\"\",\"\",INDIRECT($AH$15&AA$44&$AQ49))","v":""},{"$f":"IF(INDIRECT($AH$15&AB$44&$AQ49)=\"\",\"\",INDIRECT($AH$15&AB$44&$AQ49))","v":""},{"$f":"IF(INDIRECT($AH$15&AC$44&$AQ49)=\"\",\"\",INDIRECT($AH$15&AC$44&$AQ49))","v":""},{"$f":"IF(INDIRECT($AH$15&AD$44&$AQ49)=\"\",\"\",INDIRECT($AH$15&AD$44&$AQ49))","v":""},{"$f":"IF(INDIRECT($AH$15&AE$44&$AQ49)=\"\",\"\",INDIRECT($AH$15&AE$44&$AQ49))","v":""},{"$f":"IF(INDIRECT($AH$15&AF$44&$AQ49)=\"\",\"\",INDIRECT($AH$15&AF$44&$AQ49))","v":""},{"$f":"IF(INDIRECT($AH$15&AG$44&$AQ49)=\"\",\"\",INDIRECT($AH$15&AG$44&$AQ49))","v":""},{"$f":"IF(INDIRECT($AH$15&AH$44&$AQ49)=\"\",\"\",INDIRECT($AH$15&AH$44&$AQ49))","v":""},{"$f":"IF(INDIRECT($AH$15&AI$44&$AQ49)=\"\",\"\",INDIRECT($AH$15&AI$44&$AQ49))","v":""},{"$f":"IF(INDIRECT($AH$15&AJ$44&$AQ49)=\"\",\"\",INDIRECT($AH$15&AJ$44&$AQ49))","v":""},{"$f":"IF(INDIRECT($AH$15&AK$44&$AQ49)=\"\",\"\",INDIRECT($AH$15&AK$44&$AQ49))","v":""},{"$f":"IF(INDIRECT($AH$15&AL$44&$AQ49)=\"\",\"\",INDIRECT($AH$15&AL$44&$AQ49))","v":""},{"$f":"IF(INDIRECT($AH$15&AM$44&$AQ49)=\"\",\"\",INDIRECT($AH$15&AM$44&$AQ49))","v":""},{"$f":"IF(INDIRECT($AH$15&AN$44&$AQ49)=\"\",\"\",INDIRECT($AH$15&AN$44&$AQ49))","v":""},{"$f":"IFERROR(IF(INDIRECT(\"対策個票\"&$AA49&\"!Y9\")=\"\",\"\",INDIRECT(\"対策個票\"&$AA49&\"!Y9\")),\"\")","v":""},{"$f":"IFERROR(IF(INDIRECT(\"対策個票\"&$AA49&\"!CN28\")=\"\",\"\",INDIRECT(\"対策個票\"&$AA49&\"!CN28\")),\"\")","v":""},28]
[3,null,null,null,null,null,null,null,null,null,null,null,null,null,null,null,null,null,null,null,null,null,null,null,null,3,{"$f":"IF(INDIRECT($AH$15&AA$44&$AQ50)=\"\",\"\",INDIRECT($AH$15&AA$44&$AQ50))","v":""},{"$f":"IF(INDIRECT($AH$15&AB$44&$AQ50)=\"\",\"\",INDIRECT($AH$15&AB$44&$AQ50))","v":""},{"$f":"IF(INDIRECT($AH$15&AC$44&$AQ50)=\"\",\"\",INDIRECT($AH$15&AC$44&$AQ50))","v":""},{"$f":"IF(INDIRECT($AH$15&AD$44&$AQ50)=\"\",\"\",INDIRECT($AH$15&AD$44&$AQ50))","v":""},{"$f":"IF(INDIRECT($AH$15&AE$44&$AQ50)=\"\",\"\",INDIRECT($AH$15&AE$44&$AQ50))","v":""},{"$f":"IF(INDIRECT($AH$15&AF$44&$AQ50)=\"\",\"\",INDIRECT($AH$15&AF$44&$AQ50))","v":""},{"$f":"IF(INDIRECT($AH$15&AG$44&$AQ50)=\"\",\"\",INDIRECT($AH$15&AG$44&$AQ50))","v":""},{"$f":"IF(INDIRECT($AH$15&AH$44&$AQ50)=\"\",\"\",INDIRECT($AH$15&AH$44&$AQ50))","v":""},{"$f":"IF(INDIRECT($AH$15&AI$44&$AQ50)=\"\",\"\",INDIRECT($AH$15&AI$44&$AQ50))","v":""},{"$f":"IF(INDIRECT($AH$15&AJ$44&$AQ50)=\"\",\"\",INDIRECT($AH$15&AJ$44&$AQ50))","v":""},{"$f":"IF(INDIRECT($AH$15&AK$44&$AQ50)=\"\",\"\",INDIRECT($AH$15&AK$44&$AQ50))","v":""},{"$f":"IF(INDIRECT($AH$15&AL$44&$AQ50)=\"\",\"\",INDIRECT($AH$15&AL$44&$AQ50))","v":""},{"$f":"IF(INDIRECT($AH$15&AM$44&$AQ50)=\"\",\"\",INDIRECT($AH$15&AM$44&$AQ50))","v":""},{"$f":"IF(INDIRECT($AH$15&AN$44&$AQ50)=\"\",\"\",INDIRECT($AH$15&AN$44&$AQ50))","v":""},{"$f":"IFERROR(IF(INDIRECT(\"対策個票\"&$AA50&\"!Y9\")=\"\",\"\",INDIRECT(\"対策個票\"&$AA50&\"!Y9\")),\"\")","v":""},{"$f":"IFERROR(IF(INDIRECT(\"対策個票\"&$AA50&\"!CN28\")=\"\",\"\",INDIRECT(\"対策個票\"&$AA50&\"!CN28\")),\"\")","v":""},29]
[4,null,null,null,null,null,null,null,null,null,null,null,null,null,null,null,null,null,null,null,null,null,null,null,null,4,{"$f":"IF(INDIRECT($AH$15&AA$44&$AQ51)=\"\",\"\",INDIRECT($AH$15&AA$44&$AQ51))","v":""},{"$f":"IF(INDIRECT($AH$15&AB$44&$AQ51)=\"\",\"\",INDIRECT($AH$15&AB$44&$AQ51))","v":""},{"$f":"IF(INDIRECT($AH$15&AC$44&$AQ51)=\"\",\"\",INDIRECT($AH$15&AC$44&$AQ51))","v":""},{"$f":"IF(INDIRECT($AH$15&AD$44&$AQ51)=\"\",\"\",INDIRECT($AH$15&AD$44&$AQ51))","v":""},{"$f":"IF(INDIRECT($AH$15&AE$44&$AQ51)=\"\",\"\",INDIRECT($AH$15&AE$44&$AQ51))","v":""},{"$f":"IF(INDIRECT($AH$15&AF$44&$AQ51)=\"\",\"\",INDIRECT($AH$15&AF$44&$AQ51))","v":""},{"$f":"IF(INDIRECT($AH$15&AG$44&$AQ51)=\"\",\"\",INDIRECT($AH$15&AG$44&$AQ51))","v":""},{"$f":"IF(INDIRECT($AH$15&AH$44&$AQ51)=\"\",\"\",INDIRECT($AH$15&AH$44&$AQ51))","v":""},{"$f":"IF(INDIRECT($AH$15&AI$44&$AQ51)=\"\",\"\",INDIRECT($AH$15&AI$44&$AQ51))","v":""},{"$f":"IF(INDIRECT($AH$15&AJ$44&$AQ51)=\"\",\"\",INDIRECT($AH$15&AJ$44&$AQ51))","v":""},{"$f":"IF(INDIRECT($AH$15&AK$44&$AQ51)=\"\",\"\",INDIRECT($AH$15&AK$44&$AQ51))","v":""},{"$f":"IF(INDIRECT($AH$15&AL$44&$AQ51)=\"\",\"\",INDIRECT($AH$15&AL$44&$AQ51))","v":""},{"$f":"IF(INDIRECT($AH$15&AM$44&$AQ51)=\"\",\"\",INDIRECT($AH$15&AM$44&$AQ51))","v":""},{"$f":"IF(INDIRECT($AH$15&AN$44&$AQ51)=\"\",\"\",INDIRECT($AH$15&AN$44&$AQ51))","v":""},{"$f":"IFERROR(IF(INDIRECT(\"対策個票\"&$AA51&\"!Y9\")=\"\",\"\",INDIRECT(\"対策個票\"&$AA51&\"!Y9\")),\"\")","v":""},{"$f":"IFERROR(IF(INDIRECT(\"対策個票\"&$AA51&\"!CN28\")=\"\",\"\",INDIRECT(\"対策個票\"&$AA51&\"!CN28\")),\"\")","v":""},30]
[5,null,null,null,null,null,null,null,null,null,null,null,null,null,null,null,null,null,null,null,null,null,null,null,null,5,{"$f":"IF(INDIRECT($AH$15&AA$44&$AQ52)=\"\",\"\",INDIRECT($AH$15&AA$44&$AQ52))","v":""},{"$f":"IF(INDIRECT($AH$15&AB$44&$AQ52)=\"\",\"\",INDIRECT($AH$15&AB$44&$AQ52))","v":""},{"$f":"IF(INDIRECT($AH$15&AC$44&$AQ52)=\"\",\"\",INDIRECT($AH$15&AC$44&$AQ52))","v":""},{"$f":"IF(INDIRECT($AH$15&AD$44&$AQ52)=\"\",\"\",INDIRECT($AH$15&AD$44&$AQ52))","v":""},{"$f":"IF(INDIRECT($AH$15&AE$44&$AQ52)=\"\",\"\",INDIRECT($AH$15&AE$44&$AQ52))","v":""},{"$f":"IF(INDIRECT($AH$15&AF$44&$AQ52)=\"\",\"\",INDIRECT($AH$15&AF$44&$AQ52))","v":""},{"$f":"IF(INDIRECT($AH$15&AG$44&$AQ52)=\"\",\"\",INDIRECT($AH$15&AG$44&$AQ52))","v":""},{"$f":"IF(INDIRECT($AH$15&AH$44&$AQ52)=\"\",\"\",INDIRECT($AH$15&AH$44&$AQ52))","v":""},{"$f":"IF(INDIRECT($AH$15&AI$44&$AQ52)=\"\",\"\",INDIRECT($AH$15&AI$44&$AQ52))","v":""},{"$f":"IF(INDIRECT($AH$15&AJ$44&$AQ52)=\"\",\"\",INDIRECT($AH$15&AJ$44&$AQ52))","v":""},{"$f":"IF(INDIRECT($AH$15&AK$44&$AQ52)=\"\",\"\",INDIRECT($AH$15&AK$44&$AQ52))","v":""},{"$f":"IF(INDIRECT($AH$15&AL$44&$AQ52)=\"\",\"\",INDIRECT($AH$15&AL$44&$AQ52))","v":""},{"$f":"IF(INDIRECT($AH$15&AM$44&$AQ52)=\"\",\"\",INDIRECT($AH$15&AM$44&$AQ52))","v":""},{"$f":"IF(INDIRECT($AH$15&AN$44&$AQ52)=\"\",\"\",INDIRECT($AH$15&AN$44&$AQ52))","v":""},{"$f":"IFERROR(IF(INDIRECT(\"対策個票\"&$AA52&\"!Y9\")=\"\",\"\",INDIRECT(\"対策個票\"&$AA52&\"!Y9\")),\"\")","v":""},{"$f":"IFERROR(IF(INDIRECT(\"対策個票\"&$AA52&\"!CN28\")=\"\",\"\",INDIRECT(\"対策個票\"&$AA52&\"!CN28\")),\"\")","v":""},31]
[6,null,null,null,null,null,null,null,null,null,null,null,null,null,null,null,null,null,null,null,null,null,null,null,null,6,{"$f":"IF(INDIRECT($AH$15&AA$44&$AQ53)=\"\",\"\",INDIRECT($AH$15&AA$44&$AQ53))","v":""},{"$f":"IF(INDIRECT($AH$15&AB$44&$AQ53)=\"\",\"\",INDIRECT($AH$15&AB$44&$AQ53))","v":""},{"$f":"IF(INDIRECT($AH$15&AC$44&$AQ53)=\"\",\"\",INDIRECT($AH$15&AC$44&$AQ53))","v":""},{"$f":"IF(INDIRECT($AH$15&AD$44&$AQ53)=\"\",\"\",INDIRECT($AH$15&AD$44&$AQ53))","v":""},{"$f":"IF(INDIRECT($AH$15&AE$44&$AQ53)=\"\",\"\",INDIRECT($AH$15&AE$44&$AQ53))","v":""},{"$f":"IF(INDIRECT($AH$15&AF$44&$AQ53)=\"\",\"\",INDIRECT($AH$15&AF$44&$AQ53))","v":""},{"$f":"IF(INDIRECT($AH$15&AG$44&$AQ53)=\"\",\"\",INDIRECT($AH$15&AG$44&$AQ53))","v":""},{"$f":"IF(INDIRECT($AH$15&AH$44&$AQ53)=\"\",\"\",INDIRECT($AH$15&AH$44&$AQ53))","v":""},{"$f":"IF(INDIRECT($AH$15&AI$44&$AQ53)=\"\",\"\",INDIRECT($AH$15&AI$44&$AQ53))","v":""},{"$f":"IF(INDIRECT($AH$15&AJ$44&$AQ53)=\"\",\"\",INDIRECT($AH$15&AJ$44&$AQ53))","v":""},{"$f":"IF(INDIRECT($AH$15&AK$44&$AQ53)=\"\",\"\",INDIRECT($AH$15&AK$44&$AQ53))","v":""},{"$f":"IF(INDIRECT($AH$15&AL$44&$AQ53)=\"\",\"\",INDIRECT($AH$15&AL$44&$AQ53))","v":""},{"$f":"IF(INDIRECT($AH$15&AM$44&$AQ53)=\"\",\"\",INDIRECT($AH$15&AM$44&$AQ53))","v":""},{"$f":"IF(INDIRECT($AH$15&AN$44&$AQ53)=\"\",\"\",INDIRECT($AH$15&AN$44&$AQ53))","v":""},{"$f":"IFERROR(IF(INDIRECT(\"対策個票\"&$AA53&\"!Y9\")=\"\",\"\",INDIRECT(\"対策個票\"&$AA53&\"!Y9\")),\"\")","v":""},{"$f":"IFERROR(IF(INDIRECT(\"対策個票\"&$AA53&\"!CN28\")=\"\",\"\",INDIRECT(\"対策個票\"&$AA53&\"!CN28\")),\"\")","v":""},32]
[7,null,null,null,null,null,null,null,null,null,null,null,null,null,null,null,null,null,null,null,null,null,null,null,null,7,{"$f":"IF(INDIRECT($AH$15&AA$44&$AQ54)=\"\",\"\",INDIRECT($AH$15&AA$44&$AQ54))","v":""},{"$f":"IF(INDIRECT($AH$15&AB$44&$AQ54)=\"\",\"\",INDIRECT($AH$15&AB$44&$AQ54))","v":""},{"$f":"IF(INDIRECT($AH$15&AC$44&$AQ54)=\"\",\"\",INDIRECT($AH$15&AC$44&$AQ54))","v":""},{"$f":"IF(INDIRECT($AH$15&AD$44&$AQ54)=\"\",\"\",INDIRECT($AH$15&AD$44&$AQ54))","v":""},{"$f":"IF(INDIRECT($AH$15&AE$44&$AQ54)=\"\",\"\",INDIRECT($AH$15&AE$44&$AQ54))","v":""},{"$f":"IF(INDIRECT($AH$15&AF$44&$AQ54)=\"\",\"\",INDIRECT($AH$15&AF$44&$AQ54))","v":""},{"$f":"IF(INDIRECT($AH$15&AG$44&$AQ54)=\"\",\"\",INDIRECT($AH$15&AG$44&$AQ54))","v":""},{"$f":"IF(INDIRECT($AH$15&AH$44&$AQ54)=\"\",\"\",INDIRECT($AH$15&AH$44&$AQ54))","v":""},{"$f":"IF(INDIRECT($AH$15&AI$44&$AQ54)=\"\",\"\",INDIRECT($AH$15&AI$44&$AQ54))","v":""},{"$f":"IF(INDIRECT($AH$15&AJ$44&$AQ54)=\"\",\"\",INDIRECT($AH$15&AJ$44&$AQ54))","v":""},{"$f":"IF(INDIRECT($AH$15&AK$44&$AQ54)=\"\",\"\",INDIRECT($AH$15&AK$44&$AQ54))","v":""},{"$f":"IF(INDIRECT($AH$15&AL$44&$AQ54)=\"\",\"\",INDIRECT($AH$15&AL$44&$AQ54))","v":""},{"$f":"IF(INDIRECT($AH$15&AM$44&$AQ54)=\"\",\"\",INDIRECT($AH$15&AM$44&$AQ54))","v":""},{"$f":"IF(INDIRECT($AH$15&AN$44&$AQ54)=\"\",\"\",INDIRECT($AH$15&AN$44&$AQ54))","v":""},{"$f":"IFERROR(IF(INDIRECT(\"対策個票\"&$AA54&\"!Y9\")=\"\",\"\",INDIRECT(\"対策個票\"&$AA54&\"!Y9\")),\"\")","v":""},{"$f":"IFERROR(IF(INDIRECT(\"対策個票\"&$AA54&\"!CN28\")=\"\",\"\",INDIRECT(\"対策個票\"&$AA54&\"!CN28\")),\"\")","v":""},33]
[8,"脱炭素化\n(エネ転等)",null,null,null,null,null,null,null,null,null,null,null,null,null,null,null,null,null,null,null,null,null,null,null,8,{"$f":"IF(INDIRECT($AH$15&AA$44&$AQ55)=\"\",\"\",INDIRECT($AH$15&AA$44&$AQ55))","v":""},{"$f":"IF(INDIRECT($AH$15&AB$44&$AQ55)=\"\",\"\",INDIRECT($AH$15&AB$44&$AQ55))","v":""},{"$f":"IF(INDIRECT($AH$15&AC$44&$AQ55)=\"\",\"\",INDIRECT($AH$15&AC$44&$AQ55))","v":""},{"$f":"IF(INDIRECT($AH$15&AD$44&$AQ55)=\"\",\"\",INDIRECT($AH$15&AD$44&$AQ55))","v":""},{"$f":"IF(INDIRECT($AH$15&AE$44&$AQ55)=\"\",\"\",INDIRECT($AH$15&AE$44&$AQ55))","v":""},{"$f":"IF(INDIRECT($AH$15&AF$44&$AQ55)=\"\",\"\",INDIRECT($AH$15&AF$44&$AQ55))","v":""},{"$f":"IF(INDIRECT($AH$15&AG$44&$AQ55)=\"\",\"\",INDIRECT($AH$15&AG$44&$AQ55))","v":""},{"$f":"IF(INDIRECT($AH$15&AH$44&$AQ55)=\"\",\"\",INDIRECT($AH$15&AH$44&$AQ55))","v":""},{"$f":"IF(INDIRECT($AH$15&AI$44&$AQ55)=\"\",\"\",INDIRECT($AH$15&AI$44&$AQ55))","v":""},{"$f":"IF(INDIRECT($AH$15&AJ$44&$AQ55)=\"\",\"\",INDIRECT($AH$15&AJ$44&$AQ55))","v":""},{"$f":"IF(INDIRECT($AH$15&AK$44&$AQ55)=\"\",\"\",INDIRECT($AH$15&AK$44&$AQ55))","v":""},{"$f":"IF(INDIRECT($AH$15&AL$44&$AQ55)=\"\",\"\",INDIRECT($AH$15&AL$44&$AQ55))","v":""},{"$f":"IF(INDIRECT($AH$15&AM$44&$AQ55)=\"\",\"\",INDIRECT($AH$15&AM$44&$AQ55))","v":""},{"$f":"IF(INDIRECT($AH$15&AN$44&$AQ55)=\"\",\"\",INDIRECT($AH$15&AN$44&$AQ55))","v":""},{"$f":"IFERROR(IF(INDIRECT(\"対策個票\"&$AA55&\"!Y9\")=\"\",\"\",INDIRECT(\"対策個票\"&$AA55&\"!Y9\")),\"\")","v":""},{"$f":"IFERROR(IF(INDIRECT(\"対策個票\"&$AA55&\"!CN28\")=\"\",\"\",INDIRECT(\"対策個票\"&$AA55&\"!CN28\")),\"\")","v":""},35]
[9,null,null,null,null,null,null,null,null,null,null,null,null,null,null,null,null,null,null,null,null,null,null,null,null,9,{"$f":"IF(INDIRECT($AH$15&AA$44&$AQ56)=\"\",\"\",INDIRECT($AH$15&AA$44&$AQ56))","v":""},{"$f":"IF(INDIRECT($AH$15&AB$44&$AQ56)=\"\",\"\",INDIRECT($AH$15&AB$44&$AQ56))","v":""},{"$f":"IF(INDIRECT($AH$15&AC$44&$AQ56)=\"\",\"\",INDIRECT($AH$15&AC$44&$AQ56))","v":""},{"$f":"IF(INDIRECT($AH$15&AD$44&$AQ56)=\"\",\"\",INDIRECT($AH$15&AD$44&$AQ56))","v":""},{"$f":"IF(INDIRECT($AH$15&AE$44&$AQ56)=\"\",\"\",INDIRECT($AH$15&AE$44&$AQ56))","v":""},{"$f":"IF(INDIRECT($AH$15&AF$44&$AQ56)=\"\",\"\",INDIRECT($AH$15&AF$44&$AQ56))","v":""},{"$f":"IF(INDIRECT($AH$15&AG$44&$AQ56)=\"\",\"\",INDIRECT($AH$15&AG$44&$AQ56))","v":""},{"$f":"IF(INDIRECT($AH$15&AH$44&$AQ56)=\"\",\"\",INDIRECT($AH$15&AH$44&$AQ56))","v":""},{"$f":"IF(INDIRECT($AH$15&AI$44&$AQ56)=\"\",\"\",INDIRECT($AH$15&AI$44&$AQ56))","v":""},{"$f":"IF(INDIRECT($AH$15&AJ$44&$AQ56)=\"\",\"\",INDIRECT($AH$15&AJ$44&$AQ56))","v":""},{"$f":"IF(INDIRECT($AH$15&AK$44&$AQ56)=\"\",\"\",INDIRECT($AH$15&AK$44&$AQ56))","v":""},{"$f":"IF(INDIRECT($AH$15&AL$44&$AQ56)=\"\",\"\",INDIRECT($AH$15&AL$44&$AQ56))","v":""},{"$f":"IF(INDIRECT($AH$15&AM$44&$AQ56)=\"\",\"\",INDIRECT($AH$15&AM$44&$AQ56))","v":""},{"$f":"IF(INDIRECT($AH$15&AN$44&$AQ56)=\"\",\"\",INDIRECT($AH$15&AN$44&$AQ56))","v":""},{"$f":"IFERROR(IF(INDIRECT(\"対策個票\"&$AA56&\"!Y9\")=\"\",\"\",INDIRECT(\"対策個票\"&$AA56&\"!Y9\")),\"\")","v":""},{"$f":"IFERROR(IF(INDIRECT(\"対策個票\"&$AA56&\"!CN28\")=\"\",\"\",INDIRECT(\"対策個票\"&$AA56&\"!CN28\")),\"\")","v":""},36]
[10,null,null,null,null,null,null,null,null,null,null,null,null,null,null,null,null,null,null,null,null,null,null,null,null,10,{"$f":"IF(INDIRECT($AH$15&AA$44&$AQ57)=\"\",\"\",INDIRECT($AH$15&AA$44&$AQ57))","v":""},{"$f":"IF(INDIRECT($AH$15&AB$44&$AQ57)=\"\",\"\",INDIRECT($AH$15&AB$44&$AQ57))","v":""},{"$f":"IF(INDIRECT($AH$15&AC$44&$AQ57)=\"\",\"\",INDIRECT($AH$15&AC$44&$AQ57))","v":""},{"$f":"IF(INDIRECT($AH$15&AD$44&$AQ57)=\"\",\"\",INDIRECT($AH$15&AD$44&$AQ57))","v":""},{"$f":"IF(INDIRECT($AH$15&AE$44&$AQ57)=\"\",\"\",INDIRECT($AH$15&AE$44&$AQ57))","v":""},{"$f":"IF(INDIRECT($AH$15&AF$44&$AQ57)=\"\",\"\",INDIRECT($AH$15&AF$44&$AQ57))","v":""},{"$f":"IF(INDIRECT($AH$15&AG$44&$AQ57)=\"\",\"\",INDIRECT($AH$15&AG$44&$AQ57))","v":""},{"$f":"IF(INDIRECT($AH$15&AH$44&$AQ57)=\"\",\"\",INDIRECT($AH$15&AH$44&$AQ57))","v":""},{"$f":"IF(INDIRECT($AH$15&AI$44&$AQ57)=\"\",\"\",INDIRECT($AH$15&AI$44&$AQ57))","v":""},{"$f":"IF(INDIRECT($AH$15&AJ$44&$AQ57)=\"\",\"\",INDIRECT($AH$15&AJ$44&$AQ57))","v":""},{"$f":"IF(INDIRECT($AH$15&AK$44&$AQ57)=\"\",\"\",INDIRECT($AH$15&AK$44&$AQ57))","v":""},{"$f":"IF(INDIRECT($AH$15&AL$44&$AQ57)=\"\",\"\",INDIRECT($AH$15&AL$44&$AQ57))","v":""},{"$f":"IF(INDIRECT($AH$15&AM$44&$AQ57)=\"\",\"\",INDIRECT($AH$15&AM$44&$AQ57))","v":""},{"$f":"IF(INDIRECT($AH$15&AN$44&$AQ57)=\"\",\"\",INDIRECT($AH$15&AN$44&$AQ57))","v":""},{"$f":"IFERROR(IF(INDIRECT(\"対策個票\"&$AA57&\"!Y9\")=\"\",\"\",INDIRECT(\"対策個票\"&$AA57&\"!Y9\")),\"\")","v":""},{"$f":"IFERROR(IF(INDIRECT(\"対策個票\"&$AA57&\"!CN28\")=\"\",\"\",INDIRECT(\"対策個票\"&$AA57&\"!CN28\")),\"\")","v":""},37]
[11,"脱炭素化\n(系統電力変更)",null,null,null,null,null,null,null,null,null,null,null,null,null,null,null,null,null,null,null,null,null,null,null,11,{"$f":"IF(INDIRECT($AH$15&AA$44&$AQ58)=\"\",\"\",INDIRECT($AH$15&AA$44&$AQ58))","v":""},{"$f":"IF(INDIRECT($AH$15&AB$44&$AQ58)=\"\",\"\",INDIRECT($AH$15&AB$44&$AQ58))","v":""},{"$f":"IF(INDIRECT($AH$15&AC$44&$AQ58)=\"\",\"\",INDIRECT($AH$15&AC$44&$AQ58))","v":""},{"$f":"IF(INDIRECT($AH$15&AD$44&$AQ58)=\"\",\"\",INDIRECT($AH$15&AD$44&$AQ58))","v":""},{"$f":"IF(INDIRECT($AH$15&AE$44&$AQ58)=\"\",\"\",INDIRECT($AH$15&AE$44&$AQ58))","v":""},{"$f":"IF(INDIRECT($AH$15&AF$44&$AQ58)=\"\",\"\",INDIRECT($AH$15&AF$44&$AQ58))","v":""},{"$f":"IF(INDIRECT($AH$15&AG$44&$AQ58)=\"\",\"\",INDIRECT($AH$15&AG$44&$AQ58))","v":""},{"$f":"IF(INDIRECT($AH$15&AH$44&$AQ58)=\"\",\"\",INDIRECT($AH$15&AH$44&$AQ58))","v":""},{"$f":"IF(INDIRECT($AH$15&AI$44&$AQ58)=\"\",\"\",INDIRECT($AH$15&AI$44&$AQ58))","v":""},{"$f":"IF(INDIRECT($AH$15&AJ$44&$AQ58)=\"\",\"\",INDIRECT($AH$15&AJ$44&$AQ58))","v":""},{"$f":"IF(INDIRECT($AH$15&AK$44&$AQ58)=\"\",\"\",INDIRECT($AH$15&AK$44&$AQ58))","v":""},{"$f":"IF(INDIRECT($AH$15&AL$44&$AQ58)=\"\",\"\",INDIRECT($AH$15&AL$44&$AQ58))","v":""},{"$f":"IF(INDIRECT($AH$15&AM$44&$AQ58)=\"\",\"\",INDIRECT($AH$15&AM$44&$AQ58))","v":""},{"$f":"IF(INDIRECT($AH$15&AN$44&$AQ58)=\"\",\"\",INDIRECT($AH$15&AN$44&$AQ58))","v":""},{"$f":"IFERROR(IF(INDIRECT(\"対策個票\"&$AA58&\"!Y9\")=\"\",\"\",INDIRECT(\"対策個票\"&$AA58&\"!Y9\")),\"\")","v":""},{"$f":"IFERROR(IF(INDIRECT(\"対策個票\"&$AA58&\"!CN28\")=\"\",\"\",INDIRECT(\"対策個票\"&$AA58&\"!CN28\")),\"\")","v":""},39]
[12,null,null,null,null,null,null,null,null,null,null,null,null,null,null,null,null,null,null,null,null,null,null,null,null,12,{"$f":"IF(INDIRECT($AH$15&AA$44&$AQ59)=\"\",\"\",INDIRECT($AH$15&AA$44&$AQ59))","v":""},{"$f":"IF(INDIRECT($AH$15&AB$44&$AQ59)=\"\",\"\",INDIRECT($AH$15&AB$44&$AQ59))","v":""},{"$f":"IF(INDIRECT($AH$15&AC$44&$AQ59)=\"\",\"\",INDIRECT($AH$15&AC$44&$AQ59))","v":""},{"$f":"IF(INDIRECT($AH$15&AD$44&$AQ59)=\"\",\"\",INDIRECT($AH$15&AD$44&$AQ59))","v":""},{"$f":"IF(INDIRECT($AH$15&AE$44&$AQ59)=\"\",\"\",INDIRECT($AH$15&AE$44&$AQ59))","v":""},{"$f":"IF(INDIRECT($AH$15&AF$44&$AQ59)=\"\",\"\",INDIRECT($AH$15&AF$44&$AQ59))","v":""},{"$f":"IF(INDIRECT($AH$15&AG$44&$AQ59)=\"\",\"\",INDIRECT($AH$15&AG$44&$AQ59))","v":""},{"$f":"IF(INDIRECT($AH$15&AH$44&$AQ59)=\"\",\"\",INDIRECT($AH$15&AH$44&$AQ59))","v":""},{"$f":"IF(INDIRECT($AH$15&AI$44&$AQ59)=\"\",\"\",INDIRECT($AH$15&AI$44&$AQ59))","v":""},{"$f":"IF(INDIRECT($AH$15&AJ$44&$AQ59)=\"\",\"\",INDIRECT($AH$15&AJ$44&$AQ59))","v":""},{"$f":"IF(INDIRECT($AH$15&AK$44&$AQ59)=\"\",\"\",INDIRECT($AH$15&AK$44&$AQ59))","v":""},{"$f":"IF(INDIRECT($AH$15&AL$44&$AQ59)=\"\",\"\",INDIRECT($AH$15&AL$44&$AQ59))","v":""},{"$f":"IF(INDIRECT($AH$15&AM$44&$AQ59)=\"\",\"\",INDIRECT($AH$15&AM$44&$AQ59))","v":""},{"$f":"IF(INDIRECT($AH$15&AN$44&$AQ59)=\"\",\"\",INDIRECT($AH$15&AN$44&$AQ59))","v":""},{"$f":"IFERROR(IF(INDIRECT(\"対策個票\"&$AA59&\"!Y9\")=\"\",\"\",INDIRECT(\"対策個票\"&$AA59&\"!Y9\")),\"\")","v":""},{"$f":"IFERROR(IF(INDIRECT(\"対策個票\"&$AA59&\"!CN28\")=\"\",\"\",INDIRECT(\"対策個票\"&$AA59&\"!CN28\")),\"\")","v":""},40]
[13,"省エネ",null,null,null,null,null,null,null,null,null,null,null,null,null,null,null,null,null,null,null,null,null,null,null,13,{"$f":"IF(INDIRECT($AH$15&AA$44&$AQ60)=\"\",\"\",INDIRECT($AH$15&AA$44&$AQ60))","v":""},{"$f":"IF(INDIRECT($AH$15&AB$44&$AQ60)=\"\",\"\",INDIRECT($AH$15&AB$44&$AQ60))","v":""},{"$f":"IF(INDIRECT($AH$15&AC$44&$AQ60)=\"\",\"\",INDIRECT($AH$15&AC$44&$AQ60))","v":""},{"$f":"IF(INDIRECT($AH$15&AD$44&$AQ60)=\"\",\"\",INDIRECT($AH$15&AD$44&$AQ60))","v":""},{"$f":"IF(INDIRECT($AH$15&AE$44&$AQ60)=\"\",\"\",INDIRECT($AH$15&AE$44&$AQ60))","v":""},{"$f":"IF(INDIRECT($AH$15&AF$44&$AQ60)=\"\",\"\",INDIRECT($AH$15&AF$44&$AQ60))","v":""},{"$f":"IF(INDIRECT($AH$15&AG$44&$AQ60)=\"\",\"\",INDIRECT($AH$15&AG$44&$AQ60))","v":""},{"$f":"IF(INDIRECT($AH$15&AH$44&$AQ60)=\"\",\"\",INDIRECT($AH$15&AH$44&$AQ60))","v":""},{"$f":"IF(INDIRECT($AH$15&AI$44&$AQ60)=\"\",\"\",INDIRECT($AH$15&AI$44&$AQ60))","v":""},{"$f":"IF(INDIRECT($AH$15&AJ$44&$AQ60)=\"\",\"\",INDIRECT($AH$15&AJ$44&$AQ60))","v":""},{"$f":"IF(INDIRECT($AH$15&AK$44&$AQ60)=\"\",\"\",INDIRECT($AH$15&AK$44&$AQ60))","v":""},{"$f":"IF(INDIRECT($AH$15&AL$44&$AQ60)=\"\",\"\",INDIRECT($AH$15&AL$44&$AQ60))","v":""},{"$f":"IF(INDIRECT($AH$15&AM$44&$AQ60)=\"\",\"\",INDIRECT($AH$15&AM$44&$AQ60))","v":""},{"$f":"IF(INDIRECT($AH$15&AN$44&$AQ60)=\"\",\"\",INDIRECT($AH$15&AN$44&$AQ60))","v":""},{"$f":"IFERROR(IF(INDIRECT(\"対策個票\"&$AA60&\"!Y9\")=\"\",\"\",INDIRECT(\"対策個票\"&$AA60&\"!Y9\")),\"\")","v":""},{"$f":"IFERROR(IF(INDIRECT(\"対策個票\"&$AA60&\"!CN28\")=\"\",\"\",INDIRECT(\"対策個票\"&$AA60&\"!CN28\")),\"\")","v":""},47]
[14,null,null,null,null,null,null,null,null,null,null,null,null,null,null,null,null,null,null,null,null,null,null,null,null,14,{"$f":"IF(INDIRECT($AH$15&AA$44&$AQ61)=\"\",\"\",INDIRECT($AH$15&AA$44&$AQ61))","v":""},{"$f":"IF(INDIRECT($AH$15&AB$44&$AQ61)=\"\",\"\",INDIRECT($AH$15&AB$44&$AQ61))","v":""},{"$f":"IF(INDIRECT($AH$15&AC$44&$AQ61)=\"\",\"\",INDIRECT($AH$15&AC$44&$AQ61))","v":""},{"$f":"IF(INDIRECT($AH$15&AD$44&$AQ61)=\"\",\"\",INDIRECT($AH$15&AD$44&$AQ61))","v":""},{"$f":"IF(INDIRECT($AH$15&AE$44&$AQ61)=\"\",\"\",INDIRECT($AH$15&AE$44&$AQ61))","v":""},{"$f":"IF(INDIRECT($AH$15&AF$44&$AQ61)=\"\",\"\",INDIRECT($AH$15&AF$44&$AQ61))","v":""},{"$f":"IF(INDIRECT($AH$15&AG$44&$AQ61)=\"\",\"\",INDIRECT($AH$15&AG$44&$AQ61))","v":""},{"$f":"IF(INDIRECT($AH$15&AH$44&$AQ61)=\"\",\"\",INDIRECT($AH$15&AH$44&$AQ61))","v":""},{"$f":"IF(INDIRECT($AH$15&AI$44&$AQ61)=\"\",\"\",INDIRECT($AH$15&AI$44&$AQ61))","v":""},{"$f":"IF(INDIRECT($AH$15&AJ$44&$AQ61)=\"\",\"\",INDIRECT($AH$15&AJ$44&$AQ61))","v":""},{"$f":"IF(INDIRECT($AH$15&AK$44&$AQ61)=\"\",\"\",INDIRECT($AH$15&AK$44&$AQ61))","v":""},{"$f":"IF(INDIRECT($AH$15&AL$44&$AQ61)=\"\",\"\",INDIRECT($AH$15&AL$44&$AQ61))","v":""},{"$f":"IF(INDIRECT($AH$15&AM$44&$AQ61)=\"\",\"\",INDIRECT($AH$15&AM$44&$AQ61))","v":""},{"$f":"IF(INDIRECT($AH$15&AN$44&$AQ61)=\"\",\"\",INDIRECT($AH$15&AN$44&$AQ61))","v":""},{"$f":"IFERROR(IF(INDIRECT(\"対策個票\"&$AA61&\"!Y9\")=\"\",\"\",INDIRECT(\"対策個票\"&$AA61&\"!Y9\")),\"\")","v":""},{"$f":"IFERROR(IF(INDIRECT(\"対策個票\"&$AA61&\"!CN28\")=\"\",\"\",INDIRECT(\"対策個票\"&$AA61&\"!CN28\")),\"\")","v":""},48]
[15,null,null,null,null,null,null,null,null,null,null,null,null,null,null,null,null,null,null,null,null,null,null,null,null,15,{"$f":"IF(INDIRECT($AH$15&AA$44&$AQ62)=\"\",\"\",INDIRECT($AH$15&AA$44&$AQ62))","v":""},{"$f":"IF(INDIRECT($AH$15&AB$44&$AQ62)=\"\",\"\",INDIRECT($AH$15&AB$44&$AQ62))","v":""},{"$f":"IF(INDIRECT($AH$15&AC$44&$AQ62)=\"\",\"\",INDIRECT($AH$15&AC$44&$AQ62))","v":""},{"$f":"IF(INDIRECT($AH$15&AD$44&$AQ62)=\"\",\"\",INDIRECT($AH$15&AD$44&$AQ62))","v":""},{"$f":"IF(INDIRECT($AH$15&AE$44&$AQ62)=\"\",\"\",INDIRECT($AH$15&AE$44&$AQ62))","v":""},{"$f":"IF(INDIRECT($AH$15&AF$44&$AQ62)=\"\",\"\",INDIRECT($AH$15&AF$44&$AQ62))","v":""},{"$f":"IF(INDIRECT($AH$15&AG$44&$AQ62)=\"\",\"\",INDIRECT($AH$15&AG$44&$AQ62))","v":""},{"$f":"IF(INDIRECT($AH$15&AH$44&$AQ62)=\"\",\"\",INDIRECT($AH$15&AH$44&$AQ62))","v":""},{"$f":"IF(INDIRECT($AH$15&AI$44&$AQ62)=\"\",\"\",INDIRECT($AH$15&AI$44&$AQ62))","v":""},{"$f":"IF(INDIRECT($AH$15&AJ$44&$AQ62)=\"\",\"\",INDIRECT($AH$15&AJ$44&$AQ62))","v":""},{"$f":"IF(INDIRECT($AH$15&AK$44&$AQ62)=\"\",\"\",INDIRECT($AH$15&AK$44&$AQ62))","v":""},{"$f":"IF(INDIRECT($AH$15&AL$44&$AQ62)=\"\",\"\",INDIRECT($AH$15&AL$44&$AQ62))","v":""},{"$f":"IF(INDIRECT($AH$15&AM$44&$AQ62)=\"\",\"\",INDIRECT($AH$15&AM$44&$AQ62))","v":""},{"$f":"IF(INDIRECT($AH$15&AN$44&$AQ62)=\"\",\"\",INDIRECT($AH$15&AN$44&$AQ62))","v":""},{"$f":"IFERROR(IF(INDIRECT(\"対策個票\"&$AA62&\"!Y9\")=\"\",\"\",INDIRECT(\"対策個票\"&$AA62&\"!Y9\")),\"\")","v":""},{"$f":"IFERROR(IF(INDIRECT(\"対策個票\"&$AA62&\"!CN28\")=\"\",\"\",INDIRECT(\"対策個票\"&$AA62&\"!CN28\")),\"\")","v":""},49]
[16,null,null,null,null,null,null,null,null,null,null,null,null,null,null,null,null,null,null,null,null,null,null,null,null,16,{"$f":"IF(INDIRECT($AH$15&AA$44&$AQ63)=\"\",\"\",INDIRECT($AH$15&AA$44&$AQ63))","v":""},{"$f":"IF(INDIRECT($AH$15&AB$44&$AQ63)=\"\",\"\",INDIRECT($AH$15&AB$44&$AQ63))","v":""},{"$f":"IF(INDIRECT($AH$15&AC$44&$AQ63)=\"\",\"\",INDIRECT($AH$15&AC$44&$AQ63))","v":""},{"$f":"IF(INDIRECT($AH$15&AD$44&$AQ63)=\"\",\"\",INDIRECT($AH$15&AD$44&$AQ63))","v":""},{"$f":"IF(INDIRECT($AH$15&AE$44&$AQ63)=\"\",\"\",INDIRECT($AH$15&AE$44&$AQ63))","v":""},{"$f":"IF(INDIRECT($AH$15&AF$44&$AQ63)=\"\",\"\",INDIRECT($AH$15&AF$44&$AQ63))","v":""},{"$f":"IF(INDIRECT($AH$15&AG$44&$AQ63)=\"\",\"\",INDIRECT($AH$15&AG$44&$AQ63))","v":""},{"$f":"IF(INDIRECT($AH$15&AH$44&$AQ63)=\"\",\"\",INDIRECT($AH$15&AH$44&$AQ63))","v":""},{"$f":"IF(INDIRECT($AH$15&AI$44&$AQ63)=\"\",\"\",INDIRECT($AH$15&AI$44&$AQ63))","v":""},{"$f":"IF(INDIRECT($AH$15&AJ$44&$AQ63)=\"\",\"\",INDIRECT($AH$15&AJ$44&$AQ63))","v":""},{"$f":"IF(INDIRECT($AH$15&AK$44&$AQ63)=\"\",\"\",INDIRECT($AH$15&AK$44&$AQ63))","v":""},{"$f":"IF(INDIRECT($AH$15&AL$44&$AQ63)=\"\",\"\",INDIRECT($AH$15&AL$44&$AQ63))","v":""},{"$f":"IF(INDIRECT($AH$15&AM$44&$AQ63)=\"\",\"\",INDIRECT($AH$15&AM$44&$AQ63))","v":""},{"$f":"IF(INDIRECT($AH$15&AN$44&$AQ63)=\"\",\"\",INDIRECT($AH$15&AN$44&$AQ63))","v":""},{"$f":"IFERROR(IF(INDIRECT(\"対策個票\"&$AA63&\"!Y9\")=\"\",\"\",INDIRECT(\"対策個票\"&$AA63&\"!Y9\")),\"\")","v":""},{"$f":"IFERROR(IF(INDIRECT(\"対策個票\"&$AA63&\"!CN28\")=\"\",\"\",INDIRECT(\"対策個票\"&$AA63&\"!CN28\")),\"\")","v":""},50]
[17,null,null,null,null,null,null,null,null,null,null,null,null,null,null,null,null,null,null,null,null,null,null,null,null,17,{"$f":"IF(INDIRECT($AH$15&AA$44&$AQ64)=\"\",\"\",INDIRECT($AH$15&AA$44&$AQ64))","v":""},{"$f":"IF(INDIRECT($AH$15&AB$44&$AQ64)=\"\",\"\",INDIRECT($AH$15&AB$44&$AQ64))","v":""},{"$f":"IF(INDIRECT($AH$15&AC$44&$AQ64)=\"\",\"\",INDIRECT($AH$15&AC$44&$AQ64))","v":""},{"$f":"IF(INDIRECT($AH$15&AD$44&$AQ64)=\"\",\"\",INDIRECT($AH$15&AD$44&$AQ64))","v":""},{"$f":"IF(INDIRECT($AH$15&AE$44&$AQ64)=\"\",\"\",INDIRECT($AH$15&AE$44&$AQ64))","v":""},{"$f":"IF(INDIRECT($AH$15&AF$44&$AQ64)=\"\",\"\",INDIRECT($AH$15&AF$44&$AQ64))","v":""},{"$f":"IF(INDIRECT($AH$15&AG$44&$AQ64)=\"\",\"\",INDIRECT($AH$15&AG$44&$AQ64))","v":""},{"$f":"IF(INDIRECT($AH$15&AH$44&$AQ64)=\"\",\"\",INDIRECT($AH$15&AH$44&$AQ64))","v":""},{"$f":"IF(INDIRECT($AH$15&AI$44&$AQ64)=\"\",\"\",INDIRECT($AH$15&AI$44&$AQ64))","v":""},{"$f":"IF(INDIRECT($AH$15&AJ$44&$AQ64)=\"\",\"\",INDIRECT($AH$15&AJ$44&$AQ64))","v":""},{"$f":"IF(INDIRECT($AH$15&AK$44&$AQ64)=\"\",\"\",INDIRECT($AH$15&AK$44&$AQ64))","v":""},{"$f":"IF(INDIRECT($AH$15&AL$44&$AQ64)=\"\",\"\",INDIRECT($AH$15&AL$44&$AQ64))","v":""},{"$f":"IF(INDIRECT($AH$15&AM$44&$AQ64)=\"\",\"\",INDIRECT($AH$15&AM$44&$AQ64))","v":""},{"$f":"IF(INDIRECT($AH$15&AN$44&$AQ64)=\"\",\"\",INDIRECT($AH$15&AN$44&$AQ64))","v":""},{"$f":"IFERROR(IF(INDIRECT(\"対策個票\"&$AA64&\"!Y9\")=\"\",\"\",INDIRECT(\"対策個票\"&$AA64&\"!Y9\")),\"\")","v":""},{"$f":"IFERROR(IF(INDIRECT(\"対策個票\"&$AA64&\"!CN28\")=\"\",\"\",INDIRECT(\"対策個票\"&$AA64&\"!CN28\")),\"\")","v":""},51]
[18,null,null,null,null,null,null,null,null,null,null,null,null,null,null,null,null,null,null,null,null,null,null,null,null,18,{"$f":"IF(INDIRECT($AH$15&AA$44&$AQ65)=\"\",\"\",INDIRECT($AH$15&AA$44&$AQ65))","v":""},{"$f":"IF(INDIRECT($AH$15&AB$44&$AQ65)=\"\",\"\",INDIRECT($AH$15&AB$44&$AQ65))","v":""},{"$f":"IF(INDIRECT($AH$15&AC$44&$AQ65)=\"\",\"\",INDIRECT($AH$15&AC$44&$AQ65))","v":""},{"$f":"IF(INDIRECT($AH$15&AD$44&$AQ65)=\"\",\"\",INDIRECT($AH$15&AD$44&$AQ65))","v":""},{"$f":"IF(INDIRECT($AH$15&AE$44&$AQ65)=\"\",\"\",INDIRECT($AH$15&AE$44&$AQ65))","v":""},{"$f":"IF(INDIRECT($AH$15&AF$44&$AQ65)=\"\",\"\",INDIRECT($AH$15&AF$44&$AQ65))","v":""},{"$f":"IF(INDIRECT($AH$15&AG$44&$AQ65)=\"\",\"\",INDIRECT($AH$15&AG$44&$AQ65))","v":""},{"$f":"IF(INDIRECT($AH$15&AH$44&$AQ65)=\"\",\"\",INDIRECT($AH$15&AH$44&$AQ65))","v":""},{"$f":"IF(INDIRECT($AH$15&AI$44&$AQ65)=\"\",\"\",INDIRECT($AH$15&AI$44&$AQ65))","v":""},{"$f":"IF(INDIRECT($AH$15&AJ$44&$AQ65)=\"\",\"\",INDIRECT($AH$15&AJ$44&$AQ65))","v":""},{"$f":"IF(INDIRECT($AH$15&AK$44&$AQ65)=\"\",\"\",INDIRECT($AH$15&AK$44&$AQ65))","v":""},{"$f":"IF(INDIRECT($AH$15&AL$44&$AQ65)=\"\",\"\",INDIRECT($AH$15&AL$44&$AQ65))","v":""},{"$f":"IF(INDIRECT($AH$15&AM$44&$AQ65)=\"\",\"\",INDIRECT($AH$15&AM$44&$AQ65))","v":""},{"$f":"IF(INDIRECT($AH$15&AN$44&$AQ65)=\"\",\"\",INDIRECT($AH$15&AN$44&$AQ65))","v":""},{"$f":"IFERROR(IF(INDIRECT(\"対策個票\"&$AA65&\"!Y9\")=\"\",\"\",INDIRECT(\"対策個票\"&$AA65&\"!Y9\")),\"\")","v":""},{"$f":"IFERROR(IF(INDIRECT(\"対策個票\"&$AA65&\"!CN28\")=\"\",\"\",INDIRECT(\"対策個票\"&$AA65&\"!CN28\")),\"\")","v":""},52]
[19,null,null,null,null,null,null,null,null,null,null,null,null,null,null,null,null,null,null,null,null,null,null,null,null,19,{"$f":"IF(INDIRECT($AH$15&AA$44&$AQ66)=\"\",\"\",INDIRECT($AH$15&AA$44&$AQ66))","v":""},{"$f":"IF(INDIRECT($AH$15&AB$44&$AQ66)=\"\",\"\",INDIRECT($AH$15&AB$44&$AQ66))","v":""},{"$f":"IF(INDIRECT($AH$15&AC$44&$AQ66)=\"\",\"\",INDIRECT($AH$15&AC$44&$AQ66))","v":""},{"$f":"IF(INDIRECT($AH$15&AD$44&$AQ66)=\"\",\"\",INDIRECT($AH$15&AD$44&$AQ66))","v":""},{"$f":"IF(INDIRECT($AH$15&AE$44&$AQ66)=\"\",\"\",INDIRECT($AH$15&AE$44&$AQ66))","v":""},{"$f":"IF(INDIRECT($AH$15&AF$44&$AQ66)=\"\",\"\",INDIRECT($AH$15&AF$44&$AQ66))","v":""},{"$f":"IF(INDIRECT($AH$15&AG$44&$AQ66)=\"\",\"\",INDIRECT($AH$15&AG$44&$AQ66))","v":""},{"$f":"IF(INDIRECT($AH$15&AH$44&$AQ66)=\"\",\"\",INDIRECT($AH$15&AH$44&$AQ66))","v":""},{"$f":"IF(INDIRECT($AH$15&AI$44&$AQ66)=\"\",\"\",INDIRECT($AH$15&AI$44&$AQ66))","v":""},{"$f":"IF(INDIRECT($AH$15&AJ$44&$AQ66)=\"\",\"\",INDIRECT($AH$15&AJ$44&$AQ66))","v":""},{"$f":"IF(INDIRECT($AH$15&AK$44&$AQ66)=\"\",\"\",INDIRECT($AH$15&AK$44&$AQ66))","v":""},{"$f":"IF(INDIRECT($AH$15&AL$44&$AQ66)=\"\",\"\",INDIRECT($AH$15&AL$44&$AQ66))","v":""},{"$f":"IF(INDIRECT($AH$15&AM$44&$AQ66)=\"\",\"\",INDIRECT($AH$15&AM$44&$AQ66))","v":""},{"$f":"IF(INDIRECT($AH$15&AN$44&$AQ66)=\"\",\"\",INDIRECT($AH$15&AN$44&$AQ66))","v":""},{"$f":"IFERROR(IF(INDIRECT(\"対策個票\"&$AA66&\"!Y9\")=\"\",\"\",INDIRECT(\"対策個票\"&$AA66&\"!Y9\")),\"\")","v":""},{"$f":"IFERROR(IF(INDIRECT(\"対策個票\"&$AA66&\"!CN28\")=\"\",\"\",INDIRECT(\"対策個票\"&$AA66&\"!CN28\")),\"\")","v":""},53]
[20,"脱炭素化\n(エネ転等)",null,null,null,null,null,null,null,null,null,null,null,null,null,null,null,null,null,null,null,null,null,null,null,20,{"$f":"IF(INDIRECT($AH$15&AA$44&$AQ67)=\"\",\"\",INDIRECT($AH$15&AA$44&$AQ67))","v":""},{"$f":"IF(INDIRECT($AH$15&AB$44&$AQ67)=\"\",\"\",INDIRECT($AH$15&AB$44&$AQ67))","v":""},{"$f":"IF(INDIRECT($AH$15&AC$44&$AQ67)=\"\",\"\",INDIRECT($AH$15&AC$44&$AQ67))","v":""},{"$f":"IF(INDIRECT($AH$15&AD$44&$AQ67)=\"\",\"\",INDIRECT($AH$15&AD$44&$AQ67))","v":""},{"$f":"IF(INDIRECT($AH$15&AE$44&$AQ67)=\"\",\"\",INDIRECT($AH$15&AE$44&$AQ67))","v":""},{"$f":"IF(INDIRECT($AH$15&AF$44&$AQ67)=\"\",\"\",INDIRECT($AH$15&AF$44&$AQ67))","v":""},{"$f":"IF(INDIRECT($AH$15&AG$44&$AQ67)=\"\",\"\",INDIRECT($AH$15&AG$44&$AQ67))","v":""},{"$f":"IF(INDIRECT($AH$15&AH$44&$AQ67)=\"\",\"\",INDIRECT($AH$15&AH$44&$AQ67))","v":""},{"$f":"IF(INDIRECT($AH$15&AI$44&$AQ67)=\"\",\"\",INDIRECT($AH$15&AI$44&$AQ67))","v":""},{"$f":"IF(INDIRECT($AH$15&AJ$44&$AQ67)=\"\",\"\",INDIRECT($AH$15&AJ$44&$AQ67))","v":""},{"$f":"IF(INDIRECT($AH$15&AK$44&$AQ67)=\"\",\"\",INDIRECT($AH$15&AK$44&$AQ67))","v":""},{"$f":"IF(INDIRECT($AH$15&AL$44&$AQ67)=\"\",\"\",INDIRECT($AH$15&AL$44&$AQ67))","v":""},{"$f":"IF(INDIRECT($AH$15&AM$44&$AQ67)=\"\",\"\",INDIRECT($AH$15&AM$44&$AQ67))","v":""},{"$f":"IF(INDIRECT($AH$15&AN$44&$AQ67)=\"\",\"\",INDIRECT($AH$15&AN$44&$AQ67))","v":""},{"$f":"IFERROR(IF(INDIRECT(\"対策個票\"&$AA67&\"!Y9\")=\"\",\"\",INDIRECT(\"対策個票\"&$AA67&\"!Y9\")),\"\")","v":""},{"$f":"IFERROR(IF(INDIRECT(\"対策個票\"&$AA67&\"!CN28\")=\"\",\"\",INDIRECT(\"対策個票\"&$AA67&\"!CN28\")),\"\")","v":""},55]
[21,null,null,null,null,null,null,null,null,null,null,null,null,null,null,null,null,null,null,null,null,null,null,null,null,21,{"$f":"IF(INDIRECT($AH$15&AA$44&$AQ68)=\"\",\"\",INDIRECT($AH$15&AA$44&$AQ68))","v":""},{"$f":"IF(INDIRECT($AH$15&AB$44&$AQ68)=\"\",\"\",INDIRECT($AH$15&AB$44&$AQ68))","v":""},{"$f":"IF(INDIRECT($AH$15&AC$44&$AQ68)=\"\",\"\",INDIRECT($AH$15&AC$44&$AQ68))","v":""},{"$f":"IF(INDIRECT($AH$15&AD$44&$AQ68)=\"\",\"\",INDIRECT($AH$15&AD$44&$AQ68))","v":""},{"$f":"IF(INDIRECT($AH$15&AE$44&$AQ68)=\"\",\"\",INDIRECT($AH$15&AE$44&$AQ68))","v":""},{"$f":"IF(INDIRECT($AH$15&AF$44&$AQ68)=\"\",\"\",INDIRECT($AH$15&AF$44&$AQ68))","v":""},{"$f":"IF(INDIRECT($AH$15&AG$44&$AQ68)=\"\",\"\",INDIRECT($AH$15&AG$44&$AQ68))","v":""},{"$f":"IF(INDIRECT($AH$15&AH$44&$AQ68)=\"\",\"\",INDIRECT($AH$15&AH$44&$AQ68))","v":""},{"$f":"IF(INDIRECT($AH$15&AI$44&$AQ68)=\"\",\"\",INDIRECT($AH$15&AI$44&$AQ68))","v":""},{"$f":"IF(INDIRECT($AH$15&AJ$44&$AQ68)=\"\",\"\",INDIRECT($AH$15&AJ$44&$AQ68))","v":""},{"$f":"IF(INDIRECT($AH$15&AK$44&$AQ68)=\"\",\"\",INDIRECT($AH$15&AK$44&$AQ68))","v":""},{"$f":"IF(INDIRECT($AH$15&AL$44&$AQ68)=\"\",\"\",INDIRECT($AH$15&AL$44&$AQ68))","v":""},{"$f":"IF(INDIRECT($AH$15&AM$44&$AQ68)=\"\",\"\",INDIRECT($AH$15&AM$44&$AQ68))","v":""},{"$f":"IF(INDIRECT($AH$15&AN$44&$AQ68)=\"\",\"\",INDIRECT($AH$15&AN$44&$AQ68))","v":""},{"$f":"IFERROR(IF(INDIRECT(\"対策個票\"&$AA68&\"!Y9\")=\"\",\"\",INDIRECT(\"対策個票\"&$AA68&\"!Y9\")),\"\")","v":""},{"$f":"IFERROR(IF(INDIRECT(\"対策個票\"&$AA68&\"!CN28\")=\"\",\"\",INDIRECT(\"対策個票\"&$AA68&\"!CN28\")),\"\")","v":""},56]
[22,null,null,null,null,null,null,null,null,null,null,null,null,null,null,null,null,null,null,null,null,null,null,null,null,22,{"$f":"IF(INDIRECT($AH$15&AA$44&$AQ69)=\"\",\"\",INDIRECT($AH$15&AA$44&$AQ69))","v":""},{"$f":"IF(INDIRECT($AH$15&AB$44&$AQ69)=\"\",\"\",INDIRECT($AH$15&AB$44&$AQ69))","v":""},{"$f":"IF(INDIRECT($AH$15&AC$44&$AQ69)=\"\",\"\",INDIRECT($AH$15&AC$44&$AQ69))","v":""},{"$f":"IF(INDIRECT($AH$15&AD$44&$AQ69)=\"\",\"\",INDIRECT($AH$15&AD$44&$AQ69))","v":""},{"$f":"IF(INDIRECT($AH$15&AE$44&$AQ69)=\"\",\"\",INDIRECT($AH$15&AE$44&$AQ69))","v":""},{"$f":"IF(INDIRECT($AH$15&AF$44&$AQ69)=\"\",\"\",INDIRECT($AH$15&AF$44&$AQ69))","v":""},{"$f":"IF(INDIRECT($AH$15&AG$44&$AQ69)=\"\",\"\",INDIRECT($AH$15&AG$44&$AQ69))","v":""},{"$f":"IF(INDIRECT($AH$15&AH$44&$AQ69)=\"\",\"\",INDIRECT($AH$15&AH$44&$AQ69))","v":""},{"$f":"IF(INDIRECT($AH$15&AI$44&$AQ69)=\"\",\"\",INDIRECT($AH$15&AI$44&$AQ69))","v":""},{"$f":"IF(INDIRECT($AH$15&AJ$44&$AQ69)=\"\",\"\",INDIRECT($AH$15&AJ$44&$AQ69))","v":""},{"$f":"IF(INDIRECT($AH$15&AK$44&$AQ69)=\"\",\"\",INDIRECT($AH$15&AK$44&$AQ69))","v":""},{"$f":"IF(INDIRECT($AH$15&AL$44&$AQ69)=\"\",\"\",INDIRECT($AH$15&AL$44&$AQ69))","v":""},{"$f":"IF(INDIRECT($AH$15&AM$44&$AQ69)=\"\",\"\",INDIRECT($AH$15&AM$44&$AQ69))","v":""},{"$f":"IF(INDIRECT($AH$15&AN$44&$AQ69)=\"\",\"\",INDIRECT($AH$15&AN$44&$AQ69))","v":""},{"$f":"IFERROR(IF(INDIRECT(\"対策個票\"&$AA69&\"!Y9\")=\"\",\"\",INDIRECT(\"対策個票\"&$AA69&\"!Y9\")),\"\")","v":""},{"$f":"IFERROR(IF(INDIRECT(\"対策個票\"&$AA69&\"!CN28\")=\"\",\"\",INDIRECT(\"対策個票\"&$AA69&\"!CN28\")),\"\")","v":""},57]
[23,"脱炭素化\n(系統電力変更)",null,null,null,null,null,null,null,null,null,null,null,null,null,null,null,null,null,null,null,null,null,null,null,23,{"$f":"IF(INDIRECT($AH$15&AA$44&$AQ70)=\"\",\"\",INDIRECT($AH$15&AA$44&$AQ70))","v":""},{"$f":"IF(INDIRECT($AH$15&AB$44&$AQ70)=\"\",\"\",INDIRECT($AH$15&AB$44&$AQ70))","v":""},{"$f":"IF(INDIRECT($AH$15&AC$44&$AQ70)=\"\",\"\",INDIRECT($AH$15&AC$44&$AQ70))","v":""},{"$f":"IF(INDIRECT($AH$15&AD$44&$AQ70)=\"\",\"\",INDIRECT($AH$15&AD$44&$AQ70))","v":""},{"$f":"IF(INDIRECT($AH$15&AE$44&$AQ70)=\"\",\"\",INDIRECT($AH$15&AE$44&$AQ70))","v":""},{"$f":"IF(INDIRECT($AH$15&AF$44&$AQ70)=\"\",\"\",INDIRECT($AH$15&AF$44&$AQ70))","v":""},{"$f":"IF(INDIRECT($AH$15&AG$44&$AQ70)=\"\",\"\",INDIRECT($AH$15&AG$44&$AQ70))","v":""},{"$f":"IF(INDIRECT($AH$15&AH$44&$AQ70)=\"\",\"\",INDIRECT($AH$15&AH$44&$AQ70))","v":""},{"$f":"IF(INDIRECT($AH$15&AI$44&$AQ70)=\"\",\"\",INDIRECT($AH$15&AI$44&$AQ70))","v":""},{"$f":"IF(INDIRECT($AH$15&AJ$44&$AQ70)=\"\",\"\",INDIRECT($AH$15&AJ$44&$AQ70))","v":""},{"$f":"IF(INDIRECT($AH$15&AK$44&$AQ70)=\"\",\"\",INDIRECT($AH$15&AK$44&$AQ70))","v":""},{"$f":"IF(INDIRECT($AH$15&AL$44&$AQ70)=\"\",\"\",INDIRECT($AH$15&AL$44&$AQ70))","v":""},{"$f":"IF(INDIRECT($AH$15&AM$44&$AQ70)=\"\",\"\",INDIRECT($AH$15&AM$44&$AQ70))","v":""},{"$f":"IF(INDIRECT($AH$15&AN$44&$AQ70)=\"\",\"\",INDIRECT($AH$15&AN$44&$AQ70))","v":""},{"$f":"IFERROR(IF(INDIRECT(\"対策個票\"&$AA70&\"!Y9\")=\"\",\"\",INDIRECT(\"対策個票\"&$AA70&\"!Y9\")),\"\")","v":""},{"$f":"IFERROR(IF(INDIRECT(\"対策個票\"&$AA70&\"!CN28\")=\"\",\"\",INDIRECT(\"対策個票\"&$AA70&\"!CN28\")),\"\")","v":""},59]
[24,null,null,null,null,null,null,null,null,null,null,null,null,null,null,null,null,null,null,null,null,null,null,null,null,24,{"$f":"IF(INDIRECT($AH$15&AA$44&$AQ71)=\"\",\"\",INDIRECT($AH$15&AA$44&$AQ71))","v":""},{"$f":"IF(INDIRECT($AH$15&AB$44&$AQ71)=\"\",\"\",INDIRECT($AH$15&AB$44&$AQ71))","v":""},{"$f":"IF(INDIRECT($AH$15&AC$44&$AQ71)=\"\",\"\",INDIRECT($AH$15&AC$44&$AQ71))","v":""},{"$f":"IF(INDIRECT($AH$15&AD$44&$AQ71)=\"\",\"\",INDIRECT($AH$15&AD$44&$AQ71))","v":""},{"$f":"IF(INDIRECT($AH$15&AE$44&$AQ71)=\"\",\"\",INDIRECT($AH$15&AE$44&$AQ71))","v":""},{"$f":"IF(INDIRECT($AH$15&AF$44&$AQ71)=\"\",\"\",INDIRECT($AH$15&AF$44&$AQ71))","v":""},{"$f":"IF(INDIRECT($AH$15&AG$44&$AQ71)=\"\",\"\",INDIRECT($AH$15&AG$44&$AQ71))","v":""},{"$f":"IF(INDIRECT($AH$15&AH$44&$AQ71)=\"\",\"\",INDIRECT($AH$15&AH$44&$AQ71))","v":""},{"$f":"IF(INDIRECT($AH$15&AI$44&$AQ71)=\"\",\"\",INDIRECT($AH$15&AI$44&$AQ71))","v":""},{"$f":"IF(INDIRECT($AH$15&AJ$44&$AQ71)=\"\",\"\",INDIRECT($AH$15&AJ$44&$AQ71))","v":""},{"$f":"IF(INDIRECT($AH$15&AK$44&$AQ71)=\"\",\"\",INDIRECT($AH$15&AK$44&$AQ71))","v":""},{"$f":"IF(INDIRECT($AH$15&AL$44&$AQ71)=\"\",\"\",INDIRECT($AH$15&AL$44&$AQ71))","v":""},{"$f":"IF(INDIRECT($AH$15&AM$44&$AQ71)=\"\",\"\",INDIRECT($AH$15&AM$44&$AQ71))","v":""},{"$f":"IF(INDIRECT($AH$15&AN$44&$AQ71)=\"\",\"\",INDIRECT($AH$15&AN$44&$AQ71))","v":""},{"$f":"IFERROR(IF(INDIRECT(\"対策個票\"&$AA71&\"!Y9\")=\"\",\"\",INDIRECT(\"対策個票\"&$AA71&\"!Y9\")),\"\")","v":""},{"$f":"IFERROR(IF(INDIRECT(\"対策個票\"&$AA71&\"!CN28\")=\"\",\"\",INDIRECT(\"対策個票\"&$AA71&\"!CN28\")),\"\")","v":""},60]
[]
[null,null,null,null,null,null,null,null,null,null,null,null,null,null,null,null,null,null,null,null,null,null,null,null,null,null,"表３"]
[null,null,"表３：排出係数・単価表に入力した係数",null,null,null,null,null,null,null,null,null,null,null,null,null,null,null,null,null,null,null,null,null,null,null,"B","C","D","E","F","G","H","I"]
[null,null,"活動種別","単位","単位発熱量",null,"CO2排出係数",null,"単価",null,null,null,null,null,null,null,null,null,null,null,null,null,null,null,null,null,"活動種別","単位","単位発熱量",null,"CO2排出係数",null,"単価"]
[null,null,null,null,"係数","単位","係数","単位","単価","単位",null,null,null,null,null,null,null,null,null,null,null,null,null,null,null,null,null,null,"係数","単位","係数","単位","単価","単位"]
[null,1,"（未選択）",null,null,null,null,null,null,null,null,null,null,null,null,null,null,null,null,null,null,null,null,null,null,1,{"$f":"IF(INDIRECT($AI$15&AA$74&$AI77)=\"\",\"\",INDIRECT($AI$15&AA$74&$AI77))","v":"（未選択）"},{"$f":"IF(INDIRECT($AI$15&AB$74&$AI77)=\"\",\"\",INDIRECT($AI$15&AB$74&$AI77))","v":""},"","","","","","",11]
[null,2,"（未選択）",null,null,null,null,null,null,null,null,null,null,null,null,null,null,null,null,null,null,null,null,null,null,2,{"$f":"IF(INDIRECT($AI$15&AA$74&$AI78)=\"\",\"\",INDIRECT($AI$15&AA$74&$AI78))","v":"（未選択）"},{"$f":"IF(INDIRECT($AI$15&AB$74&$AI78)=\"\",\"\",INDIRECT($AI$15&AB$74&$AI78))","v":""},{"$f":"IF(INDIRECT($AI$15&AC$74&$AI78)=\"\",\"\",INDIRECT($AI$15&AC$74&$AI78))","v":""},{"$f":"IF(INDIRECT($AI$15&AD$74&$AI78)=\"\",\"\",INDIRECT($AI$15&AD$74&$AI78))","v":""},{"$f":"IF(INDIRECT($AI$15&AE$74&$AI78)=\"\",\"\",INDIRECT($AI$15&AE$74&$AI78))","v":""},{"$f":"IF(INDIRECT($AI$15&AF$74&$AI78)=\"\",\"\",INDIRECT($AI$15&AF$74&$AI78))","v":""},{"$f":"IF(INDIRECT($AI$15&AG$74&$AI78)=\"\",\"\",INDIRECT($AI$15&AG$74&$AI78))","v":""},{"$f":"IF(INDIRECT($AI$15&AH$74&$AI78)=\"\",\"\",INDIRECT($AI$15&AH$74&$AI78))","v":""},12]
[null,3,"（未選択）",null,null,null,null,null,null,null,null,null,null,null,null,null,null,null,null,null,null,null,null,null,null,3,{"$f":"IF(INDIRECT($AI$15&AA$74&$AI79)=\"\",\"\",INDIRECT($AI$15&AA$74&$AI79))","v":"（未選択）"},{"$f":"IF(INDIRECT($AI$15&AB$74&$AI79)=\"\",\"\",INDIRECT($AI$15&AB$74&$AI79))","v":""},{"$f":"IF(INDIRECT($AI$15&AC$74&$AI79)=\"\",\"\",INDIRECT($AI$15&AC$74&$AI79))","v":""},{"$f":"IF(INDIRECT($AI$15&AD$74&$AI79)=\"\",\"\",INDIRECT($AI$15&AD$74&$AI79))","v":""},{"$f":"IF(INDIRECT($AI$15&AE$74&$AI79)=\"\",\"\",INDIRECT($AI$15&AE$74&$AI79))","v":""},{"$f":"IF(INDIRECT($AI$15&AF$74&$AI79)=\"\",\"\",INDIRECT($AI$15&AF$74&$AI79))","v":""},{"$f":"IF(INDIRECT($AI$15&AG$74&$AI79)=\"\",\"\",INDIRECT($AI$15&AG$74&$AI79))","v":""},{"$f":"IF(INDIRECT($AI$15&AH$74&$AI79)=\"\",\"\",INDIRECT($AI$15&AH$74&$AI79))","v":""},13]
[null,4,"（未選択）",null,null,null,null,null,null,null,null,null,null,null,null,null,null,null,null,null,null,null,null,null,null,4,{"$f":"IF(INDIRECT($AI$15&AA$74&$AI80)=\"\",\"\",INDIRECT($AI$15&AA$74&$AI80))","v":"（未選択）"},{"$f":"IF(INDIRECT($AI$15&AB$74&$AI80)=\"\",\"\",INDIRECT($AI$15&AB$74&$AI80))","v":""},{"$f":"IF(INDIRECT($AI$15&AC$74&$AI80)=\"\",\"\",INDIRECT($AI$15&AC$74&$AI80))","v":""},{"$f":"IF(INDIRECT($AI$15&AD$74&$AI80)=\"\",\"\",INDIRECT($AI$15&AD$74&$AI80))","v":""},{"$f":"IF(INDIRECT($AI$15&AE$74&$AI80)=\"\",\"\",INDIRECT($AI$15&AE$74&$AI80))","v":""},{"$f":"IF(INDIRECT($AI$15&AF$74&$AI80)=\"\",\"\",INDIRECT($AI$15&AF$74&$AI80))","v":""},{"$f":"IF(INDIRECT($AI$15&AG$74&$AI80)=\"\",\"\",INDIRECT($AI$15&AG$74&$AI80))","v":""},{"$f":"IF(INDIRECT($AI$15&AH$74&$AI80)=\"\",\"\",INDIRECT($AI$15&AH$74&$AI80))","v":""},14]
[null,5,"（未選択）",null,null,null,null,null,null,null,null,null,null,null,null,null,null,null,null,null,null,null,null,null,null,5,{"$f":"IF(INDIRECT($AI$15&AA$74&$AI81)=\"\",\"\",INDIRECT($AI$15&AA$74&$AI81))","v":"（未選択）"},{"$f":"IF(INDIRECT($AI$15&AB$74&$AI81)=\"\",\"\",INDIRECT($AI$15&AB$74&$AI81))","v":""},{"$f":"IF(INDIRECT($AI$15&AC$74&$AI81)=\"\",\"\",INDIRECT($AI$15&AC$74&$AI81))","v":""},{"$f":"IF(INDIRECT($AI$15&AD$74&$AI81)=\"\",\"\",INDIRECT($AI$15&AD$74&$AI81))","v":""},{"$f":"IF(INDIRECT($AI$15&AE$74&$AI81)=\"\",\"\",INDIRECT($AI$15&AE$74&$AI81))","v":""},{"$f":"IF(INDIRECT($AI$15&AF$74&$AI81)=\"\",\"\",INDIRECT($AI$15&AF$74&$AI81))","v":""},{"$f":"IF(INDIRECT($AI$15&AG$74&$AI81)=\"\",\"\",INDIRECT($AI$15&AG$74&$AI81))","v":""},{"$f":"IF(INDIRECT($AI$15&AH$74&$AI81)=\"\",\"\",INDIRECT($AI$15&AH$74&$AI81))","v":""},15]
[null,6,"（未選択）",null,null,null,null,null,null,null,null,null,null,null,null,null,null,null,null,null,null,null,null,null,null,6,{"$f":"IF(INDIRECT($AI$15&AA$74&$AI82)=\"\",\"\",INDIRECT($AI$15&AA$74&$AI82))","v":"（未選択）"},{"$f":"IF(INDIRECT($AI$15&AB$74&$AI82)=\"\",\"\",INDIRECT($AI$15&AB$74&$AI82))","v":""},{"$f":"IF(INDIRECT($AI$15&AC$74&$AI82)=\"\",\"\",INDIRECT($AI$15&AC$74&$AI82))","v":""},{"$f":"IF(INDIRECT($AI$15&AD$74&$AI82)=\"\",\"\",INDIRECT($AI$15&AD$74&$AI82))","v":""},{"$f":"IF(INDIRECT($AI$15&AE$74&$AI82)=\"\",\"\",INDIRECT($AI$15&AE$74&$AI82))","v":""},{"$f":"IF(INDIRECT($AI$15&AF$74&$AI82)=\"\",\"\",INDIRECT($AI$15&AF$74&$AI82))","v":""},{"$f":"IF(INDIRECT($AI$15&AG$74&$AI82)=\"\",\"\",INDIRECT($AI$15&AG$74&$AI82))","v":""},{"$f":"IF(INDIRECT($AI$15&AH$74&$AI82)=\"\",\"\",INDIRECT($AI$15&AH$74&$AI82))","v":""},16]
[null,7,"（未選択）",null,null,null,null,null,null,null,null,null,null,null,null,null,null,null,null,null,null,null,null,null,null,7,{"$f":"IF(INDIRECT($AI$15&AA$74&$AI83)=\"\",\"\",INDIRECT($AI$15&AA$74&$AI83))","v":"（未選択）"},{"$f":"IF(INDIRECT($AI$15&AB$74&$AI83)=\"\",\"\",INDIRECT($AI$15&AB$74&$AI83))","v":""},{"$f":"IF(INDIRECT($AI$15&AC$74&$AI83)=\"\",\"\",INDIRECT($AI$15&AC$74&$AI83))","v":""},{"$f":"IF(INDIRECT($AI$15&AD$74&$AI83)=\"\",\"\",INDIRECT($AI$15&AD$74&$AI83))","v":""},{"$f":"IF(INDIRECT($AI$15&AE$74&$AI83)=\"\",\"\",INDIRECT($AI$15&AE$74&$AI83))","v":""},{"$f":"IF(INDIRECT($AI$15&AF$74&$AI83)=\"\",\"\",INDIRECT($AI$15&AF$74&$AI83))","v":""},{"$f":"IF(INDIRECT($AI$15&AG$74&$AI83)=\"\",\"\",INDIRECT($AI$15&AG$74&$AI83))","v":""},{"$f":"IF(INDIRECT($AI$15&AH$74&$AI83)=\"\",\"\",INDIRECT($AI$15&AH$74&$AI83))","v":""},17]
[null,8,"（未選択）",null,null,null,null,null,null,null,null,null,null,null,null,null,null,null,null,null,null,null,null,null,null,8,{"$f":"IF(INDIRECT($AI$15&AA$74&$AI84)=\"\",\"\",INDIRECT($AI$15&AA$74&$AI84))","v":"（未選択）"},{"$f":"IF(INDIRECT($AI$15&AB$74&$AI84)=\"\",\"\",INDIRECT($AI$15&AB$74&$AI84))","v":""},{"$f":"IF(INDIRECT($AI$15&AC$74&$AI84)=\"\",\"\",INDIRECT($AI$15&AC$74&$AI84))","v":""},{"$f":"IF(INDIRECT($AI$15&AD$74&$AI84)=\"\",\"\",INDIRECT($AI$15&AD$74&$AI84))","v":""},{"$f":"IF(INDIRECT($AI$15&AE$74&$AI84)=\"\",\"\",INDIRECT($AI$15&AE$74&$AI84))","v":""},{"$f":"IF(INDIRECT($AI$15&AF$74&$AI84)=\"\",\"\",INDIRECT($AI$15&AF$74&$AI84))","v":""},{"$f":"IF(INDIRECT($AI$15&AG$74&$AI84)=\"\",\"\",INDIRECT($AI$15&AG$74&$AI84))","v":""},{"$f":"IF(INDIRECT($AI$15&AH$74&$AI84)=\"\",\"\",INDIRECT($AI$15&AH$74&$AI84))","v":""},18]
[null,9,"（未選択）",null,null,null,null,null,null,null,null,null,null,null,null,null,null,null,null,null,null,null,null,null,null,9,{"$f":"IF(INDIRECT($AI$15&AA$74&$AI85)=\"\",\"\",INDIRECT($AI$15&AA$74&$AI85))","v":"（未選択）"},{"$f":"IF(INDIRECT($AI$15&AB$74&$AI85)=\"\",\"\",INDIRECT($AI$15&AB$74&$AI85))","v":""},{"$f":"IF(INDIRECT($AI$15&AC$74&$AI85)=\"\",\"\",INDIRECT($AI$15&AC$74&$AI85))","v":""},{"$f":"IF(INDIRECT($AI$15&AD$74&$AI85)=\"\",\"\",INDIRECT($AI$15&AD$74&$AI85))","v":""},{"$f":"IF(INDIRECT($AI$15&AE$74&$AI85)=\"\",\"\",INDIRECT($AI$15&AE$74&$AI85))","v":""},{"$f":"IF(INDIRECT($AI$15&AF$74&$AI85)=\"\",\"\",INDIRECT($AI$15&AF$74&$AI85))","v":""},{"$f":"IF(INDIRECT($AI$15&AG$74&$AI85)=\"\",\"\",INDIRECT($AI$15&AG$74&$AI85))","v":""},{"$f":"IF(INDIRECT($AI$15&AH$74&$AI85)=\"\",\"\",INDIRECT($AI$15&AH$74&$AI85))","v":""},19]
[null,10,"（未選択）",null,null,null,null,null,null,null,null,null,null,null,null,null,null,null,null,null,null,null,null,null,null,10,{"$f":"IF(INDIRECT($AI$15&AA$74&$AI86)=\"\",\"\",INDIRECT($AI$15&AA$74&$AI86))","v":"（未選択）"},{"$f":"IF(INDIRECT($AI$15&AB$74&$AI86)=\"\",\"\",INDIRECT($AI$15&AB$74&$AI86))","v":""},{"$f":"IF(INDIRECT($AI$15&AC$74&$AI86)=\"\",\"\",INDIRECT($AI$15&AC$74&$AI86))","v":""},{"$f":"IF(INDIRECT($AI$15&AD$74&$AI86)=\"\",\"\",INDIRECT($AI$15&AD$74&$AI86))","v":""},{"$f":"IF(INDIRECT($AI$15&AE$74&$AI86)=\"\",\"\",INDIRECT($AI$15&AE$74&$AI86))","v":""},{"$f":"IF(INDIRECT($AI$15&AF$74&$AI86)=\"\",\"\",INDIRECT($AI$15&AF$74&$AI86))","v":""},{"$f":"IF(INDIRECT($AI$15&AG$74&$AI86)=\"\",\"\",INDIRECT($AI$15&AG$74&$AI86))","v":""},{"$f":"IF(INDIRECT($AI$15&AH$74&$AI86)=\"\",\"\",INDIRECT($AI$15&AH$74&$AI86))","v":""},20]
[null,11,"（未選択）",null,null,null,null,null,null,null,null,null,null,null,null,null,null,null,null,null,null,null,null,null,null,11,{"$f":"IF(INDIRECT($AI$15&AA$74&$AI87)=\"\",\"\",INDIRECT($AI$15&AA$74&$AI87))","v":"（未選択）"},{"$f":"IF(INDIRECT($AI$15&AB$74&$AI87)=\"\",\"\",INDIRECT($AI$15&AB$74&$AI87))","v":""},{"$f":"IF(INDIRECT($AI$15&AC$74&$AI87)=\"\",\"\",INDIRECT($AI$15&AC$74&$AI87))","v":""},{"$f":"IF(INDIRECT($AI$15&AD$74&$AI87)=\"\",\"\",INDIRECT($AI$15&AD$74&$AI87))","v":""},{"$f":"IF(INDIRECT($AI$15&AE$74&$AI87)=\"\",\"\",INDIRECT($AI$15&AE$74&$AI87))","v":""},{"$f":"IF(INDIRECT($AI$15&AF$74&$AI87)=\"\",\"\",INDIRECT($AI$15&AF$74&$AI87))","v":""},{"$f":"IF(INDIRECT($AI$15&AG$74&$AI87)=\"\",\"\",INDIRECT($AI$15&AG$74&$AI87))","v":""},{"$f":"IF(INDIRECT($AI$15&AH$74&$AI87)=\"\",\"\",INDIRECT($AI$15&AH$74&$AI87))","v":""},21]
[null,12,"（未使用）",null,null,null,null,null,null,null,null,null,null,null,null,null,null,null,null,null,null,null,null,null,null,12,{"$f":"IF(INDIRECT($AI$15&AA$74&$AI88)=\"\",\"\",INDIRECT($AI$15&AA$74&$AI88))","v":"（未使用）"},{"$f":"IF(INDIRECT($AI$15&AB$74&$AI88)=\"\",\"\",INDIRECT($AI$15&AB$74&$AI88))","v":""},{"$f":"IF(INDIRECT($AI$15&AC$74&$AI88)=\"\",\"\",INDIRECT($AI$15&AC$74&$AI88))","v":""},{"$f":"IF(INDIRECT($AI$15&AD$74&$AI88)=\"\",\"\",INDIRECT($AI$15&AD$74&$AI88))","v":""},{"$f":"IF(INDIRECT($AI$15&AE$74&$AI88)=\"\",\"\",INDIRECT($AI$15&AE$74&$AI88))","v":""},{"$f":"IF(INDIRECT($AI$15&AF$74&$AI88)=\"\",\"\",INDIRECT($AI$15&AF$74&$AI88))","v":""},{"$f":"IF(INDIRECT($AI$15&AG$74&$AI88)=\"\",\"\",INDIRECT($AI$15&AG$74&$AI88))","v":""},{"$f":"IF(INDIRECT($AI$15&AH$74&$AI88)=\"\",\"\",INDIRECT($AI$15&AH$74&$AI88))","v":""},22]
[null,13,"（未使用）",null,null,null,null,null,null,null,null,null,null,null,null,null,null,null,null,null,null,null,null,null,null,13,{"$f":"IF(INDIRECT($AI$15&AA$74&$AI89)=\"\",\"\",INDIRECT($AI$15&AA$74&$AI89))","v":"（未使用）"},{"$f":"IF(INDIRECT($AI$15&AB$74&$AI89)=\"\",\"\",INDIRECT($AI$15&AB$74&$AI89))","v":""},{"$f":"IF(INDIRECT($AI$15&AC$74&$AI89)=\"\",\"\",INDIRECT($AI$15&AC$74&$AI89))","v":""},{"$f":"IF(INDIRECT($AI$15&AD$74&$AI89)=\"\",\"\",INDIRECT($AI$15&AD$74&$AI89))","v":""},{"$f":"IF(INDIRECT($AI$15&AE$74&$AI89)=\"\",\"\",INDIRECT($AI$15&AE$74&$AI89))","v":""},{"$f":"IF(INDIRECT($AI$15&AF$74&$AI89)=\"\",\"\",INDIRECT($AI$15&AF$74&$AI89))","v":""},{"$f":"IF(INDIRECT($AI$15&AG$74&$AI89)=\"\",\"\",INDIRECT($AI$15&AG$74&$AI89))","v":""},{"$f":"IF(INDIRECT($AI$15&AH$74&$AI89)=\"\",\"\",INDIRECT($AI$15&AH$74&$AI89))","v":""},23]
[null,14,"（未使用）",null,null,null,null,null,null,null,null,null,null,null,null,null,null,null,null,null,null,null,null,null,null,14,{"$f":"IF(INDIRECT($AI$15&AA$74&$AI90)=\"\",\"\",INDIRECT($AI$15&AA$74&$AI90))","v":"（未使用）"},{"$f":"IF(INDIRECT($AI$15&AB$74&$AI90)=\"\",\"\",INDIRECT($AI$15&AB$74&$AI90))","v":""},{"$f":"IF(INDIRECT($AI$15&AC$74&$AI90)=\"\",\"\",INDIRECT($AI$15&AC$74&$AI90))","v":""},{"$f":"IF(INDIRECT($AI$15&AD$74&$AI90)=\"\",\"\",INDIRECT($AI$15&AD$74&$AI90))","v":""},{"$f":"IF(INDIRECT($AI$15&AE$74&$AI90)=\"\",\"\",INDIRECT($AI$15&AE$74&$AI90))","v":""},{"$f":"IF(INDIRECT($AI$15&AF$74&$AI90)=\"\",\"\",INDIRECT($AI$15&AF$74&$AI90))","v":""},{"$f":"IF(INDIRECT($AI$15&AG$74&$AI90)=\"\",\"\",INDIRECT($AI$15&AG$74&$AI90))","v":""},{"$f":"IF(INDIRECT($AI$15&AH$74&$AI90)=\"\",\"\",INDIRECT($AI$15&AH$74&$AI90))","v":""},24]
[]
[null,null,null,null,null,null,null,null,null,null,null,null,null,null,null,null,null,null,null,null,null,null,null,null,null,null,"表４：算定年度③で使用した係数（算定報告書より）"]
[null,null,"表４：算定年度③で使用した係数",null,null,null,null,null,null,null,null,null,null,null,null,null,null,null,null,null,null,null,null,null,null,null,"C","D","F","G","H","I","J","C","D","F","G","H","I","J"]
[null,null,"工場・事業場全体",null,null,null,null,null,null,"主要システム系統",null,null,null,null,null,null,null,null,null,null,null,null,null,null,null,null,"工場・事業場全体",null,null,null,null,null,null,"主要システム系統"]
[null,null,"モニタリングポイントNo.","活動種別","単位","単位発熱量",null,"CO2排出係数",null,"モニタリングポイントNo.","活動種別","単位","単位発熱量",null,"CO2排出係数",null,null,null,null,null,null,null,null,null,null,null,"モニタリングポイントNo.","活動種別","単位","単位発熱量",null,"CO2排出係数",null,"モニタリングポイントNo.","活動種別","単位","単位発熱量",null,"CO2排出係数"]
[null,null,null,null,null,"係数","単位","係数","単位",null,null,null,"係数","単位","係数","単位",null,null,null,null,null,null,null,null,null,null,null,null,null,"係数","単位","係数","単位",null,null,null,"係数","単位","係数","単位"]
[null,1,1,"系統電力","kWh",null,"---",4.37E-4,"t-CO2/kWh",1,"系統電力","kWh",null,"---",4.37E-4,"t-CO2/kWh",null,null,null,null,null,null,null,null,null,1,{"$f":"IF(INDIRECT($AJ$15&AA$93&$AO97)=\"\",\"\",INDIRECT($AJ$15&AA$93&$AO97))","v":1},"系統電力","kWh","","---",4.3600000000000003E-4,"t-CO2/kWh",{"$f":"IF(INDIRECT($AK$15&AH$93&$AO97)=\"\",\"\",INDIRECT($AK$15&AH$93&$AO97))","v":1},"系統電力","kWh","","---",4.3600000000000003E-4,"t-CO2/kWh",7]
[null,2,2,"都市ガス","千Nm3",45,"GJ/千Nm3",5.1299999999999998E-2,"t-CO2/GJ",3,"A重油","kl",38.9,"GJ/kl",7.0800000000000002E-2,"t-CO2/GJ",null,null,null,null,null,null,null,null,null,2,2,"都市ガス","千Nm3",45,"GJ/千Nm3",5.1299999999999998E-2,"t-CO2/GJ",3,"A重油","kl",38.9,"GJ/kl",7.0800000000000002E-2,"t-CO2/GJ",{"$f":"AO97+1","v":8}]
[null,3,3,"A重油","kl",38.9,"GJ/kl",7.0800000000000002E-2,"t-CO2/GJ",null,null,null,null,null,null,null,null,null,null,null,null,null,null,null,null,3,3,"A重油","kl",38.9,"GJ/kl",7.0800000000000002E-2,"t-CO2/GJ","","","","","","","",{"$f":"AO98+1","v":9}]
[null,4,4,"A重油","kl",38.9,"GJ/kl",7.0800000000000002E-2,"t-CO2/GJ",null,null,null,null,null,null,null,null,null,null,null,null,null,null,null,null,4,4,"A重油","kl",38.9,"GJ/kl",7.0800000000000002E-2,"t-CO2/GJ","","","","","","","",10]
[null,5,9,"生石灰の製造（原料：石灰石）","t",null,"---",0.42799999999999999,"t-CO2/t",null,null,null,null,null,null,null,null,null,null,null,null,null,null,null,null,5,9,"生石灰の製造（原料：石灰石）","t","","---",0.42799999999999999,"t-CO2/t","","","","","","","",11]
[null,6,10,"A重油","kl",38.9,"GJ/kl",7.0800000000000002E-2,"t-CO2/GJ",null,null,null,null,null,null,null,null,null,null,null,null,null,null,null,null,6,10,"A重油","kl",38.9,"GJ/kl",7.0800000000000002E-2,"t-CO2/GJ","","","","","","","",12]
[null,7,11,"A重油","kl",38.9,"GJ/kl",7.0800000000000002E-2,"t-CO2/GJ",null,null,null,null,null,null,null,null,null,null,null,null,null,null,null,null,7,11,"A重油","kl",38.9,"GJ/kl",7.0800000000000002E-2,"t-CO2/GJ","","","","","","","",13]
[null,8,null,null,null,null,null,null,null,null,null,null,null,null,null,null,null,null,null,null,null,null,null,null,null,8,"","","","","","","","","","","","","","",14]
[null,9,null,null,null,null,null,null,null,null,null,null,null,null,null,null,null,null,null,null,null,null,null,null,null,9,"","","","","","","","","","","","","","",15]
[null,10,null,null,null,null,null,null,null,null,null,null,null,null,null,null,null,null,null,null,null,null,null,null,null,10,"","","","","","","","","","","","","","",16]
[null,11,null,null,null,null,null,null,null,null,null,null,null,null,null,null,null,null,null,null,null,null,null,null,null,11,{"$f":"IF(INDIRECT($AJ$15&AA$93&$AO107)=\"\",\"\",INDIRECT($AJ$15&AA$93&$AO107))","v":""},"","","","","","",{"$f":"IF(INDIRECT($AK$15&AH$93&$AO107)=\"\",\"\",INDIRECT($AK$15&AH$93&$AO107))","v":""},"","","","","","",17]
[null,12,null,null,null,null,null,null,null,null,null,null,null,null,null,null,null,null,null,null,null,null,null,null,null,12,"","","","","","","","","","","","","","",18]
[null,13,null,null,null,null,null,null,null,null,null,null,null,null,null,null,null,null,null,null,null,null,null,null,null,13,"","","","","","","","","","","","","","",19]
[null,14,null,null,null,null,null,null,null,null,null,null,null,null,null,null,null,null,null,null,null,null,null,null,null,14,"","","","","","","","","","","","","","",20]
[null,15,null,null,null,null,null,null,null,null,null,null,null,null,null,null,null,null,null,null,null,null,null,null,null,15,"","","","","","","","","","","","","","",21]
[null,16,null,"その他（要：備考欄への詳細記載）",null,null,null,null,null,null,"その他（要：備考欄への詳細記載）",null,null,null,null,null,null,null,null,null,null,null,null,null,null,16,"","その他（要：備考欄への詳細記載）","","","","","","","その他（要：備考欄への詳細記載）","","","","","",22]
[null,17,null,"その他（要：備考欄への詳細記載）",null,null,null,null,null,null,"その他（要：備考欄への詳細記載）",null,null,null,null,null,null,null,null,null,null,null,null,null,null,17,"","その他（要：備考欄への詳細記載）","","","","","","","その他（要：備考欄への詳細記載）","","","","","",23]
[null,18,null,"その他（要：備考欄への詳細記載）",null,null,null,null,null,null,"その他（要：備考欄への詳細記載）",null,null,null,null,null,null,null,null,null,null,null,null,null,null,18,"","その他（要：備考欄への詳細記載）","","","","","","","その他（要：備考欄への詳細記載）","","","","","",24]
[null,19,null,"その他（要：備考欄への詳細記載）",null,null,null,null,null,null,"その他（要：備考欄への詳細記載）",null,null,null,null,null,null,null,null,null,null,null,null,null,null,19,"","その他（要：備考欄への詳細記載）","","","","","","","その他（要：備考欄への詳細記載）","","","","","",25]
[null,20,null,"その他（要：備考欄への詳細記載）",null,null,null,null,null,null,"その他（要：備考欄への詳細記載）",null,null,null,null,null,null,null,null,null,null,null,null,null,null,20,"","その他（要：備考欄への詳細記載）","","","","","","","その他（要：備考欄への詳細記載）","","","","","",26]
[null,21,null,"その他（要：備考欄への詳細記載）",null,null,null,null,null,null,"その他（要：備考欄への詳細記載）",null,null,null,null,null,null,null,null,null,null,null,null,null,null,21,{"$f":"IF(INDIRECT($AJ$15&AA$93&$AO117)=\"\",\"\",INDIRECT($AJ$15&AA$93&$AO117))","v":""},"その他（要：備考欄への詳細記載）","","","","","",{"$f":"IF(INDIRECT($AK$15&AH$93&$AO117)=\"\",\"\",INDIRECT($AK$15&AH$93&$AO117))","v":""},"その他（要：備考欄への詳細記載）","","","","","",27]
[null,22,null,"その他（要：備考欄への詳細記載）",null,null,null,null,null,null,"その他（要：備考欄への詳細記載）",null,null,null,null,null,null,null,null,null,null,null,null,null,null,22,"","その他（要：備考欄への詳細記載）","","","","","","","その他（要：備考欄への詳細記載）","","","","","",28]
[null,23,null,"その他（要：備考欄への詳細記載）",null,null,null,null,null,null,"その他（要：備考欄への詳細記載）",null,null,null,null,null,null,null,null,null,null,null,null,null,null,23,"","その他（要：備考欄への詳細記載）","","","","","","","その他（要：備考欄への詳細記載）","","","","","",29]
[null,24,null,"その他（要：備考欄への詳細記載）",null,null,null,null,null,null,"その他（要：備考欄への詳細記載）",null,null,null,null,null,null,null,null,null,null,null,null,null,null,24,"","その他（要：備考欄への詳細記載）","","","","","","","その他（要：備考欄への詳細記載）","","","","","",30]
[null,25,null,"その他（要：備考欄への詳細記載）",null,null,null,null,null,null,"その他（要：備考欄への詳細記載）",null,null,null,null,null,null,null,null,null,null,null,null,null,null,25,"","その他（要：備考欄への詳細記載）","","","","","","","その他（要：備考欄への詳細記載）","","","","","",31]
[null,26,null,null,null,null,null,null,null,null,null,null,null,null,null,null,null,null,null,null,null,null,null,null,null,26,"","","","","","","","","","","","","","",48]
[null,27,null,null,null,null,null,null,null,null,null,null,null,null,null,null,null,null,null,null,null,null,null,null,null,27,"","","","","","","","","","","","","","",49]
[null,28,null,null,null,null,null,null,null,null,null,null,null,null,null,null,null,null,null,null,null,null,null,null,null,28,"","","","","","","","","","","","","","",50]
[null,29,null,null,null,null,null,null,null,null,null,null,null,null,null,null,null,null,null,null,null,null,null,null,null,29,"","","","","","","","","","","","","","",51]
[null,30,null,null,null,null,null,null,null,null,null,null,null,null,null,null,null,null,null,null,null,null,null,null,null,30,"","","","","","","","","","","","","","",52]
[null,31,null,null,null,null,null,null,null,null,null,null,null,null,null,null,null,null,null,null,null,null,null,null,null,31,{"$f":"IF(INDIRECT($AJ$15&AA$93&$AO127)=\"\",\"\",INDIRECT($AJ$15&AA$93&$AO127))","v":""},"","","","","","",{"$f":"IF(INDIRECT($AK$15&AH$93&$AO127)=\"\",\"\",INDIRECT($AK$15&AH$93&$AO127))","v":""},"","","","","","",53]
[null,32,null,null,null,null,null,null,null,null,null,null,null,null,null,null,null,null,null,null,null,null,null,null,null,32,"","","","","","","","","","","","","","",54]
[null,33,null,null,null,null,null,null,null,null,null,null,null,null,null,null,null,null,null,null,null,null,null,null,null,33,"","","","","","","","","","","","","","",55]
[null,34,null,null,null,null,null,null,null,null,null,null,null,null,null,null,null,null,null,null,null,null,null,null,null,34,"","","","","","","","","","","","","","",56]
[null,35,null,null,null,null,null,null,null,null,null,null,null,null,null,null,null,null,null,null,null,null,null,null,null,35,"","","","","","","","","","","","","","",57]
[null,36,null,null,null,null,null,null,null,null,null,null,null,null,null,null,null,null,null,null,null,null,null,null,null,36,"","","","","","","","","","","","","","",58]
[null,37,null,null,null,null,null,null,null,null,null,null,null,null,null,null,null,null,null,null,null,null,null,null,null,37,"","","","","","","","","","","","","","",59]
[null,38,null,null,null,null,null,null,null,null,null,null,null,null,null,null,null,null,null,null,null,null,null,null,null,38,"","","","","","","","","","","","","","",60]
[null,39,null,null,null,null,null,null,null,null,null,null,null,null,null,null,null,null,null,null,null,null,null,null,null,39,"","","","","","","","","","","","","","",61]
[null,40,null,null,null,null,null,null,null,null,null,null,null,null,null,null,null,null,null,null,null,null,null,null,null,40,"","","","","","","","","","","","","","",62]
[null,41,null,null,null,null,null,null,null,null,null,null,null,null,null,null,null,null,null,null,null,null,null,null,null,41,{"$f":"IF(INDIRECT($AJ$15&AA$93&$AO137)=\"\",\"\",INDIRECT($AJ$15&AA$93&$AO137))","v":""},"","","","","","",{"$f":"IF(INDIRECT($AK$15&AH$93&$AO137)=\"\",\"\",INDIRECT($AK$15&AH$93&$AO137))","v":""},"","","","","","",63]
[null,42,null,null,null,null,null,null,null,null,null,null,null,null,null,null,null,null,null,null,null,null,null,null,null,42,"","","","","","","","","","","","","","",64]
[null,43,null,null,null,null,null,null,null,null,null,null,null,null,null,null,null,null,null,null,null,null,null,null,null,43,"","","","","","","","","","","","","","",65]
[null,44,null,null,null,null,null,null,null,null,null,null,null,null,null,null,null,null,null,null,null,null,null,null,null,44,"","","","","","","","","","","","","","",66]
[null,45,null,null,null,null,null,null,null,null,null,null,null,null,null,null,null,null,null,null,null,null,null,null,null,45,"","","","","","","","","","","","","","",67]
[null,46,null,null,null,null,null,null,null,null,null,null,null,null,null,null,null,null,null,null,null,null,null,null,null,46,"","","","","","","","","","","","","","",68]
[null,47,null,null,null,null,null,null,null,null,null,null,null,null,null,null,null,null,null,null,null,null,null,null,null,47,"","","","","","","","","","","","","","",69]
[null,48,null,null,null,null,null,null,null,null,null,null,null,null,null,null,null,null,null,null,null,null,null,null,null,48,"","","","","","","","","","","","","","",70]
[null,49,null,null,null,null,null,null,null,null,null,null,null,null,null,null,null,null,null,null,null,null,null,null,null,49,"","","","","","","","","","","","","","",71]
[null,50,null,null,null,null,null,null,null,null,null,null,null,null,null,null,null,null,null,null,null,null,null,null,null,50,"","","","","","","","","","","","","","",72]
[null,51,null,null,null,null,null,null,null,null,null,null,null,null,null,null,null,null,null,null,null,null,null,null,null,51,{"$f":"IF(INDIRECT($AJ$15&AA$93&$AO147)=\"\",\"\",INDIRECT($AJ$15&AA$93&$AO147))","v":""},"","","","","","",{"$f":"IF(INDIRECT($AK$15&AH$93&$AO147)=\"\",\"\",INDIRECT($AK$15&AH$93&$AO147))","v":""},"","","","","","",73]
[null,52,null,null,null,null,null,null,null,null,null,null,null,null,null,null,null,null,null,null,null,null,null,null,null,52,"","","","","","","","","","","","","","",74]
[null,53,null,null,null,null,null,null,null,null,null,null,null,null,null,null,null,null,null,null,null,null,null,null,null,53,"","","","","","","","","","","","","","",75]
[null,54,null,null,null,null,null,null,null,null,null,null,null,null,null,null,null,null,null,null,null,null,null,null,null,54,"","","","","","","","","","","","","","",76]
[null,55,null,null,null,null,null,null,null,null,null,null,null,null,null,null,null,null,null,null,null,null,null,null,null,55,"","","","","","","","","","","","","","",77]
[null,56,null,null,null,null,null,null,null,null,null,null,null,null,null,null,null,null,null,null,null,null,null,null,null,56,"","","","","","","","","","","","","","",78]
[null,57,null,null,null,null,null,null,null,null,null,null,null,null,null,null,null,null,null,null,null,null,null,null,null,57,"","","","","","","","","","","","","","",79]
[null,58,null,null,null,null,null,null,null,null,null,null,null,null,null,null,null,null,null,null,null,null,null,null,null,58,"","","","","","","","","","","","","","",80]
[null,59,null,null,null,null,null,null,null,null,null,null,null,null,null,null,null,null,null,null,null,null,null,null,null,59,"","","","","","","","","","","","","","",81]
[null,60,null,null,null,null,null,null,null,null,null,null,null,null,null,null,null,null,null,null,null,null,null,null,null,60,"","","","","","","","","","","","","","",82]
[null,61,null,null,null,null,null,null,null,null,null,null,null,null,null,null,null,null,null,null,null,null,null,null,null,61,{"$f":"IF(INDIRECT($AJ$15&AA$93&$AO157)=\"\",\"\",INDIRECT($AJ$15&AA$93&$AO157))","v":""},"","","","","","",{"$f":"IF(INDIRECT($AK$15&AH$93&$AO157)=\"\",\"\",INDIRECT($AK$15&AH$93&$AO157))","v":""},"","","","","","",83]
[null,62,null,null,null,null,null,null,null,null,null,null,null,null,null,null,null,null,null,null,null,null,null,null,null,62,"","","","","","","","","","","","","","",84]
[null,63,null,null,null,null,null,null,null,null,null,null,null,null,null,null,null,null,null,null,null,null,null,null,null,63,"","","","","","","","","","","","","","",85]
[null,64,null,null,null,null,null,null,null,null,null,null,null,null,null,null,null,null,null,null,null,null,null,null,null,64,"","","","","","","","","","","","","","",86]
[null,65,null,null,null,null,null,null,null,null,null,null,null,null,null,null,null,null,null,null,null,null,null,null,null,65,"","","","","","","","","","","","","","",87]
[null,66,null,null,null,null,null,null,null,null,null,null,null,null,null,null,null,null,null,null,null,null,null,null,null,66,"","","","","","","","","","","","","","",88]
[null,67,null,null,null,null,null,null,null,null,null,null,null,null,null,null,null,null,null,null,null,null,null,null,null,67,"","","","","","","","","","","","","","",{"$f":"AO162+1","v":89}]
[null,68,null,null,null,null,null,null,null,null,null,null,null,null,null,null,null,null,null,null,null,null,null,null,null,68,"","","","","","","","","","","","","","",90]
[null,69,null,null,null,null,null,null,null,null,null,null,null,null,null,null,null,null,null,null,null,null,null,null,null,69,"","","","","","","","","","","","","","",91]
[null,70,null,null,null,null,null,null,null,null,null,null,null,null,null,null,null,null,null,null,null,null,null,null,null,70,"","","","","","","","","","","","","","",92]
[null,71,null,null,null,null,null,null,null,null,null,null,null,null,null,null,null,null,null,null,null,null,null,null,null,71,{"$f":"IF(INDIRECT($AJ$15&AA$93&$AO167)=\"\",\"\",INDIRECT($AJ$15&AA$93&$AO167))","v":""},"","","","","","",{"$f":"IF(INDIRECT($AK$15&AH$93&$AO167)=\"\",\"\",INDIRECT($AK$15&AH$93&$AO167))","v":""},"","","","","","",93]
[null,72,null,null,null,null,null,null,null,null,null,null,null,null,null,null,null,null,null,null,null,null,null,null,null,72,"","","","","","","","","","","","","","",94]
[null,73,null,null,null,null,null,null,null,null,null,null,null,null,null,null,null,null,null,null,null,null,null,null,null,73,"","","","","","","","","","","","","","",95]
[null,74,null,null,null,null,null,null,null,null,null,null,null,null,null,null,null,null,null,null,null,null,null,null,null,74,"","","","","","","","","","","","","","",96]
[null,75,null,null,null,null,null,null,null,null,null,null,null,null,null,null,null,null,null,null,null,null,null,null,null,75,"","","","","","","","","","","","","","",97]
[null,76,null,null,null,null,null,null,null,null,null,null,null,null,null,null,null,null,null,null,null,null,null,null,null,76,"","","","","","","","","","","","","","",98]
[null,77,null,null,null,null,null,null,null,null,null,null,null,null,null,null,null,null,null,null,null,null,null,null,null,77,"","","","","","","","","","","","","","",99]
[null,78,null,null,null,null,null,null,null,null,null,null,null,null,null,null,null,null,null,null,null,null,null,null,null,78,"","","","","","","","","","","","","","",100]
[null,79,null,null,null,null,null,null,null,null,null,null,null,null,null,null,null,null,null,null,null,null,null,null,null,79,"","","","","","","","","","","","","","",101]
[null,80,null,null,null,null,null,null,null,null,null,null,null,null,null,null,null,null,null,null,null,null,null,null,null,80,"","","","","","","","","","","","","","",102]
[]
[]
[null,null,"表５：基本情報（実施計画書Cより）",null,null,null,null,null,null,null,null,null,null,null,null,null,null,null,null,null,null,null,null,null,null,null,"表５：基本情報（実施計画書Cより）"]
[null,null,"事業番号",null,null,null,null,null,null,null,null,null,null,null,null,null,null,null,null,null,null,null,null,null,null,null,"事業番号",null,null,{"$f":"IF(INDIRECT($AF$15&\"H8\")=\"\",\"\",INDIRECT($AF$15&\"H8\"))","v":""}]
[null,null,"事業者名（法人名）",null,null,"ABC工業株式会社",null,null,null,null,null,null,null,null,null,null,null,null,null,null,null,null,null,null,null,null,"事業者名（法人名）",null,null,{"$f":"IF(INDIRECT($AG$15&\"L41\")=\"\",\"\",INDIRECT($AG$15&\"L41\"))","v":"ABC工業株式会社"}]
[null,null,"工場・事業場名",null,null,"ABC工業株式会社SHIFT工場",null,null,null,null,null,null,null,null,null,null,null,null,null,null,null,null,null,null,null,null,"工場・事業場名",null,null,{"$f":"IF(INDIRECT($AG$15&\"L44\")=\"\",\"\",INDIRECT($AG$15&\"L44\"))","v":"ABC工業株式会社SHIFT工場"}]
[null,null,"工場・事業場No.1の業種（中分類・小分類）",null,null,"21 窯業・土石製品製造業","211 ガラス・同製品製造業",null,null,null,null,null,null,null,null,null,null,null,null,null,null,null,null,null,null,null,"工場・事業場No.1の業種（中分類・小分類）",null,null,{"$f":"IF(INDIRECT($AG$15&\"L47\")=\"\",\"\",INDIRECT($AG$15&\"L47\"))","v":"21 窯業・土石製品製造業"},{"$f":"IF(INDIRECT($AG$15&\"L49\")=\"\",\"\",INDIRECT($AG$15&\"L49\"))","v":"211 ガラス・同製品製造業"}]
[null,null,"工場・事業場No.2の業種（中分類・小分類）",null,null,null,null,null,null,null,null,null,null,null,null,null,null,null,null,null,null,null,null,null,null,null,"工場・事業場No.2の業種（中分類・小分類）"]
[null,null,"工場・事業場No.3の業種（中分類・小分類）",null,null,null,null,null,null,null,null,null,null,null,null,null,null,null,null,null,null,null,null,null,null,null,"工場・事業場No.3の業種（中分類・小分類）"]
[null,null,"工場・事業場No.4の業種（中分類・小分類）",null,null,null,null,null,null,null,null,null,null,null,null,null,null,null,null,null,null,null,null,null,null,null,"工場・事業場No.4の業種（中分類・小分類）"]
[null,null,"工場・事業場No.5の業種（中分類・小分類）",null,null,null,null,null,null,null,null,null,null,null,null,null,null,null,null,null,null,null,null,null,null,null,"工場・事業場No.5の業種（中分類・小分類）"]
[null,null,"工場・事業場全体の基準年度排出量（t-CO2/年）(A)",null,null,4380.4067333333332,null,null,null,null,null,null,null,null,null,null,null,null,null,null,null,null,null,null,null,null,"工場・事業場全体の基準年度排出量（t-CO2/年）(A)",null,null,{"$f":"IF(INDIRECT($AL$15&\"K11\")=\"\",\"\",INDIRECT($AL$15&\"K11\"))","v":4379.9200666666666}]
[null,null,"工場・事業場全体の基準年度エネルギー使用量(GJ/年）",null,null,67161.133333333331,null,null,null,null,null,null,null,null,null,null,null,null,null,null,null,null,null,null,null,null,"工場・事業場全体の基準年度エネルギー使用量(GJ/年）",null,null,{"$f":"IF(INDIRECT($AL$15&\"N11\")=\"\",\"\",INDIRECT($AL$15&\"N11\"))","v":67161.133333333331}]
[null,null,"工場・事業場全体の脱炭素化指標",null,null,6.5222346853388416E-2,null,null,null,null,null,null,null,null,null,null,null,null,null,null,null,null,null,null,null,null,"工場・事業場全体の脱炭素化指標",null,null,{"$f":"IF(INDIRECT($AL$15&\"P11\")=\"\",\"\",INDIRECT($AL$15&\"P11\"))","v":6.5215100598858267E-2}]
[]
[]
[null,null,"表６：設備CO2削減計画（実施計画書Cより）",null,null,null,null,null,null,null,null,null,null,null,"(①-②)","(③/①*100)","(③/(A)*100)",null,null,null,null,null,null,null,null,null,"表６：設備CO2削減計画（実施計画書Cより）",null,null,null,null,null,null,null,null,null,null,null,"(①-②)","(③/①*100)","(③/(A)*100)"]
[null,null,"個票番号","6類型","対策名称","対策メニュー番号","工程","システム/設備区分","対象/既存設備","導入設備","申請予定補助金","LED照明設備・再生エネ設備","①対策実施【前】\nCO2排出量","②対策実施【計画】CO2排出量","③設備CO2削減量","④設備CO2削減率","⑤工場・事業場CO2削減率","DX計測に基づく対策",null,null,null,null,null,null,null,null,"個票番号","6類型","対策名称","対策メニュー番号","工程","システム/設備区分","対象/既存設備","導入設備","申請予定補助金","LED照明設備・再生エネ設備","①対策実施【前】\nCO2排出量","②対策実施【計画】CO2排出量","③設備CO2削減量","④設備CO2削減率","⑤工場・事業場CO2削減率","DX計測に基づく対策"]
[null,null,null,null,null,null,null,null,null,null,null,null,null,null,null,null,null,null,null,null,null,null,null,null,null,null,{"$f":"IF(INDIRECT($AM$15&\"B16\")=\"\",\"\",INDIRECT($AM$15&\"B16\"))","v":""},{"$f":"IFERROR(IF(INDIRECT(\"対策個票\"&$AA195&\"!C9\")=\"\",\"\",INDIRECT(\"対策個票\"&$AA195&\"!C9\")),\"\")","v":""},{"$f":"IFERROR(IF(INDIRECT(\"対策個票\"&$AA195&\"!G9\")=\"\",\"\",INDIRECT(\"対策個票\"&$AA195&\"!G9\")),\"\")","v":""},{"$f":"IFERROR(IF(INDIRECT(\"対策個票\"&$AA195&\"!Y9\")=\"\",\"\",INDIRECT(\"対策個票\"&$AA195&\"!Y9\")),\"\")","v":""},{"$f":"IFERROR(IF(INDIRECT(\"対策個票\"&$AA195&\"!G11\")=\"\",\"\",INDIRECT(\"対策個票\"&$AA195&\"!G11\")),\"\")","v":""},{"$f":"IFERROR(IF(INDIRECT(\"対策個票\"&$AA195&\"!G13\")=\"\",\"\",INDIRECT(\"対策個票\"&$AA195&\"!G13\")),\"\")","v":""},{"$f":"IFERROR(IF(INDIRECT(\"対策個票\"&$AA195&\"!AB11\")=\"\",\"\",INDIRECT(\"対策個票\"&$AA195&\"!AB11\")),\"\")","v":""},{"$f":"IFERROR(IF(INDIRECT(\"対策個票\"&$AA195&\"!AB13\")=\"\",\"\",INDIRECT(\"対策個票\"&$AA195&\"!AB13\")),\"\")","v":""},{"$f":"IF(INDIRECT($AM$15&\"E16\")=\"\",\"\",INDIRECT($AM$15&\"E16\"))","v":""},{"$f":"IF(INDIRECT($AM$15&\"F16\")=\"\",\"\",INDIRECT($AM$15&\"F16\"))","v":""},{"$f":"IF(INDIRECT($AM$15&\"G16\")=\"\",\"\",INDIRECT($AM$15&\"G16\"))","v":""},{"$f":"IF(INDIRECT($AM$15&\"H16\")=\"\",\"\",INDIRECT($AM$15&\"H16\"))","v":""},{"$f":"IF(INDIRECT($AM$15&\"I16\")=\"\",\"\",INDIRECT($AM$15&\"I16\"))","v":""},{"$f":"IF(INDIRECT($AM$15&\"J16\")=\"\",\"\",INDIRECT($AM$15&\"J16\"))","v":""},{"$f":"IF(INDIRECT($AM$15&\"K16\")=\"\",\"\",INDIRECT($AM$15&\"K16\"))","v":""},{"$f":"IFERROR(IF(INDIRECT(\"対策個票\"&$AA195&\"!CN28\")=\"\",\"\",INDIRECT(\"対策個票\"&$AA195&\"!CN28\")),\"\")","v":""}]
[null,null,null,null,null,null,null,null,null,null,null,null,null,null,null,null,null,null,null,null,null,null,null,null,null,null,{"$f":"IF(INDIRECT($AM$15&\"B17\")=\"\",\"\",INDIRECT($AM$15&\"B17\"))","v":""},{"$f":"IFERROR(IF(INDIRECT(\"対策個票\"&$AA196&\"!C9\")=\"\",\"\",INDIRECT(\"対策個票\"&$AA196&\"!C9\")),\"\")","v":""},{"$f":"IFERROR(IF(INDIRECT(\"対策個票\"&$AA196&\"!G9\")=\"\",\"\",INDIRECT(\"対策個票\"&$AA196&\"!G9\")),\"\")","v":""},{"$f":"IFERROR(IF(INDIRECT(\"対策個票\"&$AA196&\"!Y9\")=\"\",\"\",INDIRECT(\"対策個票\"&$AA196&\"!Y9\")),\"\")","v":""},{"$f":"IFERROR(IF(INDIRECT(\"対策個票\"&$AA196&\"!G11\")=\"\",\"\",INDIRECT(\"対策個票\"&$AA196&\"!G11\")),\"\")","v":""},{"$f":"IFERROR(IF(INDIRECT(\"対策個票\"&$AA196&\"!G13\")=\"\",\"\",INDIRECT(\"対策個票\"&$AA196&\"!G13\")),\"\")","v":""},{"$f":"IFERROR(IF(INDIRECT(\"対策個票\"&$AA196&\"!AB11\")=\"\",\"\",INDIRECT(\"対策個票\"&$AA196&\"!AB11\")),\"\")","v":""},{"$f":"IFERROR(IF(INDIRECT(\"対策個票\"&$AA196&\"!AB13\")=\"\",\"\",INDIRECT(\"対策個票\"&$AA196&\"!AB13\")),\"\")","v":""},{"$f":"IF(INDIRECT($AM$15&\"E17\")=\"\",\"\",INDIRECT($AM$15&\"E17\"))","v":""},{"$f":"IF(INDIRECT($AM$15&\"F17\")=\"\",\"\",INDIRECT($AM$15&\"F17\"))","v":""},{"$f":"IF(INDIRECT($AM$15&\"G17\")=\"\",\"\",INDIRECT($AM$15&\"G17\"))","v":""},{"$f":"IF(INDIRECT($AM$15&\"H17\")=\"\",\"\",INDIRECT($AM$15&\"H17\"))","v":""},{"$f":"IF(INDIRECT($AM$15&\"I17\")=\"\",\"\",INDIRECT($AM$15&\"I17\"))","v":""},{"$f":"IF(INDIRECT($AM$15&\"J17\")=\"\",\"\",INDIRECT($AM$15&\"J17\"))","v":""},{"$f":"IF(INDIRECT($AM$15&\"K17\")=\"\",\"\",INDIRECT($AM$15&\"K17\"))","v":""},{"$f":"IFERROR(IF(INDIRECT(\"対策個票\"&$AA196&\"!CN28\")=\"\",\"\",INDIRECT(\"対策個票\"&$AA196&\"!CN28\")),\"\")","v":""}]
[null,null,null,null,null,null,null,null,null,null,null,null,null,null,null,null,null,null,null,null,null,null,null,null,null,null,{"$f":"IF(INDIRECT($AM$15&\"B18\")=\"\",\"\",INDIRECT($AM$15&\"B18\"))","v":""},{"$f":"IFERROR(IF(INDIRECT(\"対策個票\"&$AA197&\"!C9\")=\"\",\"\",INDIRECT(\"対策個票\"&$AA197&\"!C9\")),\"\")","v":""},{"$f":"IFERROR(IF(INDIRECT(\"対策個票\"&$AA197&\"!G9\")=\"\",\"\",INDIRECT(\"対策個票\"&$AA197&\"!G9\")),\"\")","v":""},{"$f":"IFERROR(IF(INDIRECT(\"対策個票\"&$AA197&\"!Y9\")=\"\",\"\",INDIRECT(\"対策個票\"&$AA197&\"!Y9\")),\"\")","v":""},{"$f":"IFERROR(IF(INDIRECT(\"対策個票\"&$AA197&\"!G11\")=\"\",\"\",INDIRECT(\"対策個票\"&$AA197&\"!G11\")),\"\")","v":""},{"$f":"IFERROR(IF(INDIRECT(\"対策個票\"&$AA197&\"!G13\")=\"\",\"\",INDIRECT(\"対策個票\"&$AA197&\"!G13\")),\"\")","v":""},{"$f":"IFERROR(IF(INDIRECT(\"対策個票\"&$AA197&\"!AB11\")=\"\",\"\",INDIRECT(\"対策個票\"&$AA197&\"!AB11\")),\"\")","v":""},{"$f":"IFERROR(IF(INDIRECT(\"対策個票\"&$AA197&\"!AB13\")=\"\",\"\",INDIRECT(\"対策個票\"&$AA197&\"!AB13\")),\"\")","v":""},{"$f":"IF(INDIRECT($AM$15&\"E18\")=\"\",\"\",INDIRECT($AM$15&\"E18\"))","v":""},{"$f":"IF(INDIRECT($AM$15&\"F18\")=\"\",\"\",INDIRECT($AM$15&\"F18\"))","v":""},{"$f":"IF(INDIRECT($AM$15&\"G18\")=\"\",\"\",INDIRECT($AM$15&\"G18\"))","v":""},{"$f":"IF(INDIRECT($AM$15&\"H18\")=\"\",\"\",INDIRECT($AM$15&\"H18\"))","v":""},{"$f":"IF(INDIRECT($AM$15&\"I18\")=\"\",\"\",INDIRECT($AM$15&\"I18\"))","v":""},{"$f":"IF(INDIRECT($AM$15&\"J18\")=\"\",\"\",INDIRECT($AM$15&\"J18\"))","v":""},{"$f":"IF(INDIRECT($AM$15&\"K18\")=\"\",\"\",INDIRECT($AM$15&\"K18\"))","v":""},{"$f":"IFERROR(IF(INDIRECT(\"対策個票\"&$AA197&\"!CN28\")=\"\",\"\",INDIRECT(\"対策個票\"&$AA197&\"!CN28\")),\"\")","v":""}]
[null,null,null,null,null,null,null,null,null,null,null,null,null,null,null,null,null,null,null,null,null,null,null,null,null,null,{"$f":"IF(INDIRECT($AM$15&\"B19\")=\"\",\"\",INDIRECT($AM$15&\"B19\"))","v":""},{"$f":"IFERROR(IF(INDIRECT(\"対策個票\"&$AA198&\"!C9\")=\"\",\"\",INDIRECT(\"対策個票\"&$AA198&\"!C9\")),\"\")","v":""},{"$f":"IFERROR(IF(INDIRECT(\"対策個票\"&$AA198&\"!G9\")=\"\",\"\",INDIRECT(\"対策個票\"&$AA198&\"!G9\")),\"\")","v":""},{"$f":"IFERROR(IF(INDIRECT(\"対策個票\"&$AA198&\"!Y9\")=\"\",\"\",INDIRECT(\"対策個票\"&$AA198&\"!Y9\")),\"\")","v":""},{"$f":"IFERROR(IF(INDIRECT(\"対策個票\"&$AA198&\"!G11\")=\"\",\"\",INDIRECT(\"対策個票\"&$AA198&\"!G11\")),\"\")","v":""},{"$f":"IFERROR(IF(INDIRECT(\"対策個票\"&$AA198&\"!G13\")=\"\",\"\",INDIRECT(\"対策個票\"&$AA198&\"!G13\")),\"\")","v":""},{"$f":"IFERROR(IF(INDIRECT(\"対策個票\"&$AA198&\"!AB11\")=\"\",\"\",INDIRECT(\"対策個票\"&$AA198&\"!AB11\")),\"\")","v":""},{"$f":"IFERROR(IF(INDIRECT(\"対策個票\"&$AA198&\"!AB13\")=\"\",\"\",INDIRECT(\"対策個票\"&$AA198&\"!AB13\")),\"\")","v":""},{"$f":"IF(INDIRECT($AM$15&\"E19\")=\"\",\"\",INDIRECT($AM$15&\"E19\"))","v":""},{"$f":"IF(INDIRECT($AM$15&\"F19\")=\"\",\"\",INDIRECT($AM$15&\"F19\"))","v":""},{"$f":"IF(INDIRECT($AM$15&\"G19\")=\"\",\"\",INDIRECT($AM$15&\"G19\"))","v":""},{"$f":"IF(INDIRECT($AM$15&\"H19\")=\"\",\"\",INDIRECT($AM$15&\"H19\"))","v":""},{"$f":"IF(INDIRECT($AM$15&\"I19\")=\"\",\"\",INDIRECT($AM$15&\"I19\"))","v":""},{"$f":"IF(INDIRECT($AM$15&\"J19\")=\"\",\"\",INDIRECT($AM$15&\"J19\"))","v":""},{"$f":"IF(INDIRECT($AM$15&\"K19\")=\"\",\"\",INDIRECT($AM$15&\"K19\"))","v":""},{"$f":"IFERROR(IF(INDIRECT(\"対策個票\"&$AA198&\"!CN28\")=\"\",\"\",INDIRECT(\"対策個票\"&$AA198&\"!CN28\")),\"\")","v":""}]
[null,null,null,null,null,null,null,null,null,null,null,null,null,null,null,null,null,null,null,null,null,null,null,null,null,null,{"$f":"IF(INDIRECT($AM$15&\"B20\")=\"\",\"\",INDIRECT($AM$15&\"B20\"))","v":""},{"$f":"IFERROR(IF(INDIRECT(\"対策個票\"&$AA199&\"!C9\")=\"\",\"\",INDIRECT(\"対策個票\"&$AA199&\"!C9\")),\"\")","v":""},{"$f":"IFERROR(IF(INDIRECT(\"対策個票\"&$AA199&\"!G9\")=\"\",\"\",INDIRECT(\"対策個票\"&$AA199&\"!G9\")),\"\")","v":""},{"$f":"IFERROR(IF(INDIRECT(\"対策個票\"&$AA199&\"!Y9\")=\"\",\"\",INDIRECT(\"対策個票\"&$AA199&\"!Y9\")),\"\")","v":""},{"$f":"IFERROR(IF(INDIRECT(\"対策個票\"&$AA199&\"!G11\")=\"\",\"\",INDIRECT(\"対策個票\"&$AA199&\"!G11\")),\"\")","v":""},{"$f":"IFERROR(IF(INDIRECT(\"対策個票\"&$AA199&\"!G13\")=\"\",\"\",INDIRECT(\"対策個票\"&$AA199&\"!G13\")),\"\")","v":""},{"$f":"IFERROR(IF(INDIRECT(\"対策個票\"&$AA199&\"!AB11\")=\"\",\"\",INDIRECT(\"対策個票\"&$AA199&\"!AB11\")),\"\")","v":""},{"$f":"IFERROR(IF(INDIRECT(\"対策個票\"&$AA199&\"!AB13\")=\"\",\"\",INDIRECT(\"対策個票\"&$AA199&\"!AB13\")),\"\")","v":""},{"$f":"IF(INDIRECT($AM$15&\"E20\")=\"\",\"\",INDIRECT($AM$15&\"E20\"))","v":""},{"$f":"IF(INDIRECT($AM$15&\"F20\")=\"\",\"\",INDIRECT($AM$15&\"F20\"))","v":""},{"$f":"IF(INDIRECT($AM$15&\"G20\")=\"\",\"\",INDIRECT($AM$15&\"G20\"))","v":""},{"$f":"IF(INDIRECT($AM$15&\"H20\")=\"\",\"\",INDIRECT($AM$15&\"H20\"))","v":""},{"$f":"IF(INDIRECT($AM$15&\"I20\")=\"\",\"\",INDIRECT($AM$15&\"I20\"))","v":""},{"$f":"IF(INDIRECT($AM$15&\"J20\")=\"\",\"\",INDIRECT($AM$15&\"J20\"))","v":""},{"$f":"IF(INDIRECT($AM$15&\"K20\")=\"\",\"\",INDIRECT($AM$15&\"K20\"))","v":""},{"$f":"IFERROR(IF(INDIRECT(\"対策個票\"&$AA199&\"!CN28\")=\"\",\"\",INDIRECT(\"対策個票\"&$AA199&\"!CN28\")),\"\")","v":""}]
[null,null,null,null,null,null,null,null,null,null,null,null,null,null,null,null,null,null,null,null,null,null,null,null,null,null,{"$f":"IF(INDIRECT($AM$15&\"B21\")=\"\",\"\",INDIRECT($AM$15&\"B21\"))","v":""},{"$f":"IFERROR(IF(INDIRECT(\"対策個票\"&$AA200&\"!C9\")=\"\",\"\",INDIRECT(\"対策個票\"&$AA200&\"!C9\")),\"\")","v":""},{"$f":"IFERROR(IF(INDIRECT(\"対策個票\"&$AA200&\"!G9\")=\"\",\"\",INDIRECT(\"対策個票\"&$AA200&\"!G9\")),\"\")","v":""},{"$f":"IFERROR(IF(INDIRECT(\"対策個票\"&$AA200&\"!Y9\")=\"\",\"\",INDIRECT(\"対策個票\"&$AA200&\"!Y9\")),\"\")","v":""},{"$f":"IFERROR(IF(INDIRECT(\"対策個票\"&$AA200&\"!G11\")=\"\",\"\",INDIRECT(\"対策個票\"&$AA200&\"!G11\")),\"\")","v":""},{"$f":"IFERROR(IF(INDIRECT(\"対策個票\"&$AA200&\"!G13\")=\"\",\"\",INDIRECT(\"対策個票\"&$AA200&\"!G13\")),\"\")","v":""},{"$f":"IFERROR(IF(INDIRECT(\"対策個票\"&$AA200&\"!AB11\")=\"\",\"\",INDIRECT(\"対策個票\"&$AA200&\"!AB11\")),\"\")","v":""},{"$f":"IFERROR(IF(INDIRECT(\"対策個票\"&$AA200&\"!AB13\")=\"\",\"\",INDIRECT(\"対策個票\"&$AA200&\"!AB13\")),\"\")","v":""},{"$f":"IF(INDIRECT($AM$15&\"E21\")=\"\",\"\",INDIRECT($AM$15&\"E21\"))","v":""},{"$f":"IF(INDIRECT($AM$15&\"F21\")=\"\",\"\",INDIRECT($AM$15&\"F21\"))","v":""},{"$f":"IF(INDIRECT($AM$15&\"G21\")=\"\",\"\",INDIRECT($AM$15&\"G21\"))","v":""},{"$f":"IF(INDIRECT($AM$15&\"H21\")=\"\",\"\",INDIRECT($AM$15&\"H21\"))","v":""},{"$f":"IF(INDIRECT($AM$15&\"I21\")=\"\",\"\",INDIRECT($AM$15&\"I21\"))","v":""},{"$f":"IF(INDIRECT($AM$15&\"J21\")=\"\",\"\",INDIRECT($AM$15&\"J21\"))","v":""},{"$f":"IF(INDIRECT($AM$15&\"K21\")=\"\",\"\",INDIRECT($AM$15&\"K21\"))","v":""},{"$f":"IFERROR(IF(INDIRECT(\"対策個票\"&$AA200&\"!CN28\")=\"\",\"\",INDIRECT(\"対策個票\"&$AA200&\"!CN28\")),\"\")","v":""}]
[null,null,null,null,null,null,null,null,null,null,null,null,null,null,null,null,null,null,null,null,null,null,null,null,null,null,{"$f":"IF(INDIRECT($AM$15&\"B22\")=\"\",\"\",INDIRECT($AM$15&\"B22\"))","v":""},{"$f":"IFERROR(IF(INDIRECT(\"対策個票\"&$AA201&\"!C9\")=\"\",\"\",INDIRECT(\"対策個票\"&$AA201&\"!C9\")),\"\")","v":""},{"$f":"IFERROR(IF(INDIRECT(\"対策個票\"&$AA201&\"!G9\")=\"\",\"\",INDIRECT(\"対策個票\"&$AA201&\"!G9\")),\"\")","v":""},{"$f":"IFERROR(IF(INDIRECT(\"対策個票\"&$AA201&\"!Y9\")=\"\",\"\",INDIRECT(\"対策個票\"&$AA201&\"!Y9\")),\"\")","v":""},{"$f":"IFERROR(IF(INDIRECT(\"対策個票\"&$AA201&\"!G11\")=\"\",\"\",INDIRECT(\"対策個票\"&$AA201&\"!G11\")),\"\")","v":""},{"$f":"IFERROR(IF(INDIRECT(\"対策個票\"&$AA201&\"!G13\")=\"\",\"\",INDIRECT(\"対策個票\"&$AA201&\"!G13\")),\"\")","v":""},{"$f":"IFERROR(IF(INDIRECT(\"対策個票\"&$AA201&\"!AB11\")=\"\",\"\",INDIRECT(\"対策個票\"&$AA201&\"!AB11\")),\"\")","v":""},{"$f":"IFERROR(IF(INDIRECT(\"対策個票\"&$AA201&\"!AB13\")=\"\",\"\",INDIRECT(\"対策個票\"&$AA201&\"!AB13\")),\"\")","v":""},{"$f":"IF(INDIRECT($AM$15&\"E22\")=\"\",\"\",INDIRECT($AM$15&\"E22\"))","v":""},{"$f":"IF(INDIRECT($AM$15&\"F22\")=\"\",\"\",INDIRECT($AM$15&\"F22\"))","v":""},{"$f":"IF(INDIRECT($AM$15&\"G22\")=\"\",\"\",INDIRECT($AM$15&\"G22\"))","v":""},{"$f":"IF(INDIRECT($AM$15&\"H22\")=\"\",\"\",INDIRECT($AM$15&\"H22\"))","v":""},{"$f":"IF(INDIRECT($AM$15&\"I22\")=\"\",\"\",INDIRECT($AM$15&\"I22\"))","v":""},{"$f":"IF(INDIRECT($AM$15&\"J22\")=\"\",\"\",INDIRECT($AM$15&\"J22\"))","v":""},{"$f":"IF(INDIRECT($AM$15&\"K22\")=\"\",\"\",INDIRECT($AM$15&\"K22\"))","v":""},{"$f":"IFERROR(IF(INDIRECT(\"対策個票\"&$AA201&\"!CN28\")=\"\",\"\",INDIRECT(\"対策個票\"&$AA201&\"!CN28\")),\"\")","v":""}]
[null,null,null,null,null,null,null,null,null,null,null,null,null,null,null,null,null,null,null,null,null,null,null,null,null,null,{"$f":"IF(INDIRECT($AM$15&\"B23\")=\"\",\"\",INDIRECT($AM$15&\"B23\"))","v":""},{"$f":"IFERROR(IF(INDIRECT(\"対策個票\"&$AA202&\"!C9\")=\"\",\"\",INDIRECT(\"対策個票\"&$AA202&\"!C9\")),\"\")","v":""},{"$f":"IFERROR(IF(INDIRECT(\"対策個票\"&$AA202&\"!G9\")=\"\",\"\",INDIRECT(\"対策個票\"&$AA202&\"!G9\")),\"\")","v":""},{"$f":"IFERROR(IF(INDIRECT(\"対策個票\"&$AA202&\"!Y9\")=\"\",\"\",INDIRECT(\"対策個票\"&$AA202&\"!Y9\")),\"\")","v":""},{"$f":"IFERROR(IF(INDIRECT(\"対策個票\"&$AA202&\"!G11\")=\"\",\"\",INDIRECT(\"対策個票\"&$AA202&\"!G11\")),\"\")","v":""},{"$f":"IFERROR(IF(INDIRECT(\"対策個票\"&$AA202&\"!G13\")=\"\",\"\",INDIRECT(\"対策個票\"&$AA202&\"!G13\")),\"\")","v":""},{"$f":"IFERROR(IF(INDIRECT(\"対策個票\"&$AA202&\"!AB11\")=\"\",\"\",INDIRECT(\"対策個票\"&$AA202&\"!AB11\")),\"\")","v":""},{"$f":"IFERROR(IF(INDIRECT(\"対策個票\"&$AA202&\"!AB13\")=\"\",\"\",INDIRECT(\"対策個票\"&$AA202&\"!AB13\")),\"\")","v":""},{"$f":"IF(INDIRECT($AM$15&\"E23\")=\"\",\"\",INDIRECT($AM$15&\"E23\"))","v":""},{"$f":"IF(INDIRECT($AM$15&\"F23\")=\"\",\"\",INDIRECT($AM$15&\"F23\"))","v":""},{"$f":"IF(INDIRECT($AM$15&\"G23\")=\"\",\"\",INDIRECT($AM$15&\"G23\"))","v":""},{"$f":"IF(INDIRECT($AM$15&\"H23\")=\"\",\"\",INDIRECT($AM$15&\"H23\"))","v":""},{"$f":"IF(INDIRECT($AM$15&\"I23\")=\"\",\"\",INDIRECT($AM$15&\"I23\"))","v":""},{"$f":"IF(INDIRECT($AM$15&\"J23\")=\"\",\"\",INDIRECT($AM$15&\"J23\"))","v":""},{"$f":"IF(INDIRECT($AM$15&\"K23\")=\"\",\"\",INDIRECT($AM$15&\"K23\"))","v":""},{"$f":"IFERROR(IF(INDIRECT(\"対策個票\"&$AA202&\"!CN28\")=\"\",\"\",INDIRECT(\"対策個票\"&$AA202&\"!CN28\")),\"\")","v":""}]
[null,null,null,null,null,null,null,null,null,null,null,null,null,null,null,null,null,null,null,null,null,null,null,null,null,null,{"$f":"IF(INDIRECT($AM$15&\"B24\")=\"\",\"\",INDIRECT($AM$15&\"B24\"))","v":""},{"$f":"IFERROR(IF(INDIRECT(\"対策個票\"&$AA203&\"!C9\")=\"\",\"\",INDIRECT(\"対策個票\"&$AA203&\"!C9\")),\"\")","v":""},{"$f":"IFERROR(IF(INDIRECT(\"対策個票\"&$AA203&\"!G9\")=\"\",\"\",INDIRECT(\"対策個票\"&$AA203&\"!G9\")),\"\")","v":""},{"$f":"IFERROR(IF(INDIRECT(\"対策個票\"&$AA203&\"!Y9\")=\"\",\"\",INDIRECT(\"対策個票\"&$AA203&\"!Y9\")),\"\")","v":""},{"$f":"IFERROR(IF(INDIRECT(\"対策個票\"&$AA203&\"!G11\")=\"\",\"\",INDIRECT(\"対策個票\"&$AA203&\"!G11\")),\"\")","v":""},{"$f":"IFERROR(IF(INDIRECT(\"対策個票\"&$AA203&\"!G13\")=\"\",\"\",INDIRECT(\"対策個票\"&$AA203&\"!G13\")),\"\")","v":""},{"$f":"IFERROR(IF(INDIRECT(\"対策個票\"&$AA203&\"!AB11\")=\"\",\"\",INDIRECT(\"対策個票\"&$AA203&\"!AB11\")),\"\")","v":""},{"$f":"IFERROR(IF(INDIRECT(\"対策個票\"&$AA203&\"!AB13\")=\"\",\"\",INDIRECT(\"対策個票\"&$AA203&\"!AB13\")),\"\")","v":""},{"$f":"IF(INDIRECT($AM$15&\"E24\")=\"\",\"\",INDIRECT($AM$15&\"E24\"))","v":""},{"$f":"IF(INDIRECT($AM$15&\"F24\")=\"\",\"\",INDIRECT($AM$15&\"F24\"))","v":""},{"$f":"IF(INDIRECT($AM$15&\"G24\")=\"\",\"\",INDIRECT($AM$15&\"G24\"))","v":""},{"$f":"IF(INDIRECT($AM$15&\"H24\")=\"\",\"\",INDIRECT($AM$15&\"H24\"))","v":""},{"$f":"IF(INDIRECT($AM$15&\"I24\")=\"\",\"\",INDIRECT($AM$15&\"I24\"))","v":""},{"$f":"IF(INDIRECT($AM$15&\"J24\")=\"\",\"\",INDIRECT($AM$15&\"J24\"))","v":""},{"$f":"IF(INDIRECT($AM$15&\"K24\")=\"\",\"\",INDIRECT($AM$15&\"K24\"))","v":""},{"$f":"IFERROR(IF(INDIRECT(\"対策個票\"&$AA203&\"!CN28\")=\"\",\"\",INDIRECT(\"対策個票\"&$AA203&\"!CN28\")),\"\")","v":""}]
[null,null,null,null,null,null,null,null,null,null,null,null,null,null,null,null,null,null,null,null,null,null,null,null,null,null,{"$f":"IF(INDIRECT($AM$15&\"B25\")=\"\",\"\",INDIRECT($AM$15&\"B25\"))","v":""},{"$f":"IFERROR(IF(INDIRECT(\"対策個票\"&$AA204&\"!C9\")=\"\",\"\",INDIRECT(\"対策個票\"&$AA204&\"!C9\")),\"\")","v":""},{"$f":"IFERROR(IF(INDIRECT(\"対策個票\"&$AA204&\"!G9\")=\"\",\"\",INDIRECT(\"対策個票\"&$AA204&\"!G9\")),\"\")","v":""},{"$f":"IFERROR(IF(INDIRECT(\"対策個票\"&$AA204&\"!Y9\")=\"\",\"\",INDIRECT(\"対策個票\"&$AA204&\"!Y9\")),\"\")","v":""},{"$f":"IFERROR(IF(INDIRECT(\"対策個票\"&$AA204&\"!G11\")=\"\",\"\",INDIRECT(\"対策個票\"&$AA204&\"!G11\")),\"\")","v":""},{"$f":"IFERROR(IF(INDIRECT(\"対策個票\"&$AA204&\"!G13\")=\"\",\"\",INDIRECT(\"対策個票\"&$AA204&\"!G13\")),\"\")","v":""},{"$f":"IFERROR(IF(INDIRECT(\"対策個票\"&$AA204&\"!AB11\")=\"\",\"\",INDIRECT(\"対策個票\"&$AA204&\"!AB11\")),\"\")","v":""},{"$f":"IFERROR(IF(INDIRECT(\"対策個票\"&$AA204&\"!AB13\")=\"\",\"\",INDIRECT(\"対策個票\"&$AA204&\"!AB13\")),\"\")","v":""},{"$f":"IF(INDIRECT($AM$15&\"E25\")=\"\",\"\",INDIRECT($AM$15&\"E25\"))","v":""},{"$f":"IF(INDIRECT($AM$15&\"F25\")=\"\",\"\",INDIRECT($AM$15&\"F25\"))","v":""},{"$f":"IF(INDIRECT($AM$15&\"G25\")=\"\",\"\",INDIRECT($AM$15&\"G25\"))","v":""},{"$f":"IF(INDIRECT($AM$15&\"H25\")=\"\",\"\",INDIRECT($AM$15&\"H25\"))","v":""},{"$f":"IF(INDIRECT($AM$15&\"I25\")=\"\",\"\",INDIRECT($AM$15&\"I25\"))","v":""},{"$f":"IF(INDIRECT($AM$15&\"J25\")=\"\",\"\",INDIRECT($AM$15&\"J25\"))","v":""},{"$f":"IF(INDIRECT($AM$15&\"K25\")=\"\",\"\",INDIRECT($AM$15&\"K25\"))","v":""},{"$f":"IFERROR(IF(INDIRECT(\"対策個票\"&$AA204&\"!CN28\")=\"\",\"\",INDIRECT(\"対策個票\"&$AA204&\"!CN28\")),\"\")","v":""}]
[null,null,"小計(1)","申請予定補助金：国（SHIFT）","設備導入対策（LED照明設備・再エネ設備を除く）",null,null,null,null,null,null,null,null,null,null,null,null,null,null,null,null,null,null,null,null,null,"小計(1)","申請予定補助金：国（SHIFT）","設備導入対策（LED照明設備・再エネ設備を除く）",null,null,null,null,null,null,null,null,null,{"$f":"IF(INDIRECT($AM$15&\"I26\")=\"\",\"\",INDIRECT($AM$15&\"I26\"))","v":""},null,{"$f":"IF(INDIRECT($AM$15&\"K26\")=\"\",\"\",INDIRECT($AM$15&\"K26\"))","v":""}]
[null,null,"小計(2)","申請予定補助金：国（SHIFT）","LED照明設備・再生可能エネルギー設備導入対策",null,null,null,null,null,null,null,null,null,null,null,null,null,null,null,null,null,null,null,null,null,"小計(2)","申請予定補助金：国（SHIFT）","LED照明設備・再生可能エネルギー設備導入対策",null,null,null,null,null,null,null,null,null,{"$f":"IF(INDIRECT($AM$15&\"I27\")=\"\",\"\",INDIRECT($AM$15&\"I27\"))","v":""},null,{"$f":"IF(INDIRECT($AM$15&\"K27\")=\"\",\"\",INDIRECT($AM$15&\"K27\"))","v":""}]
[null,null,"合計 ((1)＋(2))",null,null,null,null,null,null,null,null,null,null,null,null,null,null,null,null,null,null,null,null,null,null,null,"合計 ((1)＋(2))",null,null,null,null,null,null,null,null,null,null,null,{"$f":"IF(INDIRECT($AM$15&\"I28\")=\"\",\"\",INDIRECT($AM$15&\"I28\"))","v":""},null,{"$f":"IF(INDIRECT($AM$15&\"K28\")=\"\",\"\",INDIRECT($AM$15&\"K28\"))","v":""}]
[null,null,"小計(3)","自主的対策","SHIFT設備更新支援の補助対象外の対策",null,null,null,null,null,null,null,null,null,null,null,null,null,null,null,null,null,null,null,null,null,"小計(3)","自主的対策","SHIFT設備更新支援の補助対象外の対策",null,null,null,null,null,null,null,null,null,{"$f":"IF(INDIRECT($AM$15&\"I29\")=\"\",\"\",INDIRECT($AM$15&\"I29\"))","v":""},null,{"$f":"IF(INDIRECT($AM$15&\"K29\")=\"\",\"\",INDIRECT($AM$15&\"K29\"))","v":""}]
[null,null,"合計 ((1)＋(2)＋(3))",null,null,null,null,null,null,null,null,null,null,null,null,null,null,null,null,null,null,null,null,null,null,null,"合計 ((1)＋(2)＋(3))",null,null,null,null,null,null,null,null,null,null,null,{"$f":"IF(INDIRECT($AM$15&\"I30\")=\"\",\"\",INDIRECT($AM$15&\"I30\"))","v":""},null,{"$f":"IF(INDIRECT($AM$15&\"K30\")=\"\",\"\",INDIRECT($AM$15&\"K30\"))","v":""}]
[]
[]
[null,null,"表７：対策個票で選択した活動種別等",null,null,null,null,null,null,null,null,null,null,null,null,null,null,null,null,null,null,null,null,null,null,null,"表７：対策個票で選択した活動種別等"]
[null,null,"個票番号","対策実施【前】",null,null,null,null,null,null,"対策実施【計画】",null,null,null,null,null,null,null,null,null,null,null,null,null,null,null,"個票番号","対策実施【前】",null,null,null,null,null,null,"対策実施【計画】"]
[null,null,null,"活動種別","年間活動量",null,"単位発熱量",null,"CO2排出係数",null,"活動種別","年間活動量",null,"単位発熱量",null,"CO2排出係数",null,null,null,null,null,null,null,null,null,null,null,"活動種別","年間活動量",null,"単位発熱量",null,"CO2排出係数",null,"活動種別","年間活動量",null,"単位発熱量",null,"CO2排出係数"]
[null,null,1,null,null,null,null,null,null,null,null,null,null,null,null,null,null,null,null,null,null,null,null,null,null,null,1,{"$f":"IFERROR(IF(INDIRECT(\"対策個票\"&$AA215&\"!D90\")=\"\",\"\",INDIRECT(\"対策個票\"&$AA215&\"!D90\")),\"\")","v":""},{"$f":"IFERROR(IF(INDIRECT(\"対策個票\"&$AA215&\"!K90\")=\"\",\"\",INDIRECT(\"対策個票\"&$AA215&\"!K90\")),\"\")","v":""},{"$f":"IFERROR(IF(INDIRECT(\"対策個票\"&$AA215&\"!O90\")=\"\",\"\",INDIRECT(\"対策個票\"&$AA215&\"!O90\")),\"\")","v":""},{"$f":"IF(AF215=\"---\",\"\",IFERROR(VLOOKUP($AB215,排出係数と単価1,3,FALSE),\"\"))","v":""},{"$f":"IFERROR(VLOOKUP($AB215,排出係数と単価1,4,FALSE),\"\")","v":""},{"$f":"IFERROR(VLOOKUP($AB215,排出係数と単価1,5,FALSE),\"\")","v":""},{"$f":"IFERROR(VLOOKUP($AB215,排出係数と単価1,6,FALSE),\"\")","v":""},{"$f":"IFERROR(IF(INDIRECT(\"対策個票\"&$AA215&\"!D111\")=\"\",\"\",INDIRECT(\"対策個票\"&$AA215&\"!D111\")),\"\")","v":""},{"$f":"IFERROR(IF(INDIRECT(\"対策個票\"&$AA215&\"!K111\")=\"\",\"\",INDIRECT(\"対策個票\"&$AA215&\"!K111\")),\"\")","v":""},{"$f":"IFERROR(IF(INDIRECT(\"対策個票\"&$AA215&\"!O111\")=\"\",\"\",INDIRECT(\"対策個票\"&$AA215&\"!O111\")),\"\")","v":""},{"$f":"IF(AM215=\"---\",\"\",IFERROR(VLOOKUP($AI215,排出係数と単価1,3,FALSE),\"\"))","v":""},{"$f":"IFERROR(VLOOKUP($AI215,排出係数と単価1,4,FALSE),\"\")","v":""},{"$f":"IFERROR(VLOOKUP($AI215,排出係数と単価1,5,FALSE),\"\")","v":""},{"$f":"IFERROR(VLOOKUP($AI215,排出係数と単価1,6,FALSE),\"\")","v":""}]
[null,null,"1-2",null,null,null,null,null,null,null,null,null,null,null,null,null,null,null,null,null,null,null,null,null,null,null,"1-2",{"$f":"IFERROR(IF(INDIRECT(\"対策個票\"&$AA215&\"!D92\")=\"\",\"\",INDIRECT(\"対策個票\"&$AA215&\"!D92\")),\"\")","v":""},{"$f":"IFERROR(IF(INDIRECT(\"対策個票\"&$AA215&\"!K92\")=\"\",\"\",INDIRECT(\"対策個票\"&$AA215&\"!K92\")),\"\")","v":""},{"$f":"IFERROR(IF(INDIRECT(\"対策個票\"&$AA215&\"!O92\")=\"\",\"\",INDIRECT(\"対策個票\"&$AA215&\"!O92\")),\"\")","v":""},"","","","",{"$f":"IFERROR(IF(INDIRECT(\"対策個票\"&$AA215&\"!D113\")=\"\",\"\",INDIRECT(\"対策個票\"&$AA215&\"!D113\")),\"\")","v":""},{"$f":"IFERROR(IF(INDIRECT(\"対策個票\"&$AA215&\"!K113\")=\"\",\"\",INDIRECT(\"対策個票\"&$AA215&\"!K113\")),\"\")","v":""},{"$f":"IFERROR(IF(INDIRECT(\"対策個票\"&$AA215&\"!O113\")=\"\",\"\",INDIRECT(\"対策個票\"&$AA215&\"!O113\")),\"\")","v":""},"","","",""]
[null,null,"1-3",null,null,null,null,null,null,null,null,null,null,null,null,null,null,null,null,null,null,null,null,null,null,null,"1-3",{"$f":"IFERROR(IF(INDIRECT(\"対策個票\"&$AA215&\"!D94\")=\"\",\"\",INDIRECT(\"対策個票\"&$AA215&\"!D94\")),\"\")","v":""},{"$f":"IFERROR(IF(INDIRECT(\"対策個票\"&$AA215&\"!K94\")=\"\",\"\",INDIRECT(\"対策個票\"&$AA215&\"!K94\")),\"\")","v":""},{"$f":"IFERROR(IF(INDIRECT(\"対策個票\"&$AA215&\"!O94\")=\"\",\"\",INDIRECT(\"対策個票\"&$AA215&\"!O94\")),\"\")","v":""},"","","","",{"$f":"IFERROR(IF(INDIRECT(\"対策個票\"&$AA215&\"!D115\")=\"\",\"\",INDIRECT(\"対策個票\"&$AA215&\"!D115\")),\"\")","v":""},{"$f":"IFERROR(IF(INDIRECT(\"対策個票\"&$AA215&\"!K115\")=\"\",\"\",INDIRECT(\"対策個票\"&$AA215&\"!K115\")),\"\")","v":""},{"$f":"IFERROR(IF(INDIRECT(\"対策個票\"&$AA215&\"!O115\")=\"\",\"\",INDIRECT(\"対策個票\"&$AA215&\"!O115\")),\"\")","v":""},"","","",""]
[null,null,"1-4",null,null,null,null,null,null,null,null,null,null,null,null,null,null,null,null,null,null,null,null,null,null,null,"1-4",{"$f":"IFERROR(IF(INDIRECT(\"対策個票\"&$AA215&\"!D96\")=\"\",\"\",INDIRECT(\"対策個票\"&$AA215&\"!D96\")),\"\")","v":""},{"$f":"IFERROR(IF(INDIRECT(\"対策個票\"&$AA215&\"!K96\")=\"\",\"\",INDIRECT(\"対策個票\"&$AA215&\"!K96\")),\"\")","v":""},{"$f":"IFERROR(IF(INDIRECT(\"対策個票\"&$AA215&\"!O96\")=\"\",\"\",INDIRECT(\"対策個票\"&$AA215&\"!O96\")),\"\")","v":""},"","","","",{"$f":"IFERROR(IF(INDIRECT(\"対策個票\"&$AA215&\"!D117\")=\"\",\"\",INDIRECT(\"対策個票\"&$AA215&\"!D117\")),\"\")","v":""},{"$f":"IFERROR(IF(INDIRECT(\"対策個票\"&$AA215&\"!K117\")=\"\",\"\",INDIRECT(\"対策個票\"&$AA215&\"!K117\")),\"\")","v":""},{"$f":"IFERROR(IF(INDIRECT(\"対策個票\"&$AA215&\"!O117\")=\"\",\"\",INDIRECT(\"対策個票\"&$AA215&\"!O117\")),\"\")","v":""},"","","",""]
[null,null,2,null,null,null,null,null,null,null,null,null,null,null,null,null,null,null,null,null,null,null,null,null,null,null,2,{"$f":"IFERROR(IF(INDIRECT(\"対策個票\"&$AA219&\"!D90\")=\"\",\"\",INDIRECT(\"対策個票\"&$AA219&\"!D90\")),\"\")","v":""},{"$f":"IFERROR(IF(INDIRECT(\"対策個票\"&$AA219&\"!K90\")=\"\",\"\",INDIRECT(\"対策個票\"&$AA219&\"!K90\")),\"\")","v":""},{"$f":"IFERROR(IF(INDIRECT(\"対策個票\"&$AA219&\"!O90\")=\"\",\"\",INDIRECT(\"対策個票\"&$AA219&\"!O90\")),\"\")","v":""},"","","","",{"$f":"IFERROR(IF(INDIRECT(\"対策個票\"&$AA219&\"!D111\")=\"\",\"\",INDIRECT(\"対策個票\"&$AA219&\"!D111\")),\"\")","v":""},{"$f":"IFERROR(IF(INDIRECT(\"対策個票\"&$AA219&\"!K111\")=\"\",\"\",INDIRECT(\"対策個票\"&$AA219&\"!K111\")),\"\")","v":""},{"$f":"IFERROR(IF(INDIRECT(\"対策個票\"&$AA219&\"!O111\")=\"\",\"\",INDIRECT(\"対策個票\"&$AA219&\"!O111\")),\"\")","v":""},"","","",""]
[null,null,"2-2",null,null,null,null,null,null,null,null,null,null,null,null,null,null,null,null,null,null,null,null,null,null,null,"2-2",{"$f":"IFERROR(IF(INDIRECT(\"対策個票\"&$AA219&\"!D92\")=\"\",\"\",INDIRECT(\"対策個票\"&$AA219&\"!D92\")),\"\")","v":""},{"$f":"IFERROR(IF(INDIRECT(\"対策個票\"&$AA219&\"!K92\")=\"\",\"\",INDIRECT(\"対策個票\"&$AA219&\"!K92\")),\"\")","v":""},{"$f":"IFERROR(IF(INDIRECT(\"対策個票\"&$AA219&\"!O92\")=\"\",\"\",INDIRECT(\"対策個票\"&$AA219&\"!O92\")),\"\")","v":""},"","","","",{"$f":"IFERROR(IF(INDIRECT(\"対策個票\"&$AA219&\"!D113\")=\"\",\"\",INDIRECT(\"対策個票\"&$AA219&\"!D113\")),\"\")","v":""},{"$f":"IFERROR(IF(INDIRECT(\"対策個票\"&$AA219&\"!K113\")=\"\",\"\",INDIRECT(\"対策個票\"&$AA219&\"!K113\")),\"\")","v":""},{"$f":"IFERROR(IF(INDIRECT(\"対策個票\"&$AA219&\"!O113\")=\"\",\"\",INDIRECT(\"対策個票\"&$AA219&\"!O113\")),\"\")","v":""},"","","",""]
[null,null,"2-3",null,null,null,null,null,null,null,null,null,null,null,null,null,null,null,null,null,null,null,null,null,null,null,"2-3",{"$f":"IFERROR(IF(INDIRECT(\"対策個票\"&$AA219&\"!D94\")=\"\",\"\",INDIRECT(\"対策個票\"&$AA219&\"!D94\")),\"\")","v":""},{"$f":"IFERROR(IF(INDIRECT(\"対策個票\"&$AA219&\"!K94\")=\"\",\"\",INDIRECT(\"対策個票\"&$AA219&\"!K94\")),\"\")","v":""},{"$f":"IFERROR(IF(INDIRECT(\"対策個票\"&$AA219&\"!O94\")=\"\",\"\",INDIRECT(\"対策個票\"&$AA219&\"!O94\")),\"\")","v":""},"","","","",{"$f":"IFERROR(IF(INDIRECT(\"対策個票\"&$AA219&\"!D115\")=\"\",\"\",INDIRECT(\"対策個票\"&$AA219&\"!D115\")),\"\")","v":""},{"$f":"IFERROR(IF(INDIRECT(\"対策個票\"&$AA219&\"!K115\")=\"\",\"\",INDIRECT(\"対策個票\"&$AA219&\"!K115\")),\"\")","v":""},{"$f":"IFERROR(IF(INDIRECT(\"対策個票\"&$AA219&\"!O115\")=\"\",\"\",INDIRECT(\"対策個票\"&$AA219&\"!O115\")),\"\")","v":""},"","","",""]
[null,null,"2-4",null,null,null,null,null,null,null,null,null,null,null,null,null,null,null,null,null,null,null,null,null,null,null,"2-4",{"$f":"IFERROR(IF(INDIRECT(\"対策個票\"&$AA219&\"!D96\")=\"\",\"\",INDIRECT(\"対策個票\"&$AA219&\"!D96\")),\"\")","v":""},{"$f":"IFERROR(IF(INDIRECT(\"対策個票\"&$AA219&\"!K96\")=\"\",\"\",INDIRECT(\"対策個票\"&$AA219&\"!K96\")),\"\")","v":""},{"$f":"IFERROR(IF(INDIRECT(\"対策個票\"&$AA219&\"!O96\")=\"\",\"\",INDIRECT(\"対策個票\"&$AA219&\"!O96\")),\"\")","v":""},"","","","",{"$f":"IFERROR(IF(INDIRECT(\"対策個票\"&$AA219&\"!D117\")=\"\",\"\",INDIRECT(\"対策個票\"&$AA219&\"!D117\")),\"\")","v":""},{"$f":"IFERROR(IF(INDIRECT(\"対策個票\"&$AA219&\"!K117\")=\"\",\"\",INDIRECT(\"対策個票\"&$AA219&\"!K117\")),\"\")","v":""},{"$f":"IFERROR(IF(INDIRECT(\"対策個票\"&$AA219&\"!O117\")=\"\",\"\",INDIRECT(\"対策個票\"&$AA219&\"!O117\")),\"\")","v":""},"","","",""]
[null,null,3,null,null,null,null,null,null,null,null,null,null,null,null,null,null,null,null,null,null,null,null,null,null,null,3,{"$f":"IFERROR(IF(INDIRECT(\"対策個票\"&$AA223&\"!D90\")=\"\",\"\",INDIRECT(\"対策個票\"&$AA223&\"!D90\")),\"\")","v":""},{"$f":"IFERROR(IF(INDIRECT(\"対策個票\"&$AA223&\"!K90\")=\"\",\"\",INDIRECT(\"対策個票\"&$AA223&\"!K90\")),\"\")","v":""},{"$f":"IFERROR(IF(INDIRECT(\"対策個票\"&$AA223&\"!O90\")=\"\",\"\",INDIRECT(\"対策個票\"&$AA223&\"!O90\")),\"\")","v":""},"","","","",{"$f":"IFERROR(IF(INDIRECT(\"対策個票\"&$AA223&\"!D111\")=\"\",\"\",INDIRECT(\"対策個票\"&$AA223&\"!D111\")),\"\")","v":""},{"$f":"IFERROR(IF(INDIRECT(\"対策個票\"&$AA223&\"!K111\")=\"\",\"\",INDIRECT(\"対策個票\"&$AA223&\"!K111\")),\"\")","v":""},{"$f":"IFERROR(IF(INDIRECT(\"対策個票\"&$AA223&\"!O111\")=\"\",\"\",INDIRECT(\"対策個票\"&$AA223&\"!O111\")),\"\")","v":""},"","","",""]
[null,null,"3-2",null,null,null,null,null,null,null,null,null,null,null,null,null,null,null,null,null,null,null,null,null,null,null,"3-2",{"$f":"IFERROR(IF(INDIRECT(\"対策個票\"&$AA223&\"!D92\")=\"\",\"\",INDIRECT(\"対策個票\"&$AA223&\"!D92\")),\"\")","v":""},{"$f":"IFERROR(IF(INDIRECT(\"対策個票\"&$AA223&\"!K92\")=\"\",\"\",INDIRECT(\"対策個票\"&$AA223&\"!K92\")),\"\")","v":""},{"$f":"IFERROR(IF(INDIRECT(\"対策個票\"&$AA223&\"!O92\")=\"\",\"\",INDIRECT(\"対策個票\"&$AA223&\"!O92\")),\"\")","v":""},"","","","",{"$f":"IFERROR(IF(INDIRECT(\"対策個票\"&$AA223&\"!D113\")=\"\",\"\",INDIRECT(\"対策個票\"&$AA223&\"!D113\")),\"\")","v":""},{"$f":"IFERROR(IF(INDIRECT(\"対策個票\"&$AA223&\"!K113\")=\"\",\"\",INDIRECT(\"対策個票\"&$AA223&\"!K113\")),\"\")","v":""},{"$f":"IFERROR(IF(INDIRECT(\"対策個票\"&$AA223&\"!O113\")=\"\",\"\",INDIRECT(\"対策個票\"&$AA223&\"!O113\")),\"\")","v":""},"","","",""]
[null,null,"3-3",null,null,null,null,null,null,null,null,null,null,null,null,null,null,null,null,null,null,null,null,null,null,null,"3-3",{"$f":"IFERROR(IF(INDIRECT(\"対策個票\"&$AA223&\"!D94\")=\"\",\"\",INDIRECT(\"対策個票\"&$AA223&\"!D94\")),\"\")","v":""},{"$f":"IFERROR(IF(INDIRECT(\"対策個票\"&$AA223&\"!K94\")=\"\",\"\",INDIRECT(\"対策個票\"&$AA223&\"!K94\")),\"\")","v":""},{"$f":"IFERROR(IF(INDIRECT(\"対策個票\"&$AA223&\"!O94\")=\"\",\"\",INDIRECT(\"対策個票\"&$AA223&\"!O94\")),\"\")","v":""},"","","","",{"$f":"IFERROR(IF(INDIRECT(\"対策個票\"&$AA223&\"!D115\")=\"\",\"\",INDIRECT(\"対策個票\"&$AA223&\"!D115\")),\"\")","v":""},{"$f":"IFERROR(IF(INDIRECT(\"対策個票\"&$AA223&\"!K115\")=\"\",\"\",INDIRECT(\"対策個票\"&$AA223&\"!K115\")),\"\")","v":""},{"$f":"IFERROR(IF(INDIRECT(\"対策個票\"&$AA223&\"!O115\")=\"\",\"\",INDIRECT(\"対策個票\"&$AA223&\"!O115\")),\"\")","v":""},"","","",""]
[null,null,"3-4",null,null,null,null,null,null,null,null,null,null,null,null,null,null,null,null,null,null,null,null,null,null,null,"3-4",{"$f":"IFERROR(IF(INDIRECT(\"対策個票\"&$AA223&\"!D96\")=\"\",\"\",INDIRECT(\"対策個票\"&$AA223&\"!D96\")),\"\")","v":""},{"$f":"IFERROR(IF(INDIRECT(\"対策個票\"&$AA223&\"!K96\")=\"\",\"\",INDIRECT(\"対策個票\"&$AA223&\"!K96\")),\"\")","v":""},{"$f":"IFERROR(IF(INDIRECT(\"対策個票\"&$AA223&\"!O96\")=\"\",\"\",INDIRECT(\"対策個票\"&$AA223&\"!O96\")),\"\")","v":""},"","","","",{"$f":"IFERROR(IF(INDIRECT(\"対策個票\"&$AA223&\"!D117\")=\"\",\"\",INDIRECT(\"対策個票\"&$AA223&\"!D117\")),\"\")","v":""},{"$f":"IFERROR(IF(INDIRECT(\"対策個票\"&$AA223&\"!K117\")=\"\",\"\",INDIRECT(\"対策個票\"&$AA223&\"!K117\")),\"\")","v":""},{"$f":"IFERROR(IF(INDIRECT(\"対策個票\"&$AA223&\"!O117\")=\"\",\"\",INDIRECT(\"対策個票\"&$AA223&\"!O117\")),\"\")","v":""},"","","",""]
[null,null,4,null,null,null,null,null,null,null,null,null,null,null,null,null,null,null,null,null,null,null,null,null,null,null,4,{"$f":"IFERROR(IF(INDIRECT(\"対策個票\"&$AA227&\"!D90\")=\"\",\"\",INDIRECT(\"対策個票\"&$AA227&\"!D90\")),\"\")","v":""},{"$f":"IFERROR(IF(INDIRECT(\"対策個票\"&$AA227&\"!K90\")=\"\",\"\",INDIRECT(\"対策個票\"&$AA227&\"!K90\")),\"\")","v":""},{"$f":"IFERROR(IF(INDIRECT(\"対策個票\"&$AA227&\"!O90\")=\"\",\"\",INDIRECT(\"対策個票\"&$AA227&\"!O90\")),\"\")","v":""},"","","","",{"$f":"IFERROR(IF(INDIRECT(\"対策個票\"&$AA227&\"!D111\")=\"\",\"\",INDIRECT(\"対策個票\"&$AA227&\"!D111\")),\"\")","v":""},{"$f":"IFERROR(IF(INDIRECT(\"対策個票\"&$AA227&\"!K111\")=\"\",\"\",INDIRECT(\"対策個票\"&$AA227&\"!K111\")),\"\")","v":""},{"$f":"IFERROR(IF(INDIRECT(\"対策個票\"&$AA227&\"!O111\")=\"\",\"\",INDIRECT(\"対策個票\"&$AA227&\"!O111\")),\"\")","v":""},"","","",""]
[null,null,"4-2",null,null,null,null,null,null,null,null,null,null,null,null,null,null,null,null,null,null,null,null,null,null,null,"4-2",{"$f":"IFERROR(IF(INDIRECT(\"対策個票\"&$AA227&\"!D92\")=\"\",\"\",INDIRECT(\"対策個票\"&$AA227&\"!D92\")),\"\")","v":""},{"$f":"IFERROR(IF(INDIRECT(\"対策個票\"&$AA227&\"!K92\")=\"\",\"\",INDIRECT(\"対策個票\"&$AA227&\"!K92\")),\"\")","v":""},{"$f":"IFERROR(IF(INDIRECT(\"対策個票\"&$AA227&\"!O92\")=\"\",\"\",INDIRECT(\"対策個票\"&$AA227&\"!O92\")),\"\")","v":""},"","","","",{"$f":"IFERROR(IF(INDIRECT(\"対策個票\"&$AA227&\"!D113\")=\"\",\"\",INDIRECT(\"対策個票\"&$AA227&\"!D113\")),\"\")","v":""},{"$f":"IFERROR(IF(INDIRECT(\"対策個票\"&$AA227&\"!K113\")=\"\",\"\",INDIRECT(\"対策個票\"&$AA227&\"!K113\")),\"\")","v":""},{"$f":"IFERROR(IF(INDIRECT(\"対策個票\"&$AA227&\"!O113\")=\"\",\"\",INDIRECT(\"対策個票\"&$AA227&\"!O113\")),\"\")","v":""},"","","",""]
[null,null,"4-3",null,null,null,null,null,null,null,null,null,null,null,null,null,null,null,null,null,null,null,null,null,null,null,"4-3",{"$f":"IFERROR(IF(INDIRECT(\"対策個票\"&$AA227&\"!D94\")=\"\",\"\",INDIRECT(\"対策個票\"&$AA227&\"!D94\")),\"\")","v":""},{"$f":"IFERROR(IF(INDIRECT(\"対策個票\"&$AA227&\"!K94\")=\"\",\"\",INDIRECT(\"対策個票\"&$AA227&\"!K94\")),\"\")","v":""},{"$f":"IFERROR(IF(INDIRECT(\"対策個票\"&$AA227&\"!O94\")=\"\",\"\",INDIRECT(\"対策個票\"&$AA227&\"!O94\")),\"\")","v":""},"","","","",{"$f":"IFERROR(IF(INDIRECT(\"対策個票\"&$AA227&\"!D115\")=\"\",\"\",INDIRECT(\"対策個票\"&$AA227&\"!D115\")),\"\")","v":""},{"$f":"IFERROR(IF(INDIRECT(\"対策個票\"&$AA227&\"!K115\")=\"\",\"\",INDIRECT(\"対策個票\"&$AA227&\"!K115\")),\"\")","v":""},{"$f":"IFERROR(IF(INDIRECT(\"対策個票\"&$AA227&\"!O115\")=\"\",\"\",INDIRECT(\"対策個票\"&$AA227&\"!O115\")),\"\")","v":""},"","","",""]
[null,null,"4-4",null,null,null,null,null,null,null,null,null,null,null,null,null,null,null,null,null,null,null,null,null,null,null,"4-4",{"$f":"IFERROR(IF(INDIRECT(\"対策個票\"&$AA227&\"!D96\")=\"\",\"\",INDIRECT(\"対策個票\"&$AA227&\"!D96\")),\"\")","v":""},{"$f":"IFERROR(IF(INDIRECT(\"対策個票\"&$AA227&\"!K96\")=\"\",\"\",INDIRECT(\"対策個票\"&$AA227&\"!K96\")),\"\")","v":""},{"$f":"IFERROR(IF(INDIRECT(\"対策個票\"&$AA227&\"!O96\")=\"\",\"\",INDIRECT(\"対策個票\"&$AA227&\"!O96\")),\"\")","v":""},"","","","",{"$f":"IFERROR(IF(INDIRECT(\"対策個票\"&$AA227&\"!D117\")=\"\",\"\",INDIRECT(\"対策個票\"&$AA227&\"!D117\")),\"\")","v":""},{"$f":"IFERROR(IF(INDIRECT(\"対策個票\"&$AA227&\"!K117\")=\"\",\"\",INDIRECT(\"対策個票\"&$AA227&\"!K117\")),\"\")","v":""},{"$f":"IFERROR(IF(INDIRECT(\"対策個票\"&$AA227&\"!O117\")=\"\",\"\",INDIRECT(\"対策個票\"&$AA227&\"!O117\")),\"\")","v":""},"","","",""]
[null,null,5,null,null,null,null,null,null,null,null,null,null,null,null,null,null,null,null,null,null,null,null,null,null,null,5,{"$f":"IFERROR(IF(INDIRECT(\"対策個票\"&$AA231&\"!D90\")=\"\",\"\",INDIRECT(\"対策個票\"&$AA231&\"!D90\")),\"\")","v":""},{"$f":"IFERROR(IF(INDIRECT(\"対策個票\"&$AA231&\"!K90\")=\"\",\"\",INDIRECT(\"対策個票\"&$AA231&\"!K90\")),\"\")","v":""},{"$f":"IFERROR(IF(INDIRECT(\"対策個票\"&$AA231&\"!O90\")=\"\",\"\",INDIRECT(\"対策個票\"&$AA231&\"!O90\")),\"\")","v":""},"","","","",{"$f":"IFERROR(IF(INDIRECT(\"対策個票\"&$AA231&\"!D111\")=\"\",\"\",INDIRECT(\"対策個票\"&$AA231&\"!D111\")),\"\")","v":""},{"$f":"IFERROR(IF(INDIRECT(\"対策個票\"&$AA231&\"!K111\")=\"\",\"\",INDIRECT(\"対策個票\"&$AA231&\"!K111\")),\"\")","v":""},{"$f":"IFERROR(IF(INDIRECT(\"対策個票\"&$AA231&\"!O111\")=\"\",\"\",INDIRECT(\"対策個票\"&$AA231&\"!O111\")),\"\")","v":""},"","","",""]
[null,null,"5-2",null,null,null,null,null,null,null,null,null,null,null,null,null,null,null,null,null,null,null,null,null,null,null,"5-2",{"$f":"IFERROR(IF(INDIRECT(\"対策個票\"&$AA231&\"!D92\")=\"\",\"\",INDIRECT(\"対策個票\"&$AA231&\"!D92\")),\"\")","v":""},{"$f":"IFERROR(IF(INDIRECT(\"対策個票\"&$AA231&\"!K92\")=\"\",\"\",INDIRECT(\"対策個票\"&$AA231&\"!K92\")),\"\")","v":""},{"$f":"IFERROR(IF(INDIRECT(\"対策個票\"&$AA231&\"!O92\")=\"\",\"\",INDIRECT(\"対策個票\"&$AA231&\"!O92\")),\"\")","v":""},"","","","",{"$f":"IFERROR(IF(INDIRECT(\"対策個票\"&$AA231&\"!D113\")=\"\",\"\",INDIRECT(\"対策個票\"&$AA231&\"!D113\")),\"\")","v":""},{"$f":"IFERROR(IF(INDIRECT(\"対策個票\"&$AA231&\"!K113\")=\"\",\"\",INDIRECT(\"対策個票\"&$AA231&\"!K113\")),\"\")","v":""},{"$f":"IFERROR(IF(INDIRECT(\"対策個票\"&$AA231&\"!O113\")=\"\",\"\",INDIRECT(\"対策個票\"&$AA231&\"!O113\")),\"\")","v":""},"","","",""]
[null,null,"5-3",null,null,null,null,null,null,null,null,null,null,null,null,null,null,null,null,null,null,null,null,null,null,null,"5-3",{"$f":"IFERROR(IF(INDIRECT(\"対策個票\"&$AA231&\"!D94\")=\"\",\"\",INDIRECT(\"対策個票\"&$AA231&\"!D94\")),\"\")","v":""},{"$f":"IFERROR(IF(INDIRECT(\"対策個票\"&$AA231&\"!K94\")=\"\",\"\",INDIRECT(\"対策個票\"&$AA231&\"!K94\")),\"\")","v":""},{"$f":"IFERROR(IF(INDIRECT(\"対策個票\"&$AA231&\"!O94\")=\"\",\"\",INDIRECT(\"対策個票\"&$AA231&\"!O94\")),\"\")","v":""},"","","","",{"$f":"IFERROR(IF(INDIRECT(\"対策個票\"&$AA231&\"!D115\")=\"\",\"\",INDIRECT(\"対策個票\"&$AA231&\"!D115\")),\"\")","v":""},{"$f":"IFERROR(IF(INDIRECT(\"対策個票\"&$AA231&\"!K115\")=\"\",\"\",INDIRECT(\"対策個票\"&$AA231&\"!K115\")),\"\")","v":""},{"$f":"IFERROR(IF(INDIRECT(\"対策個票\"&$AA231&\"!O115\")=\"\",\"\",INDIRECT(\"対策個票\"&$AA231&\"!O115\")),\"\")","v":""},"","","",""]
[null,null,"5-4",null,null,null,null,null,null,null,null,null,null,null,null,null,null,null,null,null,null,null,null,null,null,null,"5-4",{"$f":"IFERROR(IF(INDIRECT(\"対策個票\"&$AA231&\"!D96\")=\"\",\"\",INDIRECT(\"対策個票\"&$AA231&\"!D96\")),\"\")","v":""},{"$f":"IFERROR(IF(INDIRECT(\"対策個票\"&$AA231&\"!K96\")=\"\",\"\",INDIRECT(\"対策個票\"&$AA231&\"!K96\")),\"\")","v":""},{"$f":"IFERROR(IF(INDIRECT(\"対策個票\"&$AA231&\"!O96\")=\"\",\"\",INDIRECT(\"対策個票\"&$AA231&\"!O96\")),\"\")","v":""},"","","","",{"$f":"IFERROR(IF(INDIRECT(\"対策個票\"&$AA231&\"!D117\")=\"\",\"\",INDIRECT(\"対策個票\"&$AA231&\"!D117\")),\"\")","v":""},{"$f":"IFERROR(IF(INDIRECT(\"対策個票\"&$AA231&\"!K117\")=\"\",\"\",INDIRECT(\"対策個票\"&$AA231&\"!K117\")),\"\")","v":""},{"$f":"IFERROR(IF(INDIRECT(\"対策個票\"&$AA231&\"!O117\")=\"\",\"\",INDIRECT(\"対策個票\"&$AA231&\"!O117\")),\"\")","v":""},"","","",""]
[null,null,6,null,null,null,null,null,null,null,null,null,null,null,null,null,null,null,null,null,null,null,null,null,null,null,6,{"$f":"IFERROR(IF(INDIRECT(\"対策個票\"&$AA235&\"!D90\")=\"\",\"\",INDIRECT(\"対策個票\"&$AA235&\"!D90\")),\"\")","v":""},{"$f":"IFERROR(IF(INDIRECT(\"対策個票\"&$AA235&\"!K90\")=\"\",\"\",INDIRECT(\"対策個票\"&$AA235&\"!K90\")),\"\")","v":""},{"$f":"IFERROR(IF(INDIRECT(\"対策個票\"&$AA235&\"!O90\")=\"\",\"\",INDIRECT(\"対策個票\"&$AA235&\"!O90\")),\"\")","v":""},"","","","",{"$f":"IFERROR(IF(INDIRECT(\"対策個票\"&$AA235&\"!D111\")=\"\",\"\",INDIRECT(\"対策個票\"&$AA235&\"!D111\")),\"\")","v":""},{"$f":"IFERROR(IF(INDIRECT(\"対策個票\"&$AA235&\"!K111\")=\"\",\"\",INDIRECT(\"対策個票\"&$AA235&\"!K111\")),\"\")","v":""},{"$f":"IFERROR(IF(INDIRECT(\"対策個票\"&$AA235&\"!O111\")=\"\",\"\",INDIRECT(\"対策個票\"&$AA235&\"!O111\")),\"\")","v":""},"","","",""]
[null,null,"6-2",null,null,null,null,null,null,null,null,null,null,null,null,null,null,null,null,null,null,null,null,null,null,null,"6-2",{"$f":"IFERROR(IF(INDIRECT(\"対策個票\"&$AA235&\"!D92\")=\"\",\"\",INDIRECT(\"対策個票\"&$AA235&\"!D92\")),\"\")","v":""},{"$f":"IFERROR(IF(INDIRECT(\"対策個票\"&$AA235&\"!K92\")=\"\",\"\",INDIRECT(\"対策個票\"&$AA235&\"!K92\")),\"\")","v":""},{"$f":"IFERROR(IF(INDIRECT(\"対策個票\"&$AA235&\"!O92\")=\"\",\"\",INDIRECT(\"対策個票\"&$AA235&\"!O92\")),\"\")","v":""},"","","","",{"$f":"IFERROR(IF(INDIRECT(\"対策個票\"&$AA235&\"!D113\")=\"\",\"\",INDIRECT(\"対策個票\"&$AA235&\"!D113\")),\"\")","v":""},{"$f":"IFERROR(IF(INDIRECT(\"対策個票\"&$AA235&\"!K113\")=\"\",\"\",INDIRECT(\"対策個票\"&$AA235&\"!K113\")),\"\")","v":""},{"$f":"IFERROR(IF(INDIRECT(\"対策個票\"&$AA235&\"!O113\")=\"\",\"\",INDIRECT(\"対策個票\"&$AA235&\"!O113\")),\"\")","v":""},"","","",""]
[null,null,"6-3",null,null,null,null,null,null,null,null,null,null,null,null,null,null,null,null,null,null,null,null,null,null,null,"6-3",{"$f":"IFERROR(IF(INDIRECT(\"対策個票\"&$AA235&\"!D94\")=\"\",\"\",INDIRECT(\"対策個票\"&$AA235&\"!D94\")),\"\")","v":""},{"$f":"IFERROR(IF(INDIRECT(\"対策個票\"&$AA235&\"!K94\")=\"\",\"\",INDIRECT(\"対策個票\"&$AA235&\"!K94\")),\"\")","v":""},{"$f":"IFERROR(IF(INDIRECT(\"対策個票\"&$AA235&\"!O94\")=\"\",\"\",INDIRECT(\"対策個票\"&$AA235&\"!O94\")),\"\")","v":""},"","","","",{"$f":"IFERROR(IF(INDIRECT(\"対策個票\"&$AA235&\"!D115\")=\"\",\"\",INDIRECT(\"対策個票\"&$AA235&\"!D115\")),\"\")","v":""},{"$f":"IFERROR(IF(INDIRECT(\"対策個票\"&$AA235&\"!K115\")=\"\",\"\",INDIRECT(\"対策個票\"&$AA235&\"!K115\")),\"\")","v":""},{"$f":"IFERROR(IF(INDIRECT(\"対策個票\"&$AA235&\"!O115\")=\"\",\"\",INDIRECT(\"対策個票\"&$AA235&\"!O115\")),\"\")","v":""},"","","",""]
[null,null,"6-4",null,null,null,null,null,null,null,null,null,null,null,null,null,null,null,null,null,null,null,null,null,null,null,"6-4",{"$f":"IFERROR(IF(INDIRECT(\"対策個票\"&$AA235&\"!D96\")=\"\",\"\",INDIRECT(\"対策個票\"&$AA235&\"!D96\")),\"\")","v":""},{"$f":"IFERROR(IF(INDIRECT(\"対策個票\"&$AA235&\"!K96\")=\"\",\"\",INDIRECT(\"対策個票\"&$AA235&\"!K96\")),\"\")","v":""},{"$f":"IFERROR(IF(INDIRECT(\"対策個票\"&$AA235&\"!O96\")=\"\",\"\",INDIRECT(\"対策個票\"&$AA235&\"!O96\")),\"\")","v":""},"","","","",{"$f":"IFERROR(IF(INDIRECT(\"対策個票\"&$AA235&\"!D117\")=\"\",\"\",INDIRECT(\"対策個票\"&$AA235&\"!D117\")),\"\")","v":""},{"$f":"IFERROR(IF(INDIRECT(\"対策個票\"&$AA235&\"!K117\")=\"\",\"\",INDIRECT(\"対策個票\"&$AA235&\"!K117\")),\"\")","v":""},{"$f":"IFERROR(IF(INDIRECT(\"対策個票\"&$AA235&\"!O117\")=\"\",\"\",INDIRECT(\"対策個票\"&$AA235&\"!O117\")),\"\")","v":""},"","","",""]
[null,null,7,null,null,null,null,null,null,null,null,null,null,null,null,null,null,null,null,null,null,null,null,null,null,null,7,{"$f":"IFERROR(IF(INDIRECT(\"対策個票\"&$AA239&\"!D90\")=\"\",\"\",INDIRECT(\"対策個票\"&$AA239&\"!D90\")),\"\")","v":""},{"$f":"IFERROR(IF(INDIRECT(\"対策個票\"&$AA239&\"!K90\")=\"\",\"\",INDIRECT(\"対策個票\"&$AA239&\"!K90\")),\"\")","v":""},{"$f":"IFERROR(IF(INDIRECT(\"対策個票\"&$AA239&\"!O90\")=\"\",\"\",INDIRECT(\"対策個票\"&$AA239&\"!O90\")),\"\")","v":""},"","","","",{"$f":"IFERROR(IF(INDIRECT(\"対策個票\"&$AA239&\"!D111\")=\"\",\"\",INDIRECT(\"対策個票\"&$AA239&\"!D111\")),\"\")","v":""},{"$f":"IFERROR(IF(INDIRECT(\"対策個票\"&$AA239&\"!K111\")=\"\",\"\",INDIRECT(\"対策個票\"&$AA239&\"!K111\")),\"\")","v":""},{"$f":"IFERROR(IF(INDIRECT(\"対策個票\"&$AA239&\"!O111\")=\"\",\"\",INDIRECT(\"対策個票\"&$AA239&\"!O111\")),\"\")","v":""},"","","",""]
[null,null,"7-2",null,null,null,null,null,null,null,null,null,null,null,null,null,null,null,null,null,null,null,null,null,null,null,"7-2",{"$f":"IFERROR(IF(INDIRECT(\"対策個票\"&$AA239&\"!D92\")=\"\",\"\",INDIRECT(\"対策個票\"&$AA239&\"!D92\")),\"\")","v":""},{"$f":"IFERROR(IF(INDIRECT(\"対策個票\"&$AA239&\"!K92\")=\"\",\"\",INDIRECT(\"対策個票\"&$AA239&\"!K92\")),\"\")","v":""},{"$f":"IFERROR(IF(INDIRECT(\"対策個票\"&$AA239&\"!O92\")=\"\",\"\",INDIRECT(\"対策個票\"&$AA239&\"!O92\")),\"\")","v":""},"","","","",{"$f":"IFERROR(IF(INDIRECT(\"対策個票\"&$AA239&\"!D113\")=\"\",\"\",INDIRECT(\"対策個票\"&$AA239&\"!D113\")),\"\")","v":""},{"$f":"IFERROR(IF(INDIRECT(\"対策個票\"&$AA239&\"!K113\")=\"\",\"\",INDIRECT(\"対策個票\"&$AA239&\"!K113\")),\"\")","v":""},{"$f":"IFERROR(IF(INDIRECT(\"対策個票\"&$AA239&\"!O113\")=\"\",\"\",INDIRECT(\"対策個票\"&$AA239&\"!O113\")),\"\")","v":""},"","","",""]
[null,null,"7-3",null,null,null,null,null,null,null,null,null,null,null,null,null,null,null,null,null,null,null,null,null,null,null,"7-3",{"$f":"IFERROR(IF(INDIRECT(\"対策個票\"&$AA239&\"!D94\")=\"\",\"\",INDIRECT(\"対策個票\"&$AA239&\"!D94\")),\"\")","v":""},{"$f":"IFERROR(IF(INDIRECT(\"対策個票\"&$AA239&\"!K94\")=\"\",\"\",INDIRECT(\"対策個票\"&$AA239&\"!K94\")),\"\")","v":""},{"$f":"IFERROR(IF(INDIRECT(\"対策個票\"&$AA239&\"!O94\")=\"\",\"\",INDIRECT(\"対策個票\"&$AA239&\"!O94\")),\"\")","v":""},"","","","",{"$f":"IFERROR(IF(INDIRECT(\"対策個票\"&$AA239&\"!D115\")=\"\",\"\",INDIRECT(\"対策個票\"&$AA239&\"!D115\")),\"\")","v":""},{"$f":"IFERROR(IF(INDIRECT(\"対策個票\"&$AA239&\"!K115\")=\"\",\"\",INDIRECT(\"対策個票\"&$AA239&\"!K115\")),\"\")","v":""},{"$f":"IFERROR(IF(INDIRECT(\"対策個票\"&$AA239&\"!O115\")=\"\",\"\",INDIRECT(\"対策個票\"&$AA239&\"!O115\")),\"\")","v":""},"","","",""]
[null,null,"7-4",null,null,null,null,null,null,null,null,null,null,null,null,null,null,null,null,null,null,null,null,null,null,null,"7-4",{"$f":"IFERROR(IF(INDIRECT(\"対策個票\"&$AA239&\"!D96\")=\"\",\"\",INDIRECT(\"対策個票\"&$AA239&\"!D96\")),\"\")","v":""},{"$f":"IFERROR(IF(INDIRECT(\"対策個票\"&$AA239&\"!K96\")=\"\",\"\",INDIRECT(\"対策個票\"&$AA239&\"!K96\")),\"\")","v":""},{"$f":"IFERROR(IF(INDIRECT(\"対策個票\"&$AA239&\"!O96\")=\"\",\"\",INDIRECT(\"対策個票\"&$AA239&\"!O96\")),\"\")","v":""},"","","","",{"$f":"IFERROR(IF(INDIRECT(\"対策個票\"&$AA239&\"!D117\")=\"\",\"\",INDIRECT(\"対策個票\"&$AA239&\"!D117\")),\"\")","v":""},{"$f":"IFERROR(IF(INDIRECT(\"対策個票\"&$AA239&\"!K117\")=\"\",\"\",INDIRECT(\"対策個票\"&$AA239&\"!K117\")),\"\")","v":""},{"$f":"IFERROR(IF(INDIRECT(\"対策個票\"&$AA239&\"!O117\")=\"\",\"\",INDIRECT(\"対策個票\"&$AA239&\"!O117\")),\"\")","v":""},"","","",""]
[null,null,8,null,null,null,null,null,null,null,null,null,null,null,null,null,null,null,null,null,null,null,null,null,null,null,8,{"$f":"IFERROR(IF(INDIRECT(\"対策個票\"&$AA243&\"!D90\")=\"\",\"\",INDIRECT(\"対策個票\"&$AA243&\"!D90\")),\"\")","v":""},{"$f":"IFERROR(IF(INDIRECT(\"対策個票\"&$AA243&\"!K90\")=\"\",\"\",INDIRECT(\"対策個票\"&$AA243&\"!K90\")),\"\")","v":""},{"$f":"IFERROR(IF(INDIRECT(\"対策個票\"&$AA243&\"!O90\")=\"\",\"\",INDIRECT(\"対策個票\"&$AA243&\"!O90\")),\"\")","v":""},"","","","",{"$f":"IFERROR(IF(INDIRECT(\"対策個票\"&$AA243&\"!D111\")=\"\",\"\",INDIRECT(\"対策個票\"&$AA243&\"!D111\")),\"\")","v":""},{"$f":"IFERROR(IF(INDIRECT(\"対策個票\"&$AA243&\"!K111\")=\"\",\"\",INDIRECT(\"対策個票\"&$AA243&\"!K111\")),\"\")","v":""},{"$f":"IFERROR(IF(INDIRECT(\"対策個票\"&$AA243&\"!O111\")=\"\",\"\",INDIRECT(\"対策個票\"&$AA243&\"!O111\")),\"\")","v":""},"","","",""]
[null,null,"8-2",null,null,null,null,null,null,null,null,null,null,null,null,null,null,null,null,null,null,null,null,null,null,null,"8-2",{"$f":"IFERROR(IF(INDIRECT(\"対策個票\"&$AA243&\"!D92\")=\"\",\"\",INDIRECT(\"対策個票\"&$AA243&\"!D92\")),\"\")","v":""},{"$f":"IFERROR(IF(INDIRECT(\"対策個票\"&$AA243&\"!K92\")=\"\",\"\",INDIRECT(\"対策個票\"&$AA243&\"!K92\")),\"\")","v":""},{"$f":"IFERROR(IF(INDIRECT(\"対策個票\"&$AA243&\"!O92\")=\"\",\"\",INDIRECT(\"対策個票\"&$AA243&\"!O92\")),\"\")","v":""},"","","","",{"$f":"IFERROR(IF(INDIRECT(\"対策個票\"&$AA243&\"!D113\")=\"\",\"\",INDIRECT(\"対策個票\"&$AA243&\"!D113\")),\"\")","v":""},{"$f":"IFERROR(IF(INDIRECT(\"対策個票\"&$AA243&\"!K113\")=\"\",\"\",INDIRECT(\"対策個票\"&$AA243&\"!K113\")),\"\")","v":""},{"$f":"IFERROR(IF(INDIRECT(\"対策個票\"&$AA243&\"!O113\")=\"\",\"\",INDIRECT(\"対策個票\"&$AA243&\"!O113\")),\"\")","v":""},"","","",""]
[null,null,"8-3",null,null,null,null,null,null,null,null,null,null,null,null,null,null,null,null,null,null,null,null,null,null,null,"8-3",{"$f":"IFERROR(IF(INDIRECT(\"対策個票\"&$AA243&\"!D94\")=\"\",\"\",INDIRECT(\"対策個票\"&$AA243&\"!D94\")),\"\")","v":""},{"$f":"IFERROR(IF(INDIRECT(\"対策個票\"&$AA243&\"!K94\")=\"\",\"\",INDIRECT(\"対策個票\"&$AA243&\"!K94\")),\"\")","v":""},{"$f":"IFERROR(IF(INDIRECT(\"対策個票\"&$AA243&\"!O94\")=\"\",\"\",INDIRECT(\"対策個票\"&$AA243&\"!O94\")),\"\")","v":""},"","","","",{"$f":"IFERROR(IF(INDIRECT(\"対策個票\"&$AA243&\"!D115\")=\"\",\"\",INDIRECT(\"対策個票\"&$AA243&\"!D115\")),\"\")","v":""},{"$f":"IFERROR(IF(INDIRECT(\"対策個票\"&$AA243&\"!K115\")=\"\",\"\",INDIRECT(\"対策個票\"&$AA243&\"!K115\")),\"\")","v":""},{"$f":"IFERROR(IF(INDIRECT(\"対策個票\"&$AA243&\"!O115\")=\"\",\"\",INDIRECT(\"対策個票\"&$AA243&\"!O115\")),\"\")","v":""},"","","",""]
[null,null,"8-4",null,null,null,null,null,null,null,null,null,null,null,null,null,null,null,null,null,null,null,null,null,null,null,"8-4",{"$f":"IFERROR(IF(INDIRECT(\"対策個票\"&$AA243&\"!D96\")=\"\",\"\",INDIRECT(\"対策個票\"&$AA243&\"!D96\")),\"\")","v":""},{"$f":"IFERROR(IF(INDIRECT(\"対策個票\"&$AA243&\"!K96\")=\"\",\"\",INDIRECT(\"対策個票\"&$AA243&\"!K96\")),\"\")","v":""},{"$f":"IFERROR(IF(INDIRECT(\"対策個票\"&$AA243&\"!O96\")=\"\",\"\",INDIRECT(\"対策個票\"&$AA243&\"!O96\")),\"\")","v":""},"","","","",{"$f":"IFERROR(IF(INDIRECT(\"対策個票\"&$AA243&\"!D117\")=\"\",\"\",INDIRECT(\"対策個票\"&$AA243&\"!D117\")),\"\")","v":""},{"$f":"IFERROR(IF(INDIRECT(\"対策個票\"&$AA243&\"!K117\")=\"\",\"\",INDIRECT(\"対策個票\"&$AA243&\"!K117\")),\"\")","v":""},{"$f":"IFERROR(IF(INDIRECT(\"対策個票\"&$AA243&\"!O117\")=\"\",\"\",INDIRECT(\"対策個票\"&$AA243&\"!O117\")),\"\")","v":""},"","","",""]
[null,null,9,null,null,null,null,null,null,null,null,null,null,null,null,null,null,null,null,null,null,null,null,null,null,null,9,{"$f":"IFERROR(IF(INDIRECT(\"対策個票\"&$AA247&\"!D90\")=\"\",\"\",INDIRECT(\"対策個票\"&$AA247&\"!D90\")),\"\")","v":""},{"$f":"IFERROR(IF(INDIRECT(\"対策個票\"&$AA247&\"!K90\")=\"\",\"\",INDIRECT(\"対策個票\"&$AA247&\"!K90\")),\"\")","v":""},{"$f":"IFERROR(IF(INDIRECT(\"対策個票\"&$AA247&\"!O90\")=\"\",\"\",INDIRECT(\"対策個票\"&$AA247&\"!O90\")),\"\")","v":""},"","","","",{"$f":"IFERROR(IF(INDIRECT(\"対策個票\"&$AA247&\"!D111\")=\"\",\"\",INDIRECT(\"対策個票\"&$AA247&\"!D111\")),\"\")","v":""},{"$f":"IFERROR(IF(INDIRECT(\"対策個票\"&$AA247&\"!K111\")=\"\",\"\",INDIRECT(\"対策個票\"&$AA247&\"!K111\")),\"\")","v":""},{"$f":"IFERROR(IF(INDIRECT(\"対策個票\"&$AA247&\"!O111\")=\"\",\"\",INDIRECT(\"対策個票\"&$AA247&\"!O111\")),\"\")","v":""},"","","",""]
[null,null,"9-2",null,null,null,null,null,null,null,null,null,null,null,null,null,null,null,null,null,null,null,null,null,null,null,"9-2",{"$f":"IFERROR(IF(INDIRECT(\"対策個票\"&$AA247&\"!D92\")=\"\",\"\",INDIRECT(\"対策個票\"&$AA247&\"!D92\")),\"\")","v":""},{"$f":"IFERROR(IF(INDIRECT(\"対策個票\"&$AA247&\"!K92\")=\"\",\"\",INDIRECT(\"対策個票\"&$AA247&\"!K92\")),\"\")","v":""},{"$f":"IFERROR(IF(INDIRECT(\"対策個票\"&$AA247&\"!O92\")=\"\",\"\",INDIRECT(\"対策個票\"&$AA247&\"!O92\")),\"\")","v":""},"","","","",{"$f":"IFERROR(IF(INDIRECT(\"対策個票\"&$AA247&\"!D113\")=\"\",\"\",INDIRECT(\"対策個票\"&$AA247&\"!D113\")),\"\")","v":""},{"$f":"IFERROR(IF(INDIRECT(\"対策個票\"&$AA247&\"!K113\")=\"\",\"\",INDIRECT(\"対策個票\"&$AA247&\"!K113\")),\"\")","v":""},{"$f":"IFERROR(IF(INDIRECT(\"対策個票\"&$AA247&\"!O113\")=\"\",\"\",INDIRECT(\"対策個票\"&$AA247&\"!O113\")),\"\")","v":""},"","","",""]
[null,null,"9-3",null,null,null,null,null,null,null,null,null,null,null,null,null,null,null,null,null,null,null,null,null,null,null,"9-3",{"$f":"IFERROR(IF(INDIRECT(\"対策個票\"&$AA247&\"!D94\")=\"\",\"\",INDIRECT(\"対策個票\"&$AA247&\"!D94\")),\"\")","v":""},{"$f":"IFERROR(IF(INDIRECT(\"対策個票\"&$AA247&\"!K94\")=\"\",\"\",INDIRECT(\"対策個票\"&$AA247&\"!K94\")),\"\")","v":""},{"$f":"IFERROR(IF(INDIRECT(\"対策個票\"&$AA247&\"!O94\")=\"\",\"\",INDIRECT(\"対策個票\"&$AA247&\"!O94\")),\"\")","v":""},"","","","",{"$f":"IFERROR(IF(INDIRECT(\"対策個票\"&$AA247&\"!D115\")=\"\",\"\",INDIRECT(\"対策個票\"&$AA247&\"!D115\")),\"\")","v":""},{"$f":"IFERROR(IF(INDIRECT(\"対策個票\"&$AA247&\"!K115\")=\"\",\"\",INDIRECT(\"対策個票\"&$AA247&\"!K115\")),\"\")","v":""},{"$f":"IFERROR(IF(INDIRECT(\"対策個票\"&$AA247&\"!O115\")=\"\",\"\",INDIRECT(\"対策個票\"&$AA247&\"!O115\")),\"\")","v":""},"","","",""]
[null,null,"9-4",null,null,null,null,null,null,null,null,null,null,null,null,null,null,null,null,null,null,null,null,null,null,null,"9-4",{"$f":"IFERROR(IF(INDIRECT(\"対策個票\"&$AA247&\"!D96\")=\"\",\"\",INDIRECT(\"対策個票\"&$AA247&\"!D96\")),\"\")","v":""},{"$f":"IFERROR(IF(INDIRECT(\"対策個票\"&$AA247&\"!K96\")=\"\",\"\",INDIRECT(\"対策個票\"&$AA247&\"!K96\")),\"\")","v":""},{"$f":"IFERROR(IF(INDIRECT(\"対策個票\"&$AA247&\"!O96\")=\"\",\"\",INDIRECT(\"対策個票\"&$AA247&\"!O96\")),\"\")","v":""},"","","","",{"$f":"IFERROR(IF(INDIRECT(\"対策個票\"&$AA247&\"!D117\")=\"\",\"\",INDIRECT(\"対策個票\"&$AA247&\"!D117\")),\"\")","v":""},{"$f":"IFERROR(IF(INDIRECT(\"対策個票\"&$AA247&\"!K117\")=\"\",\"\",INDIRECT(\"対策個票\"&$AA247&\"!K117\")),\"\")","v":""},{"$f":"IFERROR(IF(INDIRECT(\"対策個票\"&$AA247&\"!O117\")=\"\",\"\",INDIRECT(\"対策個票\"&$AA247&\"!O117\")),\"\")","v":""},"","","",""]
[null,null,10,null,null,null,null,null,null,null,null,null,null,null,null,null,null,null,null,null,null,null,null,null,null,null,10,{"$f":"IFERROR(IF(INDIRECT(\"対策個票\"&$AA251&\"!D90\")=\"\",\"\",INDIRECT(\"対策個票\"&$AA251&\"!D90\")),\"\")","v":""},{"$f":"IFERROR(IF(INDIRECT(\"対策個票\"&$AA251&\"!K90\")=\"\",\"\",INDIRECT(\"対策個票\"&$AA251&\"!K90\")),\"\")","v":""},{"$f":"IFERROR(IF(INDIRECT(\"対策個票\"&$AA251&\"!O90\")=\"\",\"\",INDIRECT(\"対策個票\"&$AA251&\"!O90\")),\"\")","v":""},"","","","",{"$f":"IFERROR(IF(INDIRECT(\"対策個票\"&$AA251&\"!D111\")=\"\",\"\",INDIRECT(\"対策個票\"&$AA251&\"!D111\")),\"\")","v":""},{"$f":"IFERROR(IF(INDIRECT(\"対策個票\"&$AA251&\"!K111\")=\"\",\"\",INDIRECT(\"対策個票\"&$AA251&\"!K111\")),\"\")","v":""},{"$f":"IFERROR(IF(INDIRECT(\"対策個票\"&$AA251&\"!O111\")=\"\",\"\",INDIRECT(\"対策個票\"&$AA251&\"!O111\")),\"\")","v":""},"","","",""]
[null,null,"10-2",null,null,null,null,null,null,null,null,null,null,null,null,null,null,null,null,null,null,null,null,null,null,null,"10-2",{"$f":"IFERROR(IF(INDIRECT(\"対策個票\"&$AA251&\"!D92\")=\"\",\"\",INDIRECT(\"対策個票\"&$AA251&\"!D92\")),\"\")","v":""},{"$f":"IFERROR(IF(INDIRECT(\"対策個票\"&$AA251&\"!K92\")=\"\",\"\",INDIRECT(\"対策個票\"&$AA251&\"!K92\")),\"\")","v":""},{"$f":"IFERROR(IF(INDIRECT(\"対策個票\"&$AA251&\"!O92\")=\"\",\"\",INDIRECT(\"対策個票\"&$AA251&\"!O92\")),\"\")","v":""},"","","","",{"$f":"IFERROR(IF(INDIRECT(\"対策個票\"&$AA251&\"!D113\")=\"\",\"\",INDIRECT(\"対策個票\"&$AA251&\"!D113\")),\"\")","v":""},{"$f":"IFERROR(IF(INDIRECT(\"対策個票\"&$AA251&\"!K113\")=\"\",\"\",INDIRECT(\"対策個票\"&$AA251&\"!K113\")),\"\")","v":""},{"$f":"IFERROR(IF(INDIRECT(\"対策個票\"&$AA251&\"!O113\")=\"\",\"\",INDIRECT(\"対策個票\"&$AA251&\"!O113\")),\"\")","v":""},"","","",""]
[null,null,"10-3",null,null,null,null,null,null,null,null,null,null,null,null,null,null,null,null,null,null,null,null,null,null,null,"10-3",{"$f":"IFERROR(IF(INDIRECT(\"対策個票\"&$AA251&\"!D94\")=\"\",\"\",INDIRECT(\"対策個票\"&$AA251&\"!D94\")),\"\")","v":""},{"$f":"IFERROR(IF(INDIRECT(\"対策個票\"&$AA251&\"!K94\")=\"\",\"\",INDIRECT(\"対策個票\"&$AA251&\"!K94\")),\"\")","v":""},{"$f":"IFERROR(IF(INDIRECT(\"対策個票\"&$AA251&\"!O94\")=\"\",\"\",INDIRECT(\"対策個票\"&$AA251&\"!O94\")),\"\")","v":""},"","","","",{"$f":"IFERROR(IF(INDIRECT(\"対策個票\"&$AA251&\"!D115\")=\"\",\"\",INDIRECT(\"対策個票\"&$AA251&\"!D115\")),\"\")","v":""},{"$f":"IFERROR(IF(INDIRECT(\"対策個票\"&$AA251&\"!K115\")=\"\",\"\",INDIRECT(\"対策個票\"&$AA251&\"!K115\")),\"\")","v":""},{"$f":"IFERROR(IF(INDIRECT(\"対策個票\"&$AA251&\"!O115\")=\"\",\"\",INDIRECT(\"対策個票\"&$AA251&\"!O115\")),\"\")","v":""},"","","",""]
[null,null,"10-4",null,null,null,null,null,null,null,null,null,null,null,null,null,null,null,null,null,null,null,null,null,null,null,"10-4",{"$f":"IFERROR(IF(INDIRECT(\"対策個票\"&$AA251&\"!D96\")=\"\",\"\",INDIRECT(\"対策個票\"&$AA251&\"!D96\")),\"\")","v":""},{"$f":"IFERROR(IF(INDIRECT(\"対策個票\"&$AA251&\"!K96\")=\"\",\"\",INDIRECT(\"対策個票\"&$AA251&\"!K96\")),\"\")","v":""},{"$f":"IFERROR(IF(INDIRECT(\"対策個票\"&$AA251&\"!O96\")=\"\",\"\",INDIRECT(\"対策個票\"&$AA251&\"!O96\")),\"\")","v":""},"","","","",{"$f":"IFERROR(IF(INDIRECT(\"対策個票\"&$AA251&\"!D117\")=\"\",\"\",INDIRECT(\"対策個票\"&$AA251&\"!D117\")),\"\")","v":""},{"$f":"IFERROR(IF(INDIRECT(\"対策個票\"&$AA251&\"!K117\")=\"\",\"\",INDIRECT(\"対策個票\"&$AA251&\"!K117\")),\"\")","v":""},{"$f":"IFERROR(IF(INDIRECT(\"対策個票\"&$AA251&\"!O117\")=\"\",\"\",INDIRECT(\"対策個票\"&$AA251&\"!O117\")),\"\")","v":""},"","","",""]
[null,null,11,null,null,null,null,null,null,null,null,null,null,null,null,null,null,null,null,null,null,null,null,null,null,null,11,{"$f":"IFERROR(IF(INDIRECT(\"対策個票\"&$AA255&\"!D90\")=\"\",\"\",INDIRECT(\"対策個票\"&$AA255&\"!D90\")),\"\")","v":""},{"$f":"IFERROR(IF(INDIRECT(\"対策個票\"&$AA255&\"!K90\")=\"\",\"\",INDIRECT(\"対策個票\"&$AA255&\"!K90\")),\"\")","v":""},{"$f":"IFERROR(IF(INDIRECT(\"対策個票\"&$AA255&\"!O90\")=\"\",\"\",INDIRECT(\"対策個票\"&$AA255&\"!O90\")),\"\")","v":""},"","","","",{"$f":"IFERROR(IF(INDIRECT(\"対策個票\"&$AA255&\"!D111\")=\"\",\"\",INDIRECT(\"対策個票\"&$AA255&\"!D111\")),\"\")","v":""},{"$f":"IFERROR(IF(INDIRECT(\"対策個票\"&$AA255&\"!K111\")=\"\",\"\",INDIRECT(\"対策個票\"&$AA255&\"!K111\")),\"\")","v":""},{"$f":"IFERROR(IF(INDIRECT(\"対策個票\"&$AA255&\"!O111\")=\"\",\"\",INDIRECT(\"対策個票\"&$AA255&\"!O111\")),\"\")","v":""},"","","",""]
[null,null,"11-2",null,null,null,null,null,null,null,null,null,null,null,null,null,null,null,null,null,null,null,null,null,null,null,"11-2",{"$f":"IFERROR(IF(INDIRECT(\"対策個票\"&$AA255&\"!D92\")=\"\",\"\",INDIRECT(\"対策個票\"&$AA255&\"!D92\")),\"\")","v":""},{"$f":"IFERROR(IF(INDIRECT(\"対策個票\"&$AA255&\"!K92\")=\"\",\"\",INDIRECT(\"対策個票\"&$AA255&\"!K92\")),\"\")","v":""},{"$f":"IFERROR(IF(INDIRECT(\"対策個票\"&$AA255&\"!O92\")=\"\",\"\",INDIRECT(\"対策個票\"&$AA255&\"!O92\")),\"\")","v":""},"","","","",{"$f":"IFERROR(IF(INDIRECT(\"対策個票\"&$AA255&\"!D113\")=\"\",\"\",INDIRECT(\"対策個票\"&$AA255&\"!D113\")),\"\")","v":""},{"$f":"IFERROR(IF(INDIRECT(\"対策個票\"&$AA255&\"!K113\")=\"\",\"\",INDIRECT(\"対策個票\"&$AA255&\"!K113\")),\"\")","v":""},{"$f":"IFERROR(IF(INDIRECT(\"対策個票\"&$AA255&\"!O113\")=\"\",\"\",INDIRECT(\"対策個票\"&$AA255&\"!O113\")),\"\")","v":""},"","","",""]
[null,null,"11-3",null,null,null,null,null,null,null,null,null,null,null,null,null,null,null,null,null,null,null,null,null,null,null,"11-3",{"$f":"IFERROR(IF(INDIRECT(\"対策個票\"&$AA255&\"!D94\")=\"\",\"\",INDIRECT(\"対策個票\"&$AA255&\"!D94\")),\"\")","v":""},{"$f":"IFERROR(IF(INDIRECT(\"対策個票\"&$AA255&\"!K94\")=\"\",\"\",INDIRECT(\"対策個票\"&$AA255&\"!K94\")),\"\")","v":""},{"$f":"IFERROR(IF(INDIRECT(\"対策個票\"&$AA255&\"!O94\")=\"\",\"\",INDIRECT(\"対策個票\"&$AA255&\"!O94\")),\"\")","v":""},"","","","",{"$f":"IFERROR(IF(INDIRECT(\"対策個票\"&$AA255&\"!D115\")=\"\",\"\",INDIRECT(\"対策個票\"&$AA255&\"!D115\")),\"\")","v":""},{"$f":"IFERROR(IF(INDIRECT(\"対策個票\"&$AA255&\"!K115\")=\"\",\"\",INDIRECT(\"対策個票\"&$AA255&\"!K115\")),\"\")","v":""},{"$f":"IFERROR(IF(INDIRECT(\"対策個票\"&$AA255&\"!O115\")=\"\",\"\",INDIRECT(\"対策個票\"&$AA255&\"!O115\")),\"\")","v":""},"","","",""]
[null,null,"11-4",null,null,null,null,null,null,null,null,null,null,null,null,null,null,null,null,null,null,null,null,null,null,null,"11-4",{"$f":"IFERROR(IF(INDIRECT(\"対策個票\"&$AA255&\"!D96\")=\"\",\"\",INDIRECT(\"対策個票\"&$AA255&\"!D96\")),\"\")","v":""},{"$f":"IFERROR(IF(INDIRECT(\"対策個票\"&$AA255&\"!K96\")=\"\",\"\",INDIRECT(\"対策個票\"&$AA255&\"!K96\")),\"\")","v":""},{"$f":"IFERROR(IF(INDIRECT(\"対策個票\"&$AA255&\"!O96\")=\"\",\"\",INDIRECT(\"対策個票\"&$AA255&\"!O96\")),\"\")","v":""},"","","","",{"$f":"IFERROR(IF(INDIRECT(\"対策個票\"&$AA255&\"!D117\")=\"\",\"\",INDIRECT(\"対策個票\"&$AA255&\"!D117\")),\"\")","v":""},{"$f":"IFERROR(IF(INDIRECT(\"対策個票\"&$AA255&\"!K117\")=\"\",\"\",INDIRECT(\"対策個票\"&$AA255&\"!K117\")),\"\")","v":""},{"$f":"IFERROR(IF(INDIRECT(\"対策個票\"&$AA255&\"!O117\")=\"\",\"\",INDIRECT(\"対策個票\"&$AA255&\"!O117\")),\"\")","v":""},"","","",""]
[null,null,12,null,null,null,null,null,null,null,null,null,null,null,null,null,null,null,null,null,null,null,null,null,null,null,12,{"$f":"IFERROR(IF(INDIRECT(\"対策個票\"&$AA259&\"!D90\")=\"\",\"\",INDIRECT(\"対策個票\"&$AA259&\"!D90\")),\"\")","v":""},{"$f":"IFERROR(IF(INDIRECT(\"対策個票\"&$AA259&\"!K90\")=\"\",\"\",INDIRECT(\"対策個票\"&$AA259&\"!K90\")),\"\")","v":""},{"$f":"IFERROR(IF(INDIRECT(\"対策個票\"&$AA259&\"!O90\")=\"\",\"\",INDIRECT(\"対策個票\"&$AA259&\"!O90\")),\"\")","v":""},"","","","",{"$f":"IFERROR(IF(INDIRECT(\"対策個票\"&$AA259&\"!D111\")=\"\",\"\",INDIRECT(\"対策個票\"&$AA259&\"!D111\")),\"\")","v":""},{"$f":"IFERROR(IF(INDIRECT(\"対策個票\"&$AA259&\"!K111\")=\"\",\"\",INDIRECT(\"対策個票\"&$AA259&\"!K111\")),\"\")","v":""},{"$f":"IFERROR(IF(INDIRECT(\"対策個票\"&$AA259&\"!O111\")=\"\",\"\",INDIRECT(\"対策個票\"&$AA259&\"!O111\")),\"\")","v":""},"","","",""]
[null,null,"12-2",null,null,null,null,null,null,null,null,null,null,null,null,null,null,null,null,null,null,null,null,null,null,null,"12-2",{"$f":"IFERROR(IF(INDIRECT(\"対策個票\"&$AA259&\"!D92\")=\"\",\"\",INDIRECT(\"対策個票\"&$AA259&\"!D92\")),\"\")","v":""},{"$f":"IFERROR(IF(INDIRECT(\"対策個票\"&$AA259&\"!K92\")=\"\",\"\",INDIRECT(\"対策個票\"&$AA259&\"!K92\")),\"\")","v":""},{"$f":"IFERROR(IF(INDIRECT(\"対策個票\"&$AA259&\"!O92\")=\"\",\"\",INDIRECT(\"対策個票\"&$AA259&\"!O92\")),\"\")","v":""},"","","","",{"$f":"IFERROR(IF(INDIRECT(\"対策個票\"&$AA259&\"!D113\")=\"\",\"\",INDIRECT(\"対策個票\"&$AA259&\"!D113\")),\"\")","v":""},{"$f":"IFERROR(IF(INDIRECT(\"対策個票\"&$AA259&\"!K113\")=\"\",\"\",INDIRECT(\"対策個票\"&$AA259&\"!K113\")),\"\")","v":""},{"$f":"IFERROR(IF(INDIRECT(\"対策個票\"&$AA259&\"!O113\")=\"\",\"\",INDIRECT(\"対策個票\"&$AA259&\"!O113\")),\"\")","v":""},"","","",""]
[null,null,"12-3",null,null,null,null,null,null,null,null,null,null,null,null,null,null,null,null,null,null,null,null,null,null,null,"12-3",{"$f":"IFERROR(IF(INDIRECT(\"対策個票\"&$AA259&\"!D94\")=\"\",\"\",INDIRECT(\"対策個票\"&$AA259&\"!D94\")),\"\")","v":""},{"$f":"IFERROR(IF(INDIRECT(\"対策個票\"&$AA259&\"!K94\")=\"\",\"\",INDIRECT(\"対策個票\"&$AA259&\"!K94\")),\"\")","v":""},{"$f":"IFERROR(IF(INDIRECT(\"対策個票\"&$AA259&\"!O94\")=\"\",\"\",INDIRECT(\"対策個票\"&$AA259&\"!O94\")),\"\")","v":""},"","","","",{"$f":"IFERROR(IF(INDIRECT(\"対策個票\"&$AA259&\"!D115\")=\"\",\"\",INDIRECT(\"対策個票\"&$AA259&\"!D115\")),\"\")","v":""},{"$f":"IFERROR(IF(INDIRECT(\"対策個票\"&$AA259&\"!K115\")=\"\",\"\",INDIRECT(\"対策個票\"&$AA259&\"!K115\")),\"\")","v":""},{"$f":"IFERROR(IF(INDIRECT(\"対策個票\"&$AA259&\"!O115\")=\"\",\"\",INDIRECT(\"対策個票\"&$AA259&\"!O115\")),\"\")","v":""},"","","",""]
[null,null,"12-4",null,null,null,null,null,null,null,null,null,null,null,null,null,null,null,null,null,null,null,null,null,null,null,"12-4",{"$f":"IFERROR(IF(INDIRECT(\"対策個票\"&$AA259&\"!D96\")=\"\",\"\",INDIRECT(\"対策個票\"&$AA259&\"!D96\")),\"\")","v":""},{"$f":"IFERROR(IF(INDIRECT(\"対策個票\"&$AA259&\"!K96\")=\"\",\"\",INDIRECT(\"対策個票\"&$AA259&\"!K96\")),\"\")","v":""},{"$f":"IFERROR(IF(INDIRECT(\"対策個票\"&$AA259&\"!O96\")=\"\",\"\",INDIRECT(\"対策個票\"&$AA259&\"!O96\")),\"\")","v":""},"","","","",{"$f":"IFERROR(IF(INDIRECT(\"対策個票\"&$AA259&\"!D117\")=\"\",\"\",INDIRECT(\"対策個票\"&$AA259&\"!D117\")),\"\")","v":""},{"$f":"IFERROR(IF(INDIRECT(\"対策個票\"&$AA259&\"!K117\")=\"\",\"\",INDIRECT(\"対策個票\"&$AA259&\"!K117\")),\"\")","v":""},{"$f":"IFERROR(IF(INDIRECT(\"対策個票\"&$AA259&\"!O117\")=\"\",\"\",INDIRECT(\"対策個票\"&$AA259&\"!O117\")),\"\")","v":""},"","","",""]
[null,null,13,null,null,null,null,null,null,null,null,null,null,null,null,null,null,null,null,null,null,null,null,null,null,null,13,{"$f":"IFERROR(IF(INDIRECT(\"対策個票\"&$AA263&\"!D90\")=\"\",\"\",INDIRECT(\"対策個票\"&$AA263&\"!D90\")),\"\")","v":""},{"$f":"IFERROR(IF(INDIRECT(\"対策個票\"&$AA263&\"!K90\")=\"\",\"\",INDIRECT(\"対策個票\"&$AA263&\"!K90\")),\"\")","v":""},{"$f":"IFERROR(IF(INDIRECT(\"対策個票\"&$AA263&\"!O90\")=\"\",\"\",INDIRECT(\"対策個票\"&$AA263&\"!O90\")),\"\")","v":""},"","","","",{"$f":"IFERROR(IF(INDIRECT(\"対策個票\"&$AA263&\"!D111\")=\"\",\"\",INDIRECT(\"対策個票\"&$AA263&\"!D111\")),\"\")","v":""},{"$f":"IFERROR(IF(INDIRECT(\"対策個票\"&$AA263&\"!K111\")=\"\",\"\",INDIRECT(\"対策個票\"&$AA263&\"!K111\")),\"\")","v":""},{"$f":"IFERROR(IF(INDIRECT(\"対策個票\"&$AA263&\"!O111\")=\"\",\"\",INDIRECT(\"対策個票\"&$AA263&\"!O111\")),\"\")","v":""},"","","",""]
[null,null,"13-2",null,null,null,null,null,null,null,null,null,null,null,null,null,null,null,null,null,null,null,null,null,null,null,"13-2",{"$f":"IFERROR(IF(INDIRECT(\"対策個票\"&$AA263&\"!D92\")=\"\",\"\",INDIRECT(\"対策個票\"&$AA263&\"!D92\")),\"\")","v":""},{"$f":"IFERROR(IF(INDIRECT(\"対策個票\"&$AA263&\"!K92\")=\"\",\"\",INDIRECT(\"対策個票\"&$AA263&\"!K92\")),\"\")","v":""},{"$f":"IFERROR(IF(INDIRECT(\"対策個票\"&$AA263&\"!O92\")=\"\",\"\",INDIRECT(\"対策個票\"&$AA263&\"!O92\")),\"\")","v":""},"","","","",{"$f":"IFERROR(IF(INDIRECT(\"対策個票\"&$AA263&\"!D113\")=\"\",\"\",INDIRECT(\"対策個票\"&$AA263&\"!D113\")),\"\")","v":""},{"$f":"IFERROR(IF(INDIRECT(\"対策個票\"&$AA263&\"!K113\")=\"\",\"\",INDIRECT(\"対策個票\"&$AA263&\"!K113\")),\"\")","v":""},{"$f":"IFERROR(IF(INDIRECT(\"対策個票\"&$AA263&\"!O113\")=\"\",\"\",INDIRECT(\"対策個票\"&$AA263&\"!O113\")),\"\")","v":""},"","","",""]
[null,null,"13-3",null,null,null,null,null,null,null,null,null,null,null,null,null,null,null,null,null,null,null,null,null,null,null,"13-3",{"$f":"IFERROR(IF(INDIRECT(\"対策個票\"&$AA263&\"!D94\")=\"\",\"\",INDIRECT(\"対策個票\"&$AA263&\"!D94\")),\"\")","v":""},{"$f":"IFERROR(IF(INDIRECT(\"対策個票\"&$AA263&\"!K94\")=\"\",\"\",INDIRECT(\"対策個票\"&$AA263&\"!K94\")),\"\")","v":""},{"$f":"IFERROR(IF(INDIRECT(\"対策個票\"&$AA263&\"!O94\")=\"\",\"\",INDIRECT(\"対策個票\"&$AA263&\"!O94\")),\"\")","v":""},"","","","",{"$f":"IFERROR(IF(INDIRECT(\"対策個票\"&$AA263&\"!D115\")=\"\",\"\",INDIRECT(\"対策個票\"&$AA263&\"!D115\")),\"\")","v":""},{"$f":"IFERROR(IF(INDIRECT(\"対策個票\"&$AA263&\"!K115\")=\"\",\"\",INDIRECT(\"対策個票\"&$AA263&\"!K115\")),\"\")","v":""},{"$f":"IFERROR(IF(INDIRECT(\"対策個票\"&$AA263&\"!O115\")=\"\",\"\",INDIRECT(\"対策個票\"&$AA263&\"!O115\")),\"\")","v":""},"","","",""]
[null,null,"13-4",null,null,null,null,null,null,null,null,null,null,null,null,null,null,null,null,null,null,null,null,null,null,null,"13-4",{"$f":"IFERROR(IF(INDIRECT(\"対策個票\"&$AA263&\"!D96\")=\"\",\"\",INDIRECT(\"対策個票\"&$AA263&\"!D96\")),\"\")","v":""},{"$f":"IFERROR(IF(INDIRECT(\"対策個票\"&$AA263&\"!K96\")=\"\",\"\",INDIRECT(\"対策個票\"&$AA263&\"!K96\")),\"\")","v":""},{"$f":"IFERROR(IF(INDIRECT(\"対策個票\"&$AA263&\"!O96\")=\"\",\"\",INDIRECT(\"対策個票\"&$AA263&\"!O96\")),\"\")","v":""},"","","","",{"$f":"IFERROR(IF(INDIRECT(\"対策個票\"&$AA263&\"!D117\")=\"\",\"\",INDIRECT(\"対策個票\"&$AA263&\"!D117\")),\"\")","v":""},{"$f":"IFERROR(IF(INDIRECT(\"対策個票\"&$AA263&\"!K117\")=\"\",\"\",INDIRECT(\"対策個票\"&$AA263&\"!K117\")),\"\")","v":""},{"$f":"IFERROR(IF(INDIRECT(\"対策個票\"&$AA263&\"!O117\")=\"\",\"\",INDIRECT(\"対策個票\"&$AA263&\"!O117\")),\"\")","v":""},"","","",""]
[null,null,14,null,null,null,null,null,null,null,null,null,null,null,null,null,null,null,null,null,null,null,null,null,null,null,14,{"$f":"IFERROR(IF(INDIRECT(\"対策個票\"&$AA267&\"!D90\")=\"\",\"\",INDIRECT(\"対策個票\"&$AA267&\"!D90\")),\"\")","v":""},{"$f":"IFERROR(IF(INDIRECT(\"対策個票\"&$AA267&\"!K90\")=\"\",\"\",INDIRECT(\"対策個票\"&$AA267&\"!K90\")),\"\")","v":""},{"$f":"IFERROR(IF(INDIRECT(\"対策個票\"&$AA267&\"!O90\")=\"\",\"\",INDIRECT(\"対策個票\"&$AA267&\"!O90\")),\"\")","v":""},"","","","",{"$f":"IFERROR(IF(INDIRECT(\"対策個票\"&$AA267&\"!D111\")=\"\",\"\",INDIRECT(\"対策個票\"&$AA267&\"!D111\")),\"\")","v":""},{"$f":"IFERROR(IF(INDIRECT(\"対策個票\"&$AA267&\"!K111\")=\"\",\"\",INDIRECT(\"対策個票\"&$AA267&\"!K111\")),\"\")","v":""},{"$f":"IFERROR(IF(INDIRECT(\"対策個票\"&$AA267&\"!O111\")=\"\",\"\",INDIRECT(\"対策個票\"&$AA267&\"!O111\")),\"\")","v":""},"","","",""]
[null,null,"14-2",null,null,null,null,null,null,null,null,null,null,null,null,null,null,null,null,null,null,null,null,null,null,null,"14-2",{"$f":"IFERROR(IF(INDIRECT(\"対策個票\"&$AA267&\"!D92\")=\"\",\"\",INDIRECT(\"対策個票\"&$AA267&\"!D92\")),\"\")","v":""},{"$f":"IFERROR(IF(INDIRECT(\"対策個票\"&$AA267&\"!K92\")=\"\",\"\",INDIRECT(\"対策個票\"&$AA267&\"!K92\")),\"\")","v":""},{"$f":"IFERROR(IF(INDIRECT(\"対策個票\"&$AA267&\"!O92\")=\"\",\"\",INDIRECT(\"対策個票\"&$AA267&\"!O92\")),\"\")","v":""},"","","","",{"$f":"IFERROR(IF(INDIRECT(\"対策個票\"&$AA267&\"!D113\")=\"\",\"\",INDIRECT(\"対策個票\"&$AA267&\"!D113\")),\"\")","v":""},{"$f":"IFERROR(IF(INDIRECT(\"対策個票\"&$AA267&\"!K113\")=\"\",\"\",INDIRECT(\"対策個票\"&$AA267&\"!K113\")),\"\")","v":""},{"$f":"IFERROR(IF(INDIRECT(\"対策個票\"&$AA267&\"!O113\")=\"\",\"\",INDIRECT(\"対策個票\"&$AA267&\"!O113\")),\"\")","v":""},"","","",""]
[null,null,"14-3",null,null,null,null,null,null,null,null,null,null,null,null,null,null,null,null,null,null,null,null,null,null,null,"14-3",{"$f":"IFERROR(IF(INDIRECT(\"対策個票\"&$AA267&\"!D94\")=\"\",\"\",INDIRECT(\"対策個票\"&$AA267&\"!D94\")),\"\")","v":""},{"$f":"IFERROR(IF(INDIRECT(\"対策個票\"&$AA267&\"!K94\")=\"\",\"\",INDIRECT(\"対策個票\"&$AA267&\"!K94\")),\"\")","v":""},{"$f":"IFERROR(IF(INDIRECT(\"対策個票\"&$AA267&\"!O94\")=\"\",\"\",INDIRECT(\"対策個票\"&$AA267&\"!O94\")),\"\")","v":""},"","","","",{"$f":"IFERROR(IF(INDIRECT(\"対策個票\"&$AA267&\"!D115\")=\"\",\"\",INDIRECT(\"対策個票\"&$AA267&\"!D115\")),\"\")","v":""},{"$f":"IFERROR(IF(INDIRECT(\"対策個票\"&$AA267&\"!K115\")=\"\",\"\",INDIRECT(\"対策個票\"&$AA267&\"!K115\")),\"\")","v":""},{"$f":"IFERROR(IF(INDIRECT(\"対策個票\"&$AA267&\"!O115\")=\"\",\"\",INDIRECT(\"対策個票\"&$AA267&\"!O115\")),\"\")","v":""},"","","",""]
[null,null,"14-4",null,null,null,null,null,null,null,null,null,null,null,null,null,null,null,null,null,null,null,null,null,null,null,"14-4",{"$f":"IFERROR(IF(INDIRECT(\"対策個票\"&$AA267&\"!D96\")=\"\",\"\",INDIRECT(\"対策個票\"&$AA267&\"!D96\")),\"\")","v":""},{"$f":"IFERROR(IF(INDIRECT(\"対策個票\"&$AA267&\"!K96\")=\"\",\"\",INDIRECT(\"対策個票\"&$AA267&\"!K96\")),\"\")","v":""},{"$f":"IFERROR(IF(INDIRECT(\"対策個票\"&$AA267&\"!O96\")=\"\",\"\",INDIRECT(\"対策個票\"&$AA267&\"!O96\")),\"\")","v":""},"","","","",{"$f":"IFERROR(IF(INDIRECT(\"対策個票\"&$AA267&\"!D117\")=\"\",\"\",INDIRECT(\"対策個票\"&$AA267&\"!D117\")),\"\")","v":""},{"$f":"IFERROR(IF(INDIRECT(\"対策個票\"&$AA267&\"!K117\")=\"\",\"\",INDIRECT(\"対策個票\"&$AA267&\"!K117\")),\"\")","v":""},{"$f":"IFERROR(IF(INDIRECT(\"対策個票\"&$AA267&\"!O117\")=\"\",\"\",INDIRECT(\"対策個票\"&$AA267&\"!O117\")),\"\")","v":""},"","","",""]
[null,null,15,null,null,null,null,null,null,null,null,null,null,null,null,null,null,null,null,null,null,null,null,null,null,null,15,{"$f":"IFERROR(IF(INDIRECT(\"対策個票\"&$AA271&\"!D90\")=\"\",\"\",INDIRECT(\"対策個票\"&$AA271&\"!D90\")),\"\")","v":""},{"$f":"IFERROR(IF(INDIRECT(\"対策個票\"&$AA271&\"!K90\")=\"\",\"\",INDIRECT(\"対策個票\"&$AA271&\"!K90\")),\"\")","v":""},{"$f":"IFERROR(IF(INDIRECT(\"対策個票\"&$AA271&\"!O90\")=\"\",\"\",INDIRECT(\"対策個票\"&$AA271&\"!O90\")),\"\")","v":""},"","","","",{"$f":"IFERROR(IF(INDIRECT(\"対策個票\"&$AA271&\"!D111\")=\"\",\"\",INDIRECT(\"対策個票\"&$AA271&\"!D111\")),\"\")","v":""},{"$f":"IFERROR(IF(INDIRECT(\"対策個票\"&$AA271&\"!K111\")=\"\",\"\",INDIRECT(\"対策個票\"&$AA271&\"!K111\")),\"\")","v":""},{"$f":"IFERROR(IF(INDIRECT(\"対策個票\"&$AA271&\"!O111\")=\"\",\"\",INDIRECT(\"対策個票\"&$AA271&\"!O111\")),\"\")","v":""},"","","",""]
[null,null,"15-2",null,null,null,null,null,null,null,null,null,null,null,null,null,null,null,null,null,null,null,null,null,null,null,"15-2",{"$f":"IFERROR(IF(INDIRECT(\"対策個票\"&$AA271&\"!D92\")=\"\",\"\",INDIRECT(\"対策個票\"&$AA271&\"!D92\")),\"\")","v":""},{"$f":"IFERROR(IF(INDIRECT(\"対策個票\"&$AA271&\"!K92\")=\"\",\"\",INDIRECT(\"対策個票\"&$AA271&\"!K92\")),\"\")","v":""},{"$f":"IFERROR(IF(INDIRECT(\"対策個票\"&$AA271&\"!O92\")=\"\",\"\",INDIRECT(\"対策個票\"&$AA271&\"!O92\")),\"\")","v":""},"","","","",{"$f":"IFERROR(IF(INDIRECT(\"対策個票\"&$AA271&\"!D113\")=\"\",\"\",INDIRECT(\"対策個票\"&$AA271&\"!D113\")),\"\")","v":""},{"$f":"IFERROR(IF(INDIRECT(\"対策個票\"&$AA271&\"!K113\")=\"\",\"\",INDIRECT(\"対策個票\"&$AA271&\"!K113\")),\"\")","v":""},{"$f":"IFERROR(IF(INDIRECT(\"対策個票\"&$AA271&\"!O113\")=\"\",\"\",INDIRECT(\"対策個票\"&$AA271&\"!O113\")),\"\")","v":""},"","","",""]
[null,null,"15-3",null,null,null,null,null,null,null,null,null,null,null,null,null,null,null,null,null,null,null,null,null,null,null,"15-3",{"$f":"IFERROR(IF(INDIRECT(\"対策個票\"&$AA271&\"!D94\")=\"\",\"\",INDIRECT(\"対策個票\"&$AA271&\"!D94\")),\"\")","v":""},{"$f":"IFERROR(IF(INDIRECT(\"対策個票\"&$AA271&\"!K94\")=\"\",\"\",INDIRECT(\"対策個票\"&$AA271&\"!K94\")),\"\")","v":""},{"$f":"IFERROR(IF(INDIRECT(\"対策個票\"&$AA271&\"!O94\")=\"\",\"\",INDIRECT(\"対策個票\"&$AA271&\"!O94\")),\"\")","v":""},"","","","",{"$f":"IFERROR(IF(INDIRECT(\"対策個票\"&$AA271&\"!D115\")=\"\",\"\",INDIRECT(\"対策個票\"&$AA271&\"!D115\")),\"\")","v":""},{"$f":"IFERROR(IF(INDIRECT(\"対策個票\"&$AA271&\"!K115\")=\"\",\"\",INDIRECT(\"対策個票\"&$AA271&\"!K115\")),\"\")","v":""},{"$f":"IFERROR(IF(INDIRECT(\"対策個票\"&$AA271&\"!O115\")=\"\",\"\",INDIRECT(\"対策個票\"&$AA271&\"!O115\")),\"\")","v":""},"","","",""]
[null,null,"15-4",null,null,null,null,null,null,null,null,null,null,null,null,null,null,null,null,null,null,null,null,null,null,null,"15-4",{"$f":"IFERROR(IF(INDIRECT(\"対策個票\"&$AA271&\"!D96\")=\"\",\"\",INDIRECT(\"対策個票\"&$AA271&\"!D96\")),\"\")","v":""},{"$f":"IFERROR(IF(INDIRECT(\"対策個票\"&$AA271&\"!K96\")=\"\",\"\",INDIRECT(\"対策個票\"&$AA271&\"!K96\")),\"\")","v":""},{"$f":"IFERROR(IF(INDIRECT(\"対策個票\"&$AA271&\"!O96\")=\"\",\"\",INDIRECT(\"対策個票\"&$AA271&\"!O96\")),\"\")","v":""},"","","","",{"$f":"IFERROR(IF(INDIRECT(\"対策個票\"&$AA271&\"!D117\")=\"\",\"\",INDIRECT(\"対策個票\"&$AA271&\"!D117\")),\"\")","v":""},{"$f":"IFERROR(IF(INDIRECT(\"対策個票\"&$AA271&\"!K117\")=\"\",\"\",INDIRECT(\"対策個票\"&$AA271&\"!K117\")),\"\")","v":""},{"$f":"IFERROR(IF(INDIRECT(\"対策個票\"&$AA271&\"!O117\")=\"\",\"\",INDIRECT(\"対策個票\"&$AA271&\"!O117\")),\"\")","v":""},"","","",""]
[null,null,16,null,null,null,null,null,null,null,null,null,null,null,null,null,null,null,null,null,null,null,null,null,null,null,16,{"$f":"IFERROR(IF(INDIRECT(\"対策個票\"&$AA275&\"!D90\")=\"\",\"\",INDIRECT(\"対策個票\"&$AA275&\"!D90\")),\"\")","v":""},{"$f":"IFERROR(IF(INDIRECT(\"対策個票\"&$AA275&\"!K90\")=\"\",\"\",INDIRECT(\"対策個票\"&$AA275&\"!K90\")),\"\")","v":""},{"$f":"IFERROR(IF(INDIRECT(\"対策個票\"&$AA275&\"!O90\")=\"\",\"\",INDIRECT(\"対策個票\"&$AA275&\"!O90\")),\"\")","v":""},"","","","",{"$f":"IFERROR(IF(INDIRECT(\"対策個票\"&$AA275&\"!D111\")=\"\",\"\",INDIRECT(\"対策個票\"&$AA275&\"!D111\")),\"\")","v":""},{"$f":"IFERROR(IF(INDIRECT(\"対策個票\"&$AA275&\"!K111\")=\"\",\"\",INDIRECT(\"対策個票\"&$AA275&\"!K111\")),\"\")","v":""},{"$f":"IFERROR(IF(INDIRECT(\"対策個票\"&$AA275&\"!O111\")=\"\",\"\",INDIRECT(\"対策個票\"&$AA275&\"!O111\")),\"\")","v":""},"","","",""]
[null,null,"16-2",null,null,null,null,null,null,null,null,null,null,null,null,null,null,null,null,null,null,null,null,null,null,null,"16-2",{"$f":"IFERROR(IF(INDIRECT(\"対策個票\"&$AA275&\"!D92\")=\"\",\"\",INDIRECT(\"対策個票\"&$AA275&\"!D92\")),\"\")","v":""},{"$f":"IFERROR(IF(INDIRECT(\"対策個票\"&$AA275&\"!K92\")=\"\",\"\",INDIRECT(\"対策個票\"&$AA275&\"!K92\")),\"\")","v":""},{"$f":"IFERROR(IF(INDIRECT(\"対策個票\"&$AA275&\"!O92\")=\"\",\"\",INDIRECT(\"対策個票\"&$AA275&\"!O92\")),\"\")","v":""},"","","","",{"$f":"IFERROR(IF(INDIRECT(\"対策個票\"&$AA275&\"!D113\")=\"\",\"\",INDIRECT(\"対策個票\"&$AA275&\"!D113\")),\"\")","v":""},{"$f":"IFERROR(IF(INDIRECT(\"対策個票\"&$AA275&\"!K113\")=\"\",\"\",INDIRECT(\"対策個票\"&$AA275&\"!K113\")),\"\")","v":""},{"$f":"IFERROR(IF(INDIRECT(\"対策個票\"&$AA275&\"!O113\")=\"\",\"\",INDIRECT(\"対策個票\"&$AA275&\"!O113\")),\"\")","v":""},"","","",""]
[null,null,"16-3",null,null,null,null,null,null,null,null,null,null,null,null,null,null,null,null,null,null,null,null,null,null,null,"16-3",{"$f":"IFERROR(IF(INDIRECT(\"対策個票\"&$AA275&\"!D94\")=\"\",\"\",INDIRECT(\"対策個票\"&$AA275&\"!D94\")),\"\")","v":""},{"$f":"IFERROR(IF(INDIRECT(\"対策個票\"&$AA275&\"!K94\")=\"\",\"\",INDIRECT(\"対策個票\"&$AA275&\"!K94\")),\"\")","v":""},{"$f":"IFERROR(IF(INDIRECT(\"対策個票\"&$AA275&\"!O94\")=\"\",\"\",INDIRECT(\"対策個票\"&$AA275&\"!O94\")),\"\")","v":""},"","","","",{"$f":"IFERROR(IF(INDIRECT(\"対策個票\"&$AA275&\"!D115\")=\"\",\"\",INDIRECT(\"対策個票\"&$AA275&\"!D115\")),\"\")","v":""},{"$f":"IFERROR(IF(INDIRECT(\"対策個票\"&$AA275&\"!K115\")=\"\",\"\",INDIRECT(\"対策個票\"&$AA275&\"!K115\")),\"\")","v":""},{"$f":"IFERROR(IF(INDIRECT(\"対策個票\"&$AA275&\"!O115\")=\"\",\"\",INDIRECT(\"対策個票\"&$AA275&\"!O115\")),\"\")","v":""},"","","",""]
[null,null,"16-4",null,null,null,null,null,null,null,null,null,null,null,null,null,null,null,null,null,null,null,null,null,null,null,"16-4",{"$f":"IFERROR(IF(INDIRECT(\"対策個票\"&$AA275&\"!D96\")=\"\",\"\",INDIRECT(\"対策個票\"&$AA275&\"!D96\")),\"\")","v":""},{"$f":"IFERROR(IF(INDIRECT(\"対策個票\"&$AA275&\"!K96\")=\"\",\"\",INDIRECT(\"対策個票\"&$AA275&\"!K96\")),\"\")","v":""},{"$f":"IFERROR(IF(INDIRECT(\"対策個票\"&$AA275&\"!O96\")=\"\",\"\",INDIRECT(\"対策個票\"&$AA275&\"!O96\")),\"\")","v":""},"","","","",{"$f":"IFERROR(IF(INDIRECT(\"対策個票\"&$AA275&\"!D117\")=\"\",\"\",INDIRECT(\"対策個票\"&$AA275&\"!D117\")),\"\")","v":""},{"$f":"IFERROR(IF(INDIRECT(\"対策個票\"&$AA275&\"!K117\")=\"\",\"\",INDIRECT(\"対策個票\"&$AA275&\"!K117\")),\"\")","v":""},{"$f":"IFERROR(IF(INDIRECT(\"対策個票\"&$AA275&\"!O117\")=\"\",\"\",INDIRECT(\"対策個票\"&$AA275&\"!O117\")),\"\")","v":""},"","","",""]
[null,null,17,null,null,null,null,null,null,null,null,null,null,null,null,null,null,null,null,null,null,null,null,null,null,null,17,{"$f":"IFERROR(IF(INDIRECT(\"対策個票\"&$AA279&\"!D90\")=\"\",\"\",INDIRECT(\"対策個票\"&$AA279&\"!D90\")),\"\")","v":""},{"$f":"IFERROR(IF(INDIRECT(\"対策個票\"&$AA279&\"!K90\")=\"\",\"\",INDIRECT(\"対策個票\"&$AA279&\"!K90\")),\"\")","v":""},{"$f":"IFERROR(IF(INDIRECT(\"対策個票\"&$AA279&\"!O90\")=\"\",\"\",INDIRECT(\"対策個票\"&$AA279&\"!O90\")),\"\")","v":""},"","","","",{"$f":"IFERROR(IF(INDIRECT(\"対策個票\"&$AA279&\"!D111\")=\"\",\"\",INDIRECT(\"対策個票\"&$AA279&\"!D111\")),\"\")","v":""},{"$f":"IFERROR(IF(INDIRECT(\"対策個票\"&$AA279&\"!K111\")=\"\",\"\",INDIRECT(\"対策個票\"&$AA279&\"!K111\")),\"\")","v":""},{"$f":"IFERROR(IF(INDIRECT(\"対策個票\"&$AA279&\"!O111\")=\"\",\"\",INDIRECT(\"対策個票\"&$AA279&\"!O111\")),\"\")","v":""},"","","",""]
[null,null,"17-2",null,null,null,null,null,null,null,null,null,null,null,null,null,null,null,null,null,null,null,null,null,null,null,"17-2",{"$f":"IFERROR(IF(INDIRECT(\"対策個票\"&$AA279&\"!D92\")=\"\",\"\",INDIRECT(\"対策個票\"&$AA279&\"!D92\")),\"\")","v":""},{"$f":"IFERROR(IF(INDIRECT(\"対策個票\"&$AA279&\"!K92\")=\"\",\"\",INDIRECT(\"対策個票\"&$AA279&\"!K92\")),\"\")","v":""},{"$f":"IFERROR(IF(INDIRECT(\"対策個票\"&$AA279&\"!O92\")=\"\",\"\",INDIRECT(\"対策個票\"&$AA279&\"!O92\")),\"\")","v":""},"","","","",{"$f":"IFERROR(IF(INDIRECT(\"対策個票\"&$AA279&\"!D113\")=\"\",\"\",INDIRECT(\"対策個票\"&$AA279&\"!D113\")),\"\")","v":""},{"$f":"IFERROR(IF(INDIRECT(\"対策個票\"&$AA279&\"!K113\")=\"\",\"\",INDIRECT(\"対策個票\"&$AA279&\"!K113\")),\"\")","v":""},{"$f":"IFERROR(IF(INDIRECT(\"対策個票\"&$AA279&\"!O113\")=\"\",\"\",INDIRECT(\"対策個票\"&$AA279&\"!O113\")),\"\")","v":""},"","","",""]
[null,null,"17-3",null,null,null,null,null,null,null,null,null,null,null,null,null,null,null,null,null,null,null,null,null,null,null,"17-3",{"$f":"IFERROR(IF(INDIRECT(\"対策個票\"&$AA279&\"!D94\")=\"\",\"\",INDIRECT(\"対策個票\"&$AA279&\"!D94\")),\"\")","v":""},{"$f":"IFERROR(IF(INDIRECT(\"対策個票\"&$AA279&\"!K94\")=\"\",\"\",INDIRECT(\"対策個票\"&$AA279&\"!K94\")),\"\")","v":""},{"$f":"IFERROR(IF(INDIRECT(\"対策個票\"&$AA279&\"!O94\")=\"\",\"\",INDIRECT(\"対策個票\"&$AA279&\"!O94\")),\"\")","v":""},"","","","",{"$f":"IFERROR(IF(INDIRECT(\"対策個票\"&$AA279&\"!D115\")=\"\",\"\",INDIRECT(\"対策個票\"&$AA279&\"!D115\")),\"\")","v":""},{"$f":"IFERROR(IF(INDIRECT(\"対策個票\"&$AA279&\"!K115\")=\"\",\"\",INDIRECT(\"対策個票\"&$AA279&\"!K115\")),\"\")","v":""},{"$f":"IFERROR(IF(INDIRECT(\"対策個票\"&$AA279&\"!O115\")=\"\",\"\",INDIRECT(\"対策個票\"&$AA279&\"!O115\")),\"\")","v":""},"","","",""]
[null,null,"17-4",null,null,null,null,null,null,null,null,null,null,null,null,null,null,null,null,null,null,null,null,null,null,null,"17-4",{"$f":"IFERROR(IF(INDIRECT(\"対策個票\"&$AA279&\"!D96\")=\"\",\"\",INDIRECT(\"対策個票\"&$AA279&\"!D96\")),\"\")","v":""},{"$f":"IFERROR(IF(INDIRECT(\"対策個票\"&$AA279&\"!K96\")=\"\",\"\",INDIRECT(\"対策個票\"&$AA279&\"!K96\")),\"\")","v":""},{"$f":"IFERROR(IF(INDIRECT(\"対策個票\"&$AA279&\"!O96\")=\"\",\"\",INDIRECT(\"対策個票\"&$AA279&\"!O96\")),\"\")","v":""},"","","","",{"$f":"IFERROR(IF(INDIRECT(\"対策個票\"&$AA279&\"!D117\")=\"\",\"\",INDIRECT(\"対策個票\"&$AA279&\"!D117\")),\"\")","v":""},{"$f":"IFERROR(IF(INDIRECT(\"対策個票\"&$AA279&\"!K117\")=\"\",\"\",INDIRECT(\"対策個票\"&$AA279&\"!K117\")),\"\")","v":""},{"$f":"IFERROR(IF(INDIRECT(\"対策個票\"&$AA279&\"!O117\")=\"\",\"\",INDIRECT(\"対策個票\"&$AA279&\"!O117\")),\"\")","v":""},"","","",""]
[null,null,18,null,null,null,null,null,null,null,null,null,null,null,null,null,null,null,null,null,null,null,null,null,null,null,18,{"$f":"IFERROR(IF(INDIRECT(\"対策個票\"&$AA283&\"!D90\")=\"\",\"\",INDIRECT(\"対策個票\"&$AA283&\"!D90\")),\"\")","v":""},{"$f":"IFERROR(IF(INDIRECT(\"対策個票\"&$AA283&\"!K90\")=\"\",\"\",INDIRECT(\"対策個票\"&$AA283&\"!K90\")),\"\")","v":""},{"$f":"IFERROR(IF(INDIRECT(\"対策個票\"&$AA283&\"!O90\")=\"\",\"\",INDIRECT(\"対策個票\"&$AA283&\"!O90\")),\"\")","v":""},"","","","",{"$f":"IFERROR(IF(INDIRECT(\"対策個票\"&$AA283&\"!D111\")=\"\",\"\",INDIRECT(\"対策個票\"&$AA283&\"!D111\")),\"\")","v":""},{"$f":"IFERROR(IF(INDIRECT(\"対策個票\"&$AA283&\"!K111\")=\"\",\"\",INDIRECT(\"対策個票\"&$AA283&\"!K111\")),\"\")","v":""},{"$f":"IFERROR(IF(INDIRECT(\"対策個票\"&$AA283&\"!O111\")=\"\",\"\",INDIRECT(\"対策個票\"&$AA283&\"!O111\")),\"\")","v":""},"","","",""]
[null,null,"18-2",null,null,null,null,null,null,null,null,null,null,null,null,null,null,null,null,null,null,null,null,null,null,null,"18-2",{"$f":"IFERROR(IF(INDIRECT(\"対策個票\"&$AA283&\"!D92\")=\"\",\"\",INDIRECT(\"対策個票\"&$AA283&\"!D92\")),\"\")","v":""},{"$f":"IFERROR(IF(INDIRECT(\"対策個票\"&$AA283&\"!K92\")=\"\",\"\",INDIRECT(\"対策個票\"&$AA283&\"!K92\")),\"\")","v":""},{"$f":"IFERROR(IF(INDIRECT(\"対策個票\"&$AA283&\"!O92\")=\"\",\"\",INDIRECT(\"対策個票\"&$AA283&\"!O92\")),\"\")","v":""},"","","","",{"$f":"IFERROR(IF(INDIRECT(\"対策個票\"&$AA283&\"!D113\")=\"\",\"\",INDIRECT(\"対策個票\"&$AA283&\"!D113\")),\"\")","v":""},{"$f":"IFERROR(IF(INDIRECT(\"対策個票\"&$AA283&\"!K113\")=\"\",\"\",INDIRECT(\"対策個票\"&$AA283&\"!K113\")),\"\")","v":""},{"$f":"IFERROR(IF(INDIRECT(\"対策個票\"&$AA283&\"!O113\")=\"\",\"\",INDIRECT(\"対策個票\"&$AA283&\"!O113\")),\"\")","v":""},"","","",""]
[null,null,"18-3",null,null,null,null,null,null,null,null,null,null,null,null,null,null,null,null,null,null,null,null,null,null,null,"18-3",{"$f":"IFERROR(IF(INDIRECT(\"対策個票\"&$AA283&\"!D94\")=\"\",\"\",INDIRECT(\"対策個票\"&$AA283&\"!D94\")),\"\")","v":""},{"$f":"IFERROR(IF(INDIRECT(\"対策個票\"&$AA283&\"!K94\")=\"\",\"\",INDIRECT(\"対策個票\"&$AA283&\"!K94\")),\"\")","v":""},{"$f":"IFERROR(IF(INDIRECT(\"対策個票\"&$AA283&\"!O94\")=\"\",\"\",INDIRECT(\"対策個票\"&$AA283&\"!O94\")),\"\")","v":""},"","","","",{"$f":"IFERROR(IF(INDIRECT(\"対策個票\"&$AA283&\"!D115\")=\"\",\"\",INDIRECT(\"対策個票\"&$AA283&\"!D115\")),\"\")","v":""},{"$f":"IFERROR(IF(INDIRECT(\"対策個票\"&$AA283&\"!K115\")=\"\",\"\",INDIRECT(\"対策個票\"&$AA283&\"!K115\")),\"\")","v":""},{"$f":"IFERROR(IF(INDIRECT(\"対策個票\"&$AA283&\"!O115\")=\"\",\"\",INDIRECT(\"対策個票\"&$AA283&\"!O115\")),\"\")","v":""},"","","",""]
[null,null,"18-4",null,null,null,null,null,null,null,null,null,null,null,null,null,null,null,null,null,null,null,null,null,null,null,"18-4",{"$f":"IFERROR(IF(INDIRECT(\"対策個票\"&$AA283&\"!D96\")=\"\",\"\",INDIRECT(\"対策個票\"&$AA283&\"!D96\")),\"\")","v":""},{"$f":"IFERROR(IF(INDIRECT(\"対策個票\"&$AA283&\"!K96\")=\"\",\"\",INDIRECT(\"対策個票\"&$AA283&\"!K96\")),\"\")","v":""},{"$f":"IFERROR(IF(INDIRECT(\"対策個票\"&$AA283&\"!O96\")=\"\",\"\",INDIRECT(\"対策個票\"&$AA283&\"!O96\")),\"\")","v":""},"","","","",{"$f":"IFERROR(IF(INDIRECT(\"対策個票\"&$AA283&\"!D117\")=\"\",\"\",INDIRECT(\"対策個票\"&$AA283&\"!D117\")),\"\")","v":""},{"$f":"IFERROR(IF(INDIRECT(\"対策個票\"&$AA283&\"!K117\")=\"\",\"\",INDIRECT(\"対策個票\"&$AA283&\"!K117\")),\"\")","v":""},{"$f":"IFERROR(IF(INDIRECT(\"対策個票\"&$AA283&\"!O117\")=\"\",\"\",INDIRECT(\"対策個票\"&$AA283&\"!O117\")),\"\")","v":""},"","","",""]
[null,null,19,null,null,null,null,null,null,null,null,null,null,null,null,null,null,null,null,null,null,null,null,null,null,null,19,{"$f":"IFERROR(IF(INDIRECT(\"対策個票\"&$AA287&\"!D90\")=\"\",\"\",INDIRECT(\"対策個票\"&$AA287&\"!D90\")),\"\")","v":""},{"$f":"IFERROR(IF(INDIRECT(\"対策個票\"&$AA287&\"!K90\")=\"\",\"\",INDIRECT(\"対策個票\"&$AA287&\"!K90\")),\"\")","v":""},{"$f":"IFERROR(IF(INDIRECT(\"対策個票\"&$AA287&\"!O90\")=\"\",\"\",INDIRECT(\"対策個票\"&$AA287&\"!O90\")),\"\")","v":""},"","","","",{"$f":"IFERROR(IF(INDIRECT(\"対策個票\"&$AA287&\"!D111\")=\"\",\"\",INDIRECT(\"対策個票\"&$AA287&\"!D111\")),\"\")","v":""},{"$f":"IFERROR(IF(INDIRECT(\"対策個票\"&$AA287&\"!K111\")=\"\",\"\",INDIRECT(\"対策個票\"&$AA287&\"!K111\")),\"\")","v":""},{"$f":"IFERROR(IF(INDIRECT(\"対策個票\"&$AA287&\"!O111\")=\"\",\"\",INDIRECT(\"対策個票\"&$AA287&\"!O111\")),\"\")","v":""},"","","",""]
[null,null,"19-2",null,null,null,null,null,null,null,null,null,null,null,null,null,null,null,null,null,null,null,null,null,null,null,"19-2",{"$f":"IFERROR(IF(INDIRECT(\"対策個票\"&$AA287&\"!D92\")=\"\",\"\",INDIRECT(\"対策個票\"&$AA287&\"!D92\")),\"\")","v":""},{"$f":"IFERROR(IF(INDIRECT(\"対策個票\"&$AA287&\"!K92\")=\"\",\"\",INDIRECT(\"対策個票\"&$AA287&\"!K92\")),\"\")","v":""},{"$f":"IFERROR(IF(INDIRECT(\"対策個票\"&$AA287&\"!O92\")=\"\",\"\",INDIRECT(\"対策個票\"&$AA287&\"!O92\")),\"\")","v":""},"","","","",{"$f":"IFERROR(IF(INDIRECT(\"対策個票\"&$AA287&\"!D113\")=\"\",\"\",INDIRECT(\"対策個票\"&$AA287&\"!D113\")),\"\")","v":""},{"$f":"IFERROR(IF(INDIRECT(\"対策個票\"&$AA287&\"!K113\")=\"\",\"\",INDIRECT(\"対策個票\"&$AA287&\"!K113\")),\"\")","v":""},{"$f":"IFERROR(IF(INDIRECT(\"対策個票\"&$AA287&\"!O113\")=\"\",\"\",INDIRECT(\"対策個票\"&$AA287&\"!O113\")),\"\")","v":""},"","","",""]
[null,null,"19-3",null,null,null,null,null,null,null,null,null,null,null,null,null,null,null,null,null,null,null,null,null,null,null,"19-3",{"$f":"IFERROR(IF(INDIRECT(\"対策個票\"&$AA287&\"!D94\")=\"\",\"\",INDIRECT(\"対策個票\"&$AA287&\"!D94\")),\"\")","v":""},{"$f":"IFERROR(IF(INDIRECT(\"対策個票\"&$AA287&\"!K94\")=\"\",\"\",INDIRECT(\"対策個票\"&$AA287&\"!K94\")),\"\")","v":""},{"$f":"IFERROR(IF(INDIRECT(\"対策個票\"&$AA287&\"!O94\")=\"\",\"\",INDIRECT(\"対策個票\"&$AA287&\"!O94\")),\"\")","v":""},"","","","",{"$f":"IFERROR(IF(INDIRECT(\"対策個票\"&$AA287&\"!D115\")=\"\",\"\",INDIRECT(\"対策個票\"&$AA287&\"!D115\")),\"\")","v":""},{"$f":"IFERROR(IF(INDIRECT(\"対策個票\"&$AA287&\"!K115\")=\"\",\"\",INDIRECT(\"対策個票\"&$AA287&\"!K115\")),\"\")","v":""},{"$f":"IFERROR(IF(INDIRECT(\"対策個票\"&$AA287&\"!O115\")=\"\",\"\",INDIRECT(\"対策個票\"&$AA287&\"!O115\")),\"\")","v":""},"","","",""]
[null,null,"19-4",null,null,null,null,null,null,null,null,null,null,null,null,null,null,null,null,null,null,null,null,null,null,null,"19-4",{"$f":"IFERROR(IF(INDIRECT(\"対策個票\"&$AA287&\"!D96\")=\"\",\"\",INDIRECT(\"対策個票\"&$AA287&\"!D96\")),\"\")","v":""},{"$f":"IFERROR(IF(INDIRECT(\"対策個票\"&$AA287&\"!K96\")=\"\",\"\",INDIRECT(\"対策個票\"&$AA287&\"!K96\")),\"\")","v":""},{"$f":"IFERROR(IF(INDIRECT(\"対策個票\"&$AA287&\"!O96\")=\"\",\"\",INDIRECT(\"対策個票\"&$AA287&\"!O96\")),\"\")","v":""},"","","","",{"$f":"IFERROR(IF(INDIRECT(\"対策個票\"&$AA287&\"!D117\")=\"\",\"\",INDIRECT(\"対策個票\"&$AA287&\"!D117\")),\"\")","v":""},{"$f":"IFERROR(IF(INDIRECT(\"対策個票\"&$AA287&\"!K117\")=\"\",\"\",INDIRECT(\"対策個票\"&$AA287&\"!K117\")),\"\")","v":""},{"$f":"IFERROR(IF(INDIRECT(\"対策個票\"&$AA287&\"!O117\")=\"\",\"\",INDIRECT(\"対策個票\"&$AA287&\"!O117\")),\"\")","v":""},"","","",""]
[null,null,20,null,null,null,null,null,null,null,null,null,null,null,null,null,null,null,null,null,null,null,null,null,null,null,20,{"$f":"IFERROR(IF(INDIRECT(\"対策個票\"&$AA291&\"!D90\")=\"\",\"\",INDIRECT(\"対策個票\"&$AA291&\"!D90\")),\"\")","v":""},{"$f":"IFERROR(IF(INDIRECT(\"対策個票\"&$AA291&\"!K90\")=\"\",\"\",INDIRECT(\"対策個票\"&$AA291&\"!K90\")),\"\")","v":""},{"$f":"IFERROR(IF(INDIRECT(\"対策個票\"&$AA291&\"!O90\")=\"\",\"\",INDIRECT(\"対策個票\"&$AA291&\"!O90\")),\"\")","v":""},"","","","",{"$f":"IFERROR(IF(INDIRECT(\"対策個票\"&$AA291&\"!D111\")=\"\",\"\",INDIRECT(\"対策個票\"&$AA291&\"!D111\")),\"\")","v":""},{"$f":"IFERROR(IF(INDIRECT(\"対策個票\"&$AA291&\"!K111\")=\"\",\"\",INDIRECT(\"対策個票\"&$AA291&\"!K111\")),\"\")","v":""},{"$f":"IFERROR(IF(INDIRECT(\"対策個票\"&$AA291&\"!O111\")=\"\",\"\",INDIRECT(\"対策個票\"&$AA291&\"!O111\")),\"\")","v":""},"","","",""]
[null,null,"20-2",null,null,null,null,null,null,null,null,null,null,null,null,null,null,null,null,null,null,null,null,null,null,null,"20-2",{"$f":"IFERROR(IF(INDIRECT(\"対策個票\"&$AA291&\"!D92\")=\"\",\"\",INDIRECT(\"対策個票\"&$AA291&\"!D92\")),\"\")","v":""},{"$f":"IFERROR(IF(INDIRECT(\"対策個票\"&$AA291&\"!K92\")=\"\",\"\",INDIRECT(\"対策個票\"&$AA291&\"!K92\")),\"\")","v":""},{"$f":"IFERROR(IF(INDIRECT(\"対策個票\"&$AA291&\"!O92\")=\"\",\"\",INDIRECT(\"対策個票\"&$AA291&\"!O92\")),\"\")","v":""},"","","","",{"$f":"IFERROR(IF(INDIRECT(\"対策個票\"&$AA291&\"!D113\")=\"\",\"\",INDIRECT(\"対策個票\"&$AA291&\"!D113\")),\"\")","v":""},{"$f":"IFERROR(IF(INDIRECT(\"対策個票\"&$AA291&\"!K113\")=\"\",\"\",INDIRECT(\"対策個票\"&$AA291&\"!K113\")),\"\")","v":""},{"$f":"IFERROR(IF(INDIRECT(\"対策個票\"&$AA291&\"!O113\")=\"\",\"\",INDIRECT(\"対策個票\"&$AA291&\"!O113\")),\"\")","v":""},"","","",""]
[null,null,"20-3",null,null,null,null,null,null,null,null,null,null,null,null,null,null,null,null,null,null,null,null,null,null,null,"20-3",{"$f":"IFERROR(IF(INDIRECT(\"対策個票\"&$AA291&\"!D94\")=\"\",\"\",INDIRECT(\"対策個票\"&$AA291&\"!D94\")),\"\")","v":""},{"$f":"IFERROR(IF(INDIRECT(\"対策個票\"&$AA291&\"!K94\")=\"\",\"\",INDIRECT(\"対策個票\"&$AA291&\"!K94\")),\"\")","v":""},{"$f":"IFERROR(IF(INDIRECT(\"対策個票\"&$AA291&\"!O94\")=\"\",\"\",INDIRECT(\"対策個票\"&$AA291&\"!O94\")),\"\")","v":""},"","","","",{"$f":"IFERROR(IF(INDIRECT(\"対策個票\"&$AA291&\"!D115\")=\"\",\"\",INDIRECT(\"対策個票\"&$AA291&\"!D115\")),\"\")","v":""},{"$f":"IFERROR(IF(INDIRECT(\"対策個票\"&$AA291&\"!K115\")=\"\",\"\",INDIRECT(\"対策個票\"&$AA291&\"!K115\")),\"\")","v":""},{"$f":"IFERROR(IF(INDIRECT(\"対策個票\"&$AA291&\"!O115\")=\"\",\"\",INDIRECT(\"対策個票\"&$AA291&\"!O115\")),\"\")","v":""},"","","",""]
[null,null,"20-4",null,null,null,null,null,null,null,null,null,null,null,null,null,null,null,null,null,null,null,null,null,null,null,"20-4",{"$f":"IFERROR(IF(INDIRECT(\"対策個票\"&$AA291&\"!D96\")=\"\",\"\",INDIRECT(\"対策個票\"&$AA291&\"!D96\")),\"\")","v":""},{"$f":"IFERROR(IF(INDIRECT(\"対策個票\"&$AA291&\"!K96\")=\"\",\"\",INDIRECT(\"対策個票\"&$AA291&\"!K96\")),\"\")","v":""},{"$f":"IFERROR(IF(INDIRECT(\"対策個票\"&$AA291&\"!O96\")=\"\",\"\",INDIRECT(\"対策個票\"&$AA291&\"!O96\")),\"\")","v":""},"","","","",{"$f":"IFERROR(IF(INDIRECT(\"対策個票\"&$AA291&\"!D117\")=\"\",\"\",INDIRECT(\"対策個票\"&$AA291&\"!D117\")),\"\")","v":""},{"$f":"IFERROR(IF(INDIRECT(\"対策個票\"&$AA291&\"!K117\")=\"\",\"\",INDIRECT(\"対策個票\"&$AA291&\"!K117\")),\"\")","v":""},{"$f":"IFERROR(IF(INDIRECT(\"対策個票\"&$AA291&\"!O117\")=\"\",\"\",INDIRECT(\"対策個票\"&$AA291&\"!O117\")),\"\")","v":""},"","","",""]
[null,null,21,null,null,null,null,null,null,null,null,null,null,null,null,null,null,null,null,null,null,null,null,null,null,null,21,{"$f":"IFERROR(IF(INDIRECT(\"対策個票\"&$AA295&\"!D90\")=\"\",\"\",INDIRECT(\"対策個票\"&$AA295&\"!D90\")),\"\")","v":""},{"$f":"IFERROR(IF(INDIRECT(\"対策個票\"&$AA295&\"!K90\")=\"\",\"\",INDIRECT(\"対策個票\"&$AA295&\"!K90\")),\"\")","v":""},{"$f":"IFERROR(IF(INDIRECT(\"対策個票\"&$AA295&\"!O90\")=\"\",\"\",INDIRECT(\"対策個票\"&$AA295&\"!O90\")),\"\")","v":""},"","","","",{"$f":"IFERROR(IF(INDIRECT(\"対策個票\"&$AA295&\"!D111\")=\"\",\"\",INDIRECT(\"対策個票\"&$AA295&\"!D111\")),\"\")","v":""},{"$f":"IFERROR(IF(INDIRECT(\"対策個票\"&$AA295&\"!K111\")=\"\",\"\",INDIRECT(\"対策個票\"&$AA295&\"!K111\")),\"\")","v":""},{"$f":"IFERROR(IF(INDIRECT(\"対策個票\"&$AA295&\"!O111\")=\"\",\"\",INDIRECT(\"対策個票\"&$AA295&\"!O111\")),\"\")","v":""},"","","",""]
[null,null,"21-2",null,null,null,null,null,null,null,null,null,null,null,null,null,null,null,null,null,null,null,null,null,null,null,"21-2",{"$f":"IFERROR(IF(INDIRECT(\"対策個票\"&$AA295&\"!D92\")=\"\",\"\",INDIRECT(\"対策個票\"&$AA295&\"!D92\")),\"\")","v":""},{"$f":"IFERROR(IF(INDIRECT(\"対策個票\"&$AA295&\"!K92\")=\"\",\"\",INDIRECT(\"対策個票\"&$AA295&\"!K92\")),\"\")","v":""},{"$f":"IFERROR(IF(INDIRECT(\"対策個票\"&$AA295&\"!O92\")=\"\",\"\",INDIRECT(\"対策個票\"&$AA295&\"!O92\")),\"\")","v":""},"","","","",{"$f":"IFERROR(IF(INDIRECT(\"対策個票\"&$AA295&\"!D113\")=\"\",\"\",INDIRECT(\"対策個票\"&$AA295&\"!D113\")),\"\")","v":""},{"$f":"IFERROR(IF(INDIRECT(\"対策個票\"&$AA295&\"!K113\")=\"\",\"\",INDIRECT(\"対策個票\"&$AA295&\"!K113\")),\"\")","v":""},{"$f":"IFERROR(IF(INDIRECT(\"対策個票\"&$AA295&\"!O113\")=\"\",\"\",INDIRECT(\"対策個票\"&$AA295&\"!O113\")),\"\")","v":""},"","","",""]
[null,null,"21-3",null,null,null,null,null,null,null,null,null,null,null,null,null,null,null,null,null,null,null,null,null,null,null,"21-3",{"$f":"IFERROR(IF(INDIRECT(\"対策個票\"&$AA295&\"!D94\")=\"\",\"\",INDIRECT(\"対策個票\"&$AA295&\"!D94\")),\"\")","v":""},{"$f":"IFERROR(IF(INDIRECT(\"対策個票\"&$AA295&\"!K94\")=\"\",\"\",INDIRECT(\"対策個票\"&$AA295&\"!K94\")),\"\")","v":""},{"$f":"IFERROR(IF(INDIRECT(\"対策個票\"&$AA295&\"!O94\")=\"\",\"\",INDIRECT(\"対策個票\"&$AA295&\"!O94\")),\"\")","v":""},"","","","",{"$f":"IFERROR(IF(INDIRECT(\"対策個票\"&$AA295&\"!D115\")=\"\",\"\",INDIRECT(\"対策個票\"&$AA295&\"!D115\")),\"\")","v":""},{"$f":"IFERROR(IF(INDIRECT(\"対策個票\"&$AA295&\"!K115\")=\"\",\"\",INDIRECT(\"対策個票\"&$AA295&\"!K115\")),\"\")","v":""},{"$f":"IFERROR(IF(INDIRECT(\"対策個票\"&$AA295&\"!O115\")=\"\",\"\",INDIRECT(\"対策個票\"&$AA295&\"!O115\")),\"\")","v":""},"","","",""]
[null,null,"21-4",null,null,null,null,null,null,null,null,null,null,null,null,null,null,null,null,null,null,null,null,null,null,null,"21-4",{"$f":"IFERROR(IF(INDIRECT(\"対策個票\"&$AA295&\"!D96\")=\"\",\"\",INDIRECT(\"対策個票\"&$AA295&\"!D96\")),\"\")","v":""},{"$f":"IFERROR(IF(INDIRECT(\"対策個票\"&$AA295&\"!K96\")=\"\",\"\",INDIRECT(\"対策個票\"&$AA295&\"!K96\")),\"\")","v":""},{"$f":"IFERROR(IF(INDIRECT(\"対策個票\"&$AA295&\"!O96\")=\"\",\"\",INDIRECT(\"対策個票\"&$AA295&\"!O96\")),\"\")","v":""},"","","","",{"$f":"IFERROR(IF(INDIRECT(\"対策個票\"&$AA295&\"!D117\")=\"\",\"\",INDIRECT(\"対策個票\"&$AA295&\"!D117\")),\"\")","v":""},{"$f":"IFERROR(IF(INDIRECT(\"対策個票\"&$AA295&\"!K117\")=\"\",\"\",INDIRECT(\"対策個票\"&$AA295&\"!K117\")),\"\")","v":""},{"$f":"IFERROR(IF(INDIRECT(\"対策個票\"&$AA295&\"!O117\")=\"\",\"\",INDIRECT(\"対策個票\"&$AA295&\"!O117\")),\"\")","v":""},"","","",""]
[null,null,22,null,null,null,null,null,null,null,null,null,null,null,null,null,null,null,null,null,null,null,null,null,null,null,22,{"$f":"IFERROR(IF(INDIRECT(\"対策個票\"&$AA299&\"!D90\")=\"\",\"\",INDIRECT(\"対策個票\"&$AA299&\"!D90\")),\"\")","v":""},{"$f":"IFERROR(IF(INDIRECT(\"対策個票\"&$AA299&\"!K90\")=\"\",\"\",INDIRECT(\"対策個票\"&$AA299&\"!K90\")),\"\")","v":""},{"$f":"IFERROR(IF(INDIRECT(\"対策個票\"&$AA299&\"!O90\")=\"\",\"\",INDIRECT(\"対策個票\"&$AA299&\"!O90\")),\"\")","v":""},"","","","",{"$f":"IFERROR(IF(INDIRECT(\"対策個票\"&$AA299&\"!D111\")=\"\",\"\",INDIRECT(\"対策個票\"&$AA299&\"!D111\")),\"\")","v":""},{"$f":"IFERROR(IF(INDIRECT(\"対策個票\"&$AA299&\"!K111\")=\"\",\"\",INDIRECT(\"対策個票\"&$AA299&\"!K111\")),\"\")","v":""},{"$f":"IFERROR(IF(INDIRECT(\"対策個票\"&$AA299&\"!O111\")=\"\",\"\",INDIRECT(\"対策個票\"&$AA299&\"!O111\")),\"\")","v":""},"","","",""]
[null,null,"22-2",null,null,null,null,null,null,null,null,null,null,null,null,null,null,null,null,null,null,null,null,null,null,null,"22-2",{"$f":"IFERROR(IF(INDIRECT(\"対策個票\"&$AA299&\"!D92\")=\"\",\"\",INDIRECT(\"対策個票\"&$AA299&\"!D92\")),\"\")","v":""},{"$f":"IFERROR(IF(INDIRECT(\"対策個票\"&$AA299&\"!K92\")=\"\",\"\",INDIRECT(\"対策個票\"&$AA299&\"!K92\")),\"\")","v":""},{"$f":"IFERROR(IF(INDIRECT(\"対策個票\"&$AA299&\"!O92\")=\"\",\"\",INDIRECT(\"対策個票\"&$AA299&\"!O92\")),\"\")","v":""},"","","","",{"$f":"IFERROR(IF(INDIRECT(\"対策個票\"&$AA299&\"!D113\")=\"\",\"\",INDIRECT(\"対策個票\"&$AA299&\"!D113\")),\"\")","v":""},{"$f":"IFERROR(IF(INDIRECT(\"対策個票\"&$AA299&\"!K113\")=\"\",\"\",INDIRECT(\"対策個票\"&$AA299&\"!K113\")),\"\")","v":""},{"$f":"IFERROR(IF(INDIRECT(\"対策個票\"&$AA299&\"!O113\")=\"\",\"\",INDIRECT(\"対策個票\"&$AA299&\"!O113\")),\"\")","v":""},"","","",""]
[null,null,"22-3",null,null,null,null,null,null,null,null,null,null,null,null,null,null,null,null,null,null,null,null,null,null,null,"22-3",{"$f":"IFERROR(IF(INDIRECT(\"対策個票\"&$AA299&\"!D94\")=\"\",\"\",INDIRECT(\"対策個票\"&$AA299&\"!D94\")),\"\")","v":""},{"$f":"IFERROR(IF(INDIRECT(\"対策個票\"&$AA299&\"!K94\")=\"\",\"\",INDIRECT(\"対策個票\"&$AA299&\"!K94\")),\"\")","v":""},{"$f":"IFERROR(IF(INDIRECT(\"対策個票\"&$AA299&\"!O94\")=\"\",\"\",INDIRECT(\"対策個票\"&$AA299&\"!O94\")),\"\")","v":""},"","","","",{"$f":"IFERROR(IF(INDIRECT(\"対策個票\"&$AA299&\"!D115\")=\"\",\"\",INDIRECT(\"対策個票\"&$AA299&\"!D115\")),\"\")","v":""},{"$f":"IFERROR(IF(INDIRECT(\"対策個票\"&$AA299&\"!K115\")=\"\",\"\",INDIRECT(\"対策個票\"&$AA299&\"!K115\")),\"\")","v":""},{"$f":"IFERROR(IF(INDIRECT(\"対策個票\"&$AA299&\"!O115\")=\"\",\"\",INDIRECT(\"対策個票\"&$AA299&\"!O115\")),\"\")","v":""},"","","",""]
[null,null,"22-4",null,null,null,null,null,null,null,null,null,null,null,null,null,null,null,null,null,null,null,null,null,null,null,"22-4",{"$f":"IFERROR(IF(INDIRECT(\"対策個票\"&$AA299&\"!D96\")=\"\",\"\",INDIRECT(\"対策個票\"&$AA299&\"!D96\")),\"\")","v":""},{"$f":"IFERROR(IF(INDIRECT(\"対策個票\"&$AA299&\"!K96\")=\"\",\"\",INDIRECT(\"対策個票\"&$AA299&\"!K96\")),\"\")","v":""},{"$f":"IFERROR(IF(INDIRECT(\"対策個票\"&$AA299&\"!O96\")=\"\",\"\",INDIRECT(\"対策個票\"&$AA299&\"!O96\")),\"\")","v":""},"","","","",{"$f":"IFERROR(IF(INDIRECT(\"対策個票\"&$AA299&\"!D117\")=\"\",\"\",INDIRECT(\"対策個票\"&$AA299&\"!D117\")),\"\")","v":""},{"$f":"IFERROR(IF(INDIRECT(\"対策個票\"&$AA299&\"!K117\")=\"\",\"\",INDIRECT(\"対策個票\"&$AA299&\"!K117\")),\"\")","v":""},{"$f":"IFERROR(IF(INDIRECT(\"対策個票\"&$AA299&\"!O117\")=\"\",\"\",INDIRECT(\"対策個票\"&$AA299&\"!O117\")),\"\")","v":""},"","","",""]
[null,null,23,null,null,null,null,null,null,null,null,null,null,null,null,null,null,null,null,null,null,null,null,null,null,null,23,{"$f":"IFERROR(IF(INDIRECT(\"対策個票\"&$AA303&\"!D90\")=\"\",\"\",INDIRECT(\"対策個票\"&$AA303&\"!D90\")),\"\")","v":""},{"$f":"IFERROR(IF(INDIRECT(\"対策個票\"&$AA303&\"!K90\")=\"\",\"\",INDIRECT(\"対策個票\"&$AA303&\"!K90\")),\"\")","v":""},{"$f":"IFERROR(IF(INDIRECT(\"対策個票\"&$AA303&\"!O90\")=\"\",\"\",INDIRECT(\"対策個票\"&$AA303&\"!O90\")),\"\")","v":""},"","","","",{"$f":"IFERROR(IF(INDIRECT(\"対策個票\"&$AA303&\"!D111\")=\"\",\"\",INDIRECT(\"対策個票\"&$AA303&\"!D111\")),\"\")","v":""},{"$f":"IFERROR(IF(INDIRECT(\"対策個票\"&$AA303&\"!K111\")=\"\",\"\",INDIRECT(\"対策個票\"&$AA303&\"!K111\")),\"\")","v":""},{"$f":"IFERROR(IF(INDIRECT(\"対策個票\"&$AA303&\"!O111\")=\"\",\"\",INDIRECT(\"対策個票\"&$AA303&\"!O111\")),\"\")","v":""},"","","",""]
[null,null,"23-2",null,null,null,null,null,null,null,null,null,null,null,null,null,null,null,null,null,null,null,null,null,null,null,"23-2",{"$f":"IFERROR(IF(INDIRECT(\"対策個票\"&$AA303&\"!D92\")=\"\",\"\",INDIRECT(\"対策個票\"&$AA303&\"!D92\")),\"\")","v":""},{"$f":"IFERROR(IF(INDIRECT(\"対策個票\"&$AA303&\"!K92\")=\"\",\"\",INDIRECT(\"対策個票\"&$AA303&\"!K92\")),\"\")","v":""},{"$f":"IFERROR(IF(INDIRECT(\"対策個票\"&$AA303&\"!O92\")=\"\",\"\",INDIRECT(\"対策個票\"&$AA303&\"!O92\")),\"\")","v":""},"","","","",{"$f":"IFERROR(IF(INDIRECT(\"対策個票\"&$AA303&\"!D113\")=\"\",\"\",INDIRECT(\"対策個票\"&$AA303&\"!D113\")),\"\")","v":""},{"$f":"IFERROR(IF(INDIRECT(\"対策個票\"&$AA303&\"!K113\")=\"\",\"\",INDIRECT(\"対策個票\"&$AA303&\"!K113\")),\"\")","v":""},{"$f":"IFERROR(IF(INDIRECT(\"対策個票\"&$AA303&\"!O113\")=\"\",\"\",INDIRECT(\"対策個票\"&$AA303&\"!O113\")),\"\")","v":""},"","","",""]
[null,null,"23-3",null,null,null,null,null,null,null,null,null,null,null,null,null,null,null,null,null,null,null,null,null,null,null,"23-3",{"$f":"IFERROR(IF(INDIRECT(\"対策個票\"&$AA303&\"!D94\")=\"\",\"\",INDIRECT(\"対策個票\"&$AA303&\"!D94\")),\"\")","v":""},{"$f":"IFERROR(IF(INDIRECT(\"対策個票\"&$AA303&\"!K94\")=\"\",\"\",INDIRECT(\"対策個票\"&$AA303&\"!K94\")),\"\")","v":""},{"$f":"IFERROR(IF(INDIRECT(\"対策個票\"&$AA303&\"!O94\")=\"\",\"\",INDIRECT(\"対策個票\"&$AA303&\"!O94\")),\"\")","v":""},"","","","",{"$f":"IFERROR(IF(INDIRECT(\"対策個票\"&$AA303&\"!D115\")=\"\",\"\",INDIRECT(\"対策個票\"&$AA303&\"!D115\")),\"\")","v":""},{"$f":"IFERROR(IF(INDIRECT(\"対策個票\"&$AA303&\"!K115\")=\"\",\"\",INDIRECT(\"対策個票\"&$AA303&\"!K115\")),\"\")","v":""},{"$f":"IFERROR(IF(INDIRECT(\"対策個票\"&$AA303&\"!O115\")=\"\",\"\",INDIRECT(\"対策個票\"&$AA303&\"!O115\")),\"\")","v":""},"","","",""]
[null,null,"23-4",null,null,null,null,null,null,null,null,null,null,null,null,null,null,null,null,null,null,null,null,null,null,null,"23-4",{"$f":"IFERROR(IF(INDIRECT(\"対策個票\"&$AA303&\"!D96\")=\"\",\"\",INDIRECT(\"対策個票\"&$AA303&\"!D96\")),\"\")","v":""},{"$f":"IFERROR(IF(INDIRECT(\"対策個票\"&$AA303&\"!K96\")=\"\",\"\",INDIRECT(\"対策個票\"&$AA303&\"!K96\")),\"\")","v":""},{"$f":"IFERROR(IF(INDIRECT(\"対策個票\"&$AA303&\"!O96\")=\"\",\"\",INDIRECT(\"対策個票\"&$AA303&\"!O96\")),\"\")","v":""},"","","","",{"$f":"IFERROR(IF(INDIRECT(\"対策個票\"&$AA303&\"!D117\")=\"\",\"\",INDIRECT(\"対策個票\"&$AA303&\"!D117\")),\"\")","v":""},{"$f":"IFERROR(IF(INDIRECT(\"対策個票\"&$AA303&\"!K117\")=\"\",\"\",INDIRECT(\"対策個票\"&$AA303&\"!K117\")),\"\")","v":""},{"$f":"IFERROR(IF(INDIRECT(\"対策個票\"&$AA303&\"!O117\")=\"\",\"\",INDIRECT(\"対策個票\"&$AA303&\"!O117\")),\"\")","v":""},"","","",""]
[null,null,24,null,null,null,null,null,null,null,null,null,null,null,null,null,null,null,null,null,null,null,null,null,null,null,24,{"$f":"IFERROR(IF(INDIRECT(\"対策個票\"&$AA307&\"!D90\")=\"\",\"\",INDIRECT(\"対策個票\"&$AA307&\"!D90\")),\"\")","v":""},{"$f":"IFERROR(IF(INDIRECT(\"対策個票\"&$AA307&\"!K90\")=\"\",\"\",INDIRECT(\"対策個票\"&$AA307&\"!K90\")),\"\")","v":""},{"$f":"IFERROR(IF(INDIRECT(\"対策個票\"&$AA307&\"!O90\")=\"\",\"\",INDIRECT(\"対策個票\"&$AA307&\"!O90\")),\"\")","v":""},"","","","",{"$f":"IFERROR(IF(INDIRECT(\"対策個票\"&$AA307&\"!D111\")=\"\",\"\",INDIRECT(\"対策個票\"&$AA307&\"!D111\")),\"\")","v":""},{"$f":"IFERROR(IF(INDIRECT(\"対策個票\"&$AA307&\"!K111\")=\"\",\"\",INDIRECT(\"対策個票\"&$AA307&\"!K111\")),\"\")","v":""},{"$f":"IFERROR(IF(INDIRECT(\"対策個票\"&$AA307&\"!O111\")=\"\",\"\",INDIRECT(\"対策個票\"&$AA307&\"!O111\")),\"\")","v":""},"","","",""]
[null,null,"24-2",null,null,null,null,null,null,null,null,null,null,null,null,null,null,null,null,null,null,null,null,null,null,null,"24-2",{"$f":"IFERROR(IF(INDIRECT(\"対策個票\"&$AA307&\"!D92\")=\"\",\"\",INDIRECT(\"対策個票\"&$AA307&\"!D92\")),\"\")","v":""},{"$f":"IFERROR(IF(INDIRECT(\"対策個票\"&$AA307&\"!K92\")=\"\",\"\",INDIRECT(\"対策個票\"&$AA307&\"!K92\")),\"\")","v":""},{"$f":"IFERROR(IF(INDIRECT(\"対策個票\"&$AA307&\"!O92\")=\"\",\"\",INDIRECT(\"対策個票\"&$AA307&\"!O92\")),\"\")","v":""},"","","","",{"$f":"IFERROR(IF(INDIRECT(\"対策個票\"&$AA307&\"!D113\")=\"\",\"\",INDIRECT(\"対策個票\"&$AA307&\"!D113\")),\"\")","v":""},{"$f":"IFERROR(IF(INDIRECT(\"対策個票\"&$AA307&\"!K113\")=\"\",\"\",INDIRECT(\"対策個票\"&$AA307&\"!K113\")),\"\")","v":""},{"$f":"IFERROR(IF(INDIRECT(\"対策個票\"&$AA307&\"!O113\")=\"\",\"\",INDIRECT(\"対策個票\"&$AA307&\"!O113\")),\"\")","v":""},"","","",""]
[null,null,"24-3",null,null,null,null,null,null,null,null,null,null,null,null,null,null,null,null,null,null,null,null,null,null,null,"24-3",{"$f":"IFERROR(IF(INDIRECT(\"対策個票\"&$AA307&\"!D94\")=\"\",\"\",INDIRECT(\"対策個票\"&$AA307&\"!D94\")),\"\")","v":""},{"$f":"IFERROR(IF(INDIRECT(\"対策個票\"&$AA307&\"!K94\")=\"\",\"\",INDIRECT(\"対策個票\"&$AA307&\"!K94\")),\"\")","v":""},{"$f":"IFERROR(IF(INDIRECT(\"対策個票\"&$AA307&\"!O94\")=\"\",\"\",INDIRECT(\"対策個票\"&$AA307&\"!O94\")),\"\")","v":""},"","","","",{"$f":"IFERROR(IF(INDIRECT(\"対策個票\"&$AA307&\"!D115\")=\"\",\"\",INDIRECT(\"対策個票\"&$AA307&\"!D115\")),\"\")","v":""},{"$f":"IFERROR(IF(INDIRECT(\"対策個票\"&$AA307&\"!K115\")=\"\",\"\",INDIRECT(\"対策個票\"&$AA307&\"!K115\")),\"\")","v":""},{"$f":"IFERROR(IF(INDIRECT(\"対策個票\"&$AA307&\"!O115\")=\"\",\"\",INDIRECT(\"対策個票\"&$AA307&\"!O115\")),\"\")","v":""},"","","",""]
[null,null,"24-4",null,null,null,null,null,null,null,null,null,null,null,null,null,null,null,null,null,null,null,null,null,null,null,"24-4",{"$f":"IFERROR(IF(INDIRECT(\"対策個票\"&$AA307&\"!D96\")=\"\",\"\",INDIRECT(\"対策個票\"&$AA307&\"!D96\")),\"\")","v":""},{"$f":"IFERROR(IF(INDIRECT(\"対策個票\"&$AA307&\"!K96\")=\"\",\"\",INDIRECT(\"対策個票\"&$AA307&\"!K96\")),\"\")","v":""},{"$f":"IFERROR(IF(INDIRECT(\"対策個票\"&$AA307&\"!O96\")=\"\",\"\",INDIRECT(\"対策個票\"&$AA307&\"!O96\")),\"\")","v":""},"","","","",{"$f":"IFERROR(IF(INDIRECT(\"対策個票\"&$AA307&\"!D117\")=\"\",\"\",INDIRECT(\"対策個票\"&$AA307&\"!D117\")),\"\")","v":""},{"$f":"IFERROR(IF(INDIRECT(\"対策個票\"&$AA307&\"!K117\")=\"\",\"\",INDIRECT(\"対策個票\"&$AA307&\"!K117\")),\"\")","v":""},{"$f":"IFERROR(IF(INDIRECT(\"対策個票\"&$AA307&\"!O117\")=\"\",\"\",INDIRECT(\"対策個票\"&$AA307&\"!O117\")),\"\")","v":""},"","","",""]

{"sheet":"非表示_活動量と単位","index":47,"n_rows":75,"n_cols":22,"rows_kept":75,"cut":false,"hidden":true,"merged":[]}
[]
[null,null,null,null,null,null,null,null,null,null,null,null,null,null,null,null,null,null,null,null,"R4SHIFT：R4モニタリングガイドライン2.0と一致を確認2022/4/12"]
[null,null,null,null,null,null,null,null,null,null,null,null,null,null,null,null,null,null,null,null,"R5SHIFT：R4モニタリングガイドライン2.0から変更なし（系統電力除く）と聞いた（2023/3/10）"]
[null,null,null,"※活動種別は細分化済みの状態",null,null,null,null,null,null,null,null,null,null,null,null,null,null,null,null,"R5補SHIFT（C事業事前チェック）：排出係数はR5のものを継続使用。電力については後日変更の可能性あり（2023/12/22時点）"]
[null,null,null,null,null,null,null,null,null,null,null,null,null,null,null,null,null,null,null,null,"R5補＆R6SHIFT：オイルコークスの単位発熱量はR5から変更あり（2024/3/14MRAより）。電力の排出係数はR5の数値を継続使用（2024/3/15MRAより）"]
[null,"ガイドライン",null,null,null,null,null,null,null,null,null,null,null,null,null,null,null,null,null,null,"↓"]
[null,"項目","ページ","活動種別","計算式振り分け用","活動量の種別","活動単位","単位発熱量の単位","CO2排出係数の単位","GJ換算対象（エネ起＝対象／非エネ起＝非対象）",null,null,null,null,null,null,"活動種別","計算式振り分け用","単位発熱量（デフォルト値）","単位発熱量の単位","CO2排出係数（デフォルト値）","CO2排出係数の単位"]
[null,1.2,"II-15","系統電力",1,"使用量","kWh","---","t-CO2/kWh","対象",null,null,null,null,null,null,"系統電力",1,"---","---",4.3600000000000003E-4,"t-CO2/kWh"]
[null,1.1000000000000001,"II-21","輸入原料炭",0,"使用量","t","GJ/t","t-CO2/GJ","対象",null,null,null,null,null,null,"輸入原料炭",0,28.7,"GJ/t",8.9099999999999999E-2,"t-CO2/GJ"]
[null,1.1000000000000001,"II-21","国産一般炭",0,"使用量","t","GJ/t","t-CO2/GJ","対象",null,null,null,null,null,null,"国産一般炭",0,24.2,"GJ/t",8.8700000000000001E-2,"t-CO2/GJ"]
[null,1.1000000000000001,"II-21","輸入一般炭",0,"使用量","t","GJ/t","t-CO2/GJ","対象",null,null,null,null,null,null,"輸入一般炭",0,26.1,"GJ/t",8.9099999999999999E-2,"t-CO2/GJ"]
[null,1.1000000000000001,"II-21","輸入無煙炭",0,"使用量","t","GJ/t","t-CO2/GJ","対象",null,null,null,null,null,null,"輸入無煙炭",0,27.8,"GJ/t",9.5000000000000001E-2,"t-CO2/GJ"]
[null,1.1000000000000001,"II-21","コークス",0,"使用量","t","GJ/t","t-CO2/GJ","対象",null,null,null,null,null,null,"コークス",0,29,"GJ/t",0.11,"t-CO2/GJ"]
[null,1.1000000000000001,"II-21","原油",0,"使用量","kl","GJ/kl","t-CO2/GJ","対象",null,null,null,null,null,null,"原油",0,38.299999999999997,"GJ/kl",6.9699999999999998E-2,"t-CO2/GJ"]
[null,1.1000000000000001,"II-21","ガソリン",0,"使用量","kl","GJ/kl","t-CO2/GJ","対象",null,null,null,null,null,null,"ガソリン",0,33.4,"GJ/kl",6.8599999999999994E-2,"t-CO2/GJ"]
[null,1.1000000000000001,"II-21","ナフサ",0,"使用量","kl","GJ/kl","t-CO2/GJ","対象",null,null,null,null,null,null,"ナフサ",0,33.299999999999997,"GJ/kl",6.8199999999999997E-2,"t-CO2/GJ"]
[null,1.1000000000000001,"II-21","ジェット燃料",0,"使用量","kl","GJ/kl","t-CO2/GJ","対象",null,null,null,null,null,null,"ジェット燃料",0,36.299999999999997,"GJ/kl",6.8199999999999997E-2,"t-CO2/GJ"]
[null,1.1000000000000001,"II-21","灯油",0,"使用量","kl","GJ/kl","t-CO2/GJ","対象",null,null,null,null,null,null,"灯油",0,36.5,"GJ/kl",6.8599999999999994E-2,"t-CO2/GJ"]
[null,1.1000000000000001,"II-21","軽油",0,"使用量","kl","GJ/kl","t-CO2/GJ","対象",null,null,null,null,null,null,"軽油",0,38,"GJ/kl",6.8900000000000003E-2,"t-CO2/GJ"]
[null,1.1000000000000001,"II-21","A重油",0,"使用量","kl","GJ/kl","t-CO2/GJ","対象",null,null,null,null,null,null,"A重油",0,38.9,"GJ/kl",7.0800000000000002E-2,"t-CO2/GJ"]
[null,1.1000000000000001,"II-21","B重油",0,"使用量","kl","GJ/kl","t-CO2/GJ","対象",null,null,null,null,null,null,"B重油",0,40.4,"GJ/kl",7.3300000000000004E-2,"t-CO2/GJ"]
[null,1.1000000000000001,"II-21","C重油",0,"使用量","kl","GJ/kl","t-CO2/GJ","対象",null,null,null,null,null,null,"C重油",0,41.8,"GJ/kl",7.4099999999999999E-2,"t-CO2/GJ"]
[null,1.1000000000000001,"II-21","潤滑油",0,"使用量","kl","GJ/kl","t-CO2/GJ","対象",null,null,null,null,null,null,"潤滑油",0,40.200000000000003,"GJ/kl",7.2999999999999995E-2,"t-CO2/GJ"]
[null,1.1000000000000001,"II-21","オイルコークス",0,"使用量","t","GJ/t","t-CO2/GJ","対象",null,null,null,null,null,null,"オイルコークス",0,34.1,"GJ/t",8.9800000000000005E-2,"t-CO2/GJ"]
[null,1.1000000000000001,"II-21","LPG",0,"使用量","t","GJ/t","t-CO2/GJ","対象",null,null,null,null,null,null,"LPG",0,50.1,"GJ/t",6.0100000000000001E-2,"t-CO2/GJ"]
[null,1.1000000000000001,"II-21","天然ガス",0,"使用量","千Nm3","GJ/千Nm3","t-CO2/GJ","対象",null,null,null,null,null,null,"天然ガス",0,42.4,"GJ/千Nm3",5.0999999999999997E-2,"t-CO2/GJ"]
[null,1.1000000000000001,"II-21","LNG",0,"使用量","t","GJ/t","t-CO2/GJ","対象",null,null,null,null,null,null,"LNG",0,54.7,"GJ/t",5.0999999999999997E-2,"t-CO2/GJ"]
[null,1.1000000000000001,"II-21","都市ガス",0,"使用量","千Nm3","GJ/千Nm3","t-CO2/GJ","対象",null,null,null,null,null,null,"都市ガス",0,"\"デフォルト値なし\"","GJ/千Nm3",5.1299999999999998E-2,"t-CO2/GJ"]
[null,1.1000000000000001,"II-21","コールタール",0,"使用量","t","GJ/t","t-CO2/GJ","対象",null,null,null,null,null,null,"コールタール",0,37.299999999999997,"GJ/t",7.6600000000000001E-2,"t-CO2/GJ"]
[null,1.1000000000000001,"II-21","アスファルト",0,"使用量","t","GJ/t","t-CO2/GJ","対象",null,null,null,null,null,null,"アスファルト",0,40,"GJ/t",7.6300000000000007E-2,"t-CO2/GJ"]
[null,1.1000000000000001,"II-21","NGL・コンデンセート",0,"使用量","kl","GJ/kl","t-CO2/GJ","対象",null,null,null,null,null,null,"NGL・コンデンセート",0,34.799999999999997,"GJ/kl",6.6699999999999995E-2,"t-CO2/GJ"]
[null,1.1000000000000001,"II-21","製油所ガス",0,"使用量","千Nm3","GJ/千Nm3","t-CO2/GJ","対象",null,null,null,null,null,null,"製油所ガス",0,51,"GJ/千Nm3",5.28E-2,"t-CO2/GJ"]
[null,1.1000000000000001,"II-21","コークス炉ガス",0,"使用量","千Nm3","GJ/千Nm3","t-CO2/GJ","対象",null,null,null,null,null,null,"コークス炉ガス",0,20.3,"GJ/千Nm3",0.04,"t-CO2/GJ"]
[null,1.1000000000000001,"II-21","高炉ガス",0,"使用量","千Nm3","GJ/千Nm3","t-CO2/GJ","対象",null,null,null,null,null,null,"高炉ガス",0,3.57,"GJ/千Nm3",9.64E-2,"t-CO2/GJ"]
[null,1.1000000000000001,"II-21","転炉ガス",0,"使用量","千Nm3","GJ/千Nm3","t-CO2/GJ","対象",null,null,null,null,null,null,"転炉ガス",0,8.33,"GJ/千Nm3",0.154,"t-CO2/GJ"]
[null,1.3,"II-17","産業用蒸気",1,"使用量","GJ","---","t-CO2/GJ","対象",null,null,null,null,null,null,"産業用蒸気",1,"---","---",0.06,"t-CO2/GJ"]
[null,1.3,"II-17","温水",1,"使用量","GJ","---","t-CO2/GJ","対象",null,null,null,null,null,null,"温水",1,"---","---",5.7000000000000002E-2,"t-CO2/GJ"]
[null,1.3,"II-17","冷水",1,"使用量","GJ","---","t-CO2/GJ","対象",null,null,null,null,null,null,"冷水",1,"---","---",5.7000000000000002E-2,"t-CO2/GJ"]
[null,1.3,"II-17","蒸気（産業用以外）",1,"使用量","GJ","---","t-CO2/GJ","対象",null,null,null,null,null,null,"蒸気（産業用以外）",1,"---","---",5.7000000000000002E-2,"t-CO2/GJ"]
[null,1.4,"II-18","所内消費電力",1,"---","---","---","---","---","←6-1.～6-3.、7-1.～7-3.で使用しない場合は、把握対象、単位は不要。",null,null,null,null,null,"所内消費電力",1,"---","---","---","---"]
[null,1.4,"II-18","外部供給電力",1,"---","---","---","---","---","←6-1.～6-3.、7-1.～7-4.で使用しない場合は、把握対象、単位は不要。",null,null,null,null,null,"外部供給電力",1,"---","---","---","---"]
[null,1.4,"II-18","所内消費熱",1,"---","---","---","---","---","←6-1.～6-3.、7-1.～7-5.で使用しない場合は、把握対象、単位は不要。",null,null,null,null,null,"所内消費熱",1,"---","---","---","---"]
[null,1.4,"II-18","外部供給熱",1,"---","---","---","---","---","←6-1.～6-3.、7-1.～7-6.で使用しない場合は、把握対象、単位は不要。",null,null,null,null,null,"外部供給熱",1,"---","---","---","---"]
[null,2,"II-27","①廃油",1,"焼却・使用量","t","---","t-CO2/t","---",null,null,null,null,null,null,"①廃油",1,"---","---",2.92,"t-CO2/t"]
[null,2,"II-27","②廃合成繊維",1,"焼却・使用量","t","---","t-CO2/t","---",null,null,null,null,null,null,"②廃合成繊維",1,"---","---",2.29,"t-CO2/t"]
[null,2,"II-27","③廃ゴムタイヤ",1,"焼却・使用量","t","---","t-CO2/t","---",null,null,null,null,null,null,"③廃ゴムタイヤ",1,"---","---",1.72,"t-CO2/t"]
[null,2,"II-27","④　②③以外の廃プラスチック類（産業廃棄物）",1,"焼却・使用量","t","---","t-CO2/t","---",null,null,null,null,null,null,"④　②③以外の廃プラスチック類（産業廃棄物）",1,"---","---",2.5499999999999998,"t-CO2/t"]
[null,2,"II-27","⑤　②③④以外の廃プラスチック類（一般廃棄物）",1,"焼却・使用量","t","---","t-CO2/t","---",null,null,null,null,null,null,"⑤　②③④以外の廃プラスチック類（一般廃棄物）",1,"---","---",2.77,"t-CO2/t"]
[null,2,"II-27","廃油から製造される燃料油",1,"焼却・使用量","kl","---","t-CO2/kl","---",null,null,null,null,null,null,"廃油から製造される燃料油",1,"---","---",2.63,"t-CO2/kl"]
[null,2,"II-27","廃プラスチック類から製造される燃料油",1,"焼却・使用量","kl","---","t-CO2/kl","---",null,null,null,null,null,null,"廃プラスチック類から製造される燃料油",1,"---","---",2.62,"t-CO2/kl"]
[null,2,"II-27","ごみ固形燃料（RPF）",1,"焼却・使用量","t","---","t-CO2/t","---",null,null,null,null,null,null,"ごみ固形燃料（RPF）",1,"---","---",1.57,"t-CO2/t"]
[null,2,"II-27","ごみ固形燃料（RDF）",1,"焼却・使用量","t","---","t-CO2/t","---",null,null,null,null,null,null,"ごみ固形燃料（RDF）",1,"---","---",0.77500000000000002,"t-CO2/t"]
[null,3.1,"II-28","セメントの製造",1,"クリンカー製造量","t","---","t-CO2/t","---",null,null,null,null,null,null,"セメントの製造",1,"---","---",0.502,"t-CO2/t"]
[null,3.2,"II-30","生石灰の製造（原料：石灰石）",1,"原料使用量","t","---","t-CO2/t","---",null,null,null,null,null,null,"生石灰の製造（原料：石灰石）",1,"---","---",0.42799999999999999,"t-CO2/t"]
[null,3.2,"II-30","生石灰の製造（原料：ドロマイト）",1,"原料使用量","t","---","t-CO2/t","---",null,null,null,null,null,null,"生石灰の製造（原料：ドロマイト）",1,"---","---",0.44900000000000001,"t-CO2/t"]
[null,3.3,"II-32","石灰石（タンカル）の使用",1,"使用量","t","---","t-CO2/t","---",null,null,null,null,null,null,"石灰石（タンカル）の使用",1,"---","---",0.44,"t-CO2/t"]
[null,3.3,"II-32","ドロマイトの使用",1,"使用量","t","---","t-CO2/t","---",null,null,null,null,null,null,"ドロマイトの使用",1,"---","---",0.47099999999999997,"t-CO2/t"]
[null,3.4,"II-35","ソーダ灰の製造",1,"追加投入量","t","---","t-CO2/t","---",null,null,null,null,null,null,"ソーダ灰の製造",1,"---","---",1,"t-CO2/t"]
[null,3.5,"II-37","ソーダ灰の使用",1,"使用量","t","---","t-CO2/t","---",null,null,null,null,null,null,"ソーダ灰の使用",1,"---","---",0.41499999999999998,"t-CO2/t"]
[null,3.6,"II-39","アンモニアの製造（原料：石炭）",1,"原料使用量","t","---","t-CO2/t","---",null,null,null,null,null,null,"アンモニアの製造（原料：石炭）",1,"---","---",2.2999999999999998,"t-CO2/t"]
[null,3.6,"II-39","アンモニアの製造（原料：ナフサ）",1,"原料使用量","kl","---","t-CO2/kl","---",null,null,null,null,null,null,"アンモニアの製造（原料：ナフサ）",1,"---","---",2.2999999999999998,"t-CO2/kl"]
[null,3.6,"II-39","アンモニアの製造（原料：オイルコークス）",1,"原料使用量","t","---","t-CO2/t","---",null,null,null,null,null,null,"アンモニアの製造（原料：オイルコークス）",1,"---","---",3,"t-CO2/t"]
[null,3.6,"II-39","アンモニアの製造（原料：LPG）",1,"原料使用量","t","---","t-CO2/t","---",null,null,null,null,null,null,"アンモニアの製造（原料：LPG）",1,"---","---",3,"t-CO2/t"]
[null,3.6,"II-39","アンモニアの製造（原料：LNG）",1,"原料使用量","t","---","t-CO2/t","---",null,null,null,null,null,null,"アンモニアの製造（原料：LNG）",1,"---","---",2.8,"t-CO2/t"]
[null,3.6,"II-39","アンモニアの製造（原料：天然ガス(LNG除く)）",1,"原料使用量","千Nm3","---","t-CO2/千Nm3","---",null,null,null,null,null,null,"アンモニアの製造（原料：天然ガス(LNG除く)）",1,"---","---",2.2000000000000002,"t-CO2/千Nm3"]
[null,3.6,"II-39","アンモニアの製造（原料：コークス炉ガス）",1,"原料使用量","千Nm3","---","t-CO2/千Nm3","---",null,null,null,null,null,null,"アンモニアの製造（原料：コークス炉ガス）",1,"---","---",0.81,"t-CO2/千Nm3"]
[null,3.6,"II-39","アンモニアの製造（原料：石油系炭化水素ガス）",1,"原料使用量","千Nm3","---","t-CO2/千Nm3","---",null,null,null,null,null,null,"アンモニアの製造（原料：石油系炭化水素ガス）",1,"---","---",2.2999999999999998,"t-CO2/千Nm3"]
[null,3.7,"II-42","シリコンカーバイドの製造",1,"石油コークス使用量","t","---","t-CO2/t","---",null,null,null,null,null,null,"シリコンカーバイドの製造",1,"---","---",2.2999999999999998,"t-CO2/t"]
[null,3.8,"II-44","カルシウムカーバイドの製造（石灰石起源）",1,"製造量","t","---","t-CO2/t","---",null,null,null,null,null,null,"カルシウムカーバイドの製造（石灰石起源）",1,"---","---",0.76,"t-CO2/t"]
[null,3.8,"II-44","カルシウムカーバイドの製造（還元剤起源）",1,"製造量","t","---","t-CO2/t","---",null,null,null,null,null,null,"カルシウムカーバイドの製造（還元剤起源）",1,"---","---",1.1000000000000001,"t-CO2/t"]
[null,3.9,"II-46","エチレンの製造",1,"製造量","t","---","t-CO2/t","---",null,null,null,null,null,null,"エチレンの製造",1,"---","---",1.4E-2,"t-CO2/t"]
[null,"3.10","II-47","カルシウムカーバイドを原料としたアセチレンの使用（燃焼）",1,"使用量","t","---","t-CO2/t","---",null,null,null,null,null,null,"カルシウムカーバイドを原料としたアセチレンの使用（燃焼）",1,"---","---",3.4,"t-CO2/t"]
[null,"3.11","II-49","電気炉を使用した粗鋼の製造",1,"製造量","t","---","t-CO2/t","---",null,null,null,null,null,null,"電気炉を使用した粗鋼の製造",1,"---","---",5.0000000000000001E-3,"t-CO2/t"]
[null,"3.12","II-50","ドライアイス／液化炭酸ガス／噴霧器の使用",1,"使用量","t","---","t-CO2/t","---",null,null,null,null,null,null,"ドライアイス／液化炭酸ガス／噴霧器の使用",1,"---","---",1,"t-CO2/t"]
[null,null,null,"その他（要：備考欄への詳細記載）",null,null,null,null,null,"---","←「計算式の振り分け」は、6-1.～6-3.、7-1.～7-3.の各シートにおける係数の入力状況に基づき、各シートのA列にて判断。"]

{"sheet":"非表示_GJ換算表","index":48,"n_rows":14,"n_cols":5,"rows_kept":14,"cut":false,"hidden":true,"merged":[]}
[]
[]
[null,null,"省エネ法における発熱量換算係数エネルギー使用量（GJ）換算表に基づく"]
[]
[null,null,null,"発熱量換算係数"]
[null,null,"系統電力",8.6400000000000001E-3,"GJ/kWh"]
[null,null,"産業用蒸気",1.17,"GJ"]
[null,null,"温水",1.19,"GJ"]
[null,null,"冷水",1.19,"GJ"]
[null,null,"蒸気（産業用以外）",1.19,"GJ"]
[]
[null,null,null,"↑"]
[null,null,null,"R5補SHIFT（C事業事前チェック）：METI「省エネ法の手引き（工場・事業場編）-令和4年度改正対応-」に合わせて修正（2023/12/22時点）"]
[null,null,null,"R5補（v4.0以降）＆R6の様式ではこの係数を使用"]

{"sheet":"非表示_対策メニュー","index":49,"n_rows":345,"n_cols":15,"rows_kept":345,"cut":false,"hidden":true,"merged":[]}
[]
[null,null,null,"大分類",null,"中分類",null,"5類型",null,"対策メニュー名","メニュー番号","（テキスト化）","対策メニュー名","5類型","大分類"]
[null,null,11,"空調システム",1,"発生",1,"運用改善",1,"熱源機（ボイラーを除く）の不要時停止",{"$f":"C3&E3&G3&I3","v":"11111"},11111,"熱源機（ボイラーを除く）の不要時停止","運用改善","空調システム（発生）"]
[null,null,11,"空調システム",1,"発生",1,"運用改善",2,"吸収式冷温水機の燃焼空気比低減",{"$f":"C4&E4&G4&I4","v":"11112"},11112,"吸収式冷温水機の燃焼空気比低減","運用改善","空調システム（発生）"]
[null,null,11,"空調システム",1,"発生",1,"運用改善",3,"冷却水設定温度・流量の適正化","11113",11113,"冷却水設定温度・流量の適正化","運用改善","空調システム（発生）"]
[null,null,11,"空調システム",1,"発生",1,"運用改善",4,"冷水・温水出口温度の調整","11114",11114,"冷水・温水出口温度の調整","運用改善","空調システム（発生）"]
[null,null,11,"空調システム",1,"発生",1,"運用改善",5,"蓄熱システム運転スケジュールの調整","11115",11115,"蓄熱システム運転スケジュールの調整","運用改善","空調システム（発生）"]
[null,null,11,"空調システム",1,"発生",1,"運用改善",6,"密閉式冷却塔熱交換器のスケール除去","11116",11116,"密閉式冷却塔熱交換器のスケール除去","運用改善","空調システム（発生）"]
[null,null,11,"空調システム",1,"発生",1,"運用改善",7,"冷却塔充てん材の清掃","11117",11117,"冷却塔充てん材の清掃","運用改善","空調システム（発生）"]
[null,null,11,"空調システム",1,"発生",1,"運用改善",8,"室外機フィンの清掃・洗浄","11118",11118,"室外機フィンの清掃・洗浄","運用改善","空調システム（発生）"]
[null,null,11,"空調システム",1,"発生",1,"運用改善",0,"メニューにない対策（運用改善）","11110",11110,"メニューにない対策（運用改善）","運用改善","空調システム（発生）"]
[null,null,11,"空調システム",1,"発生",2,"部分更新・機能付加",1,"室外機の放熱環境改善（遮熱、散水等）","11121",11121,"室外機の放熱環境改善（遮熱、散水等）","部分更新・機能付加","空調システム（発生）"]
[null,null,11,"空調システム",1,"発生",2,"部分更新・機能付加",2,"フリークーリング制御機能の追加","11122",11122,"フリークーリング制御機能の追加","部分更新・機能付加","空調システム（発生）"]
[null,null,11,"空調システム",1,"発生",2,"部分更新・機能付加",3,"熱交換器温度制御の導入","11123",11123,"熱交換器温度制御の導入","部分更新・機能付加","空調システム（発生）"]
[null,null,11,"空調システム",1,"発生",2,"部分更新・機能付加","-","冷却塔ファンのインバータ制御機能の追加","1112-","-","冷却塔ファンのインバータ制御機能の追加","部分更新・機能付加","空調システム（発生）"]
[null,null,11,"空調システム",1,"発生",2,"部分更新・機能付加",5,"冷水蓄熱槽の放熱ロス改善","11125",11125,"冷水蓄熱槽の放熱ロス改善","部分更新・機能付加","空調システム（発生）"]
[null,null,11,"空調システム",1,"発生",2,"部分更新・機能付加",6,"遠隔監視・管理サービスの導入","11126",11126,"遠隔監視・管理サービスの導入","部分更新・機能付加","空調システム（発生）"]
[null,null,11,"空調システム",1,"発生",2,"部分更新・機能付加",0,"メニューにない対策（部分更新・機能付加）","11120",11120,"メニューにない対策（部分更新・機能付加）","部分更新・機能付加","空調システム（発生）"]
[null,null,11,"空調システム",1,"発生",3,"設備導入",1,"高効率ターボ冷凍機の導入","11131",11131,"高効率ターボ冷凍機の導入","設備導入","空調システム（発生）"]
[null,null,11,"空調システム",1,"発生",3,"設備導入",2,"熱回収ヒートポンプの導入","11132",11132,"熱回収ヒートポンプの導入","設備導入","空調システム（発生）"]
[null,null,11,"空調システム",1,"発生",3,"設備導入",3,"デシカント空調システムの導入","11133",11133,"デシカント空調システムの導入","設備導入","空調システム（発生）"]
[null,null,11,"空調システム",1,"発生",3,"設備導入",4,"高効率ヒートポンプチラーの導入（老朽化更新を含む）","11134",11134,"高効率ヒートポンプチラーの導入（老朽化更新を含む）","設備導入","空調システム（発生）"]
[null,null,11,"空調システム",1,"発生",3,"設備導入",5,"高効率パッケージエアコンの導入（老朽化更新を含む）","11135",11135,"高効率パッケージエアコンの導入（老朽化更新を含む）","設備導入","空調システム（発生）"]
[null,null,11,"空調システム",1,"発生",3,"設備導入",6,"その他の高効率熱源機（ボイラーを除く）の導入（セントラル空調方式）","11136",11136,"その他の高効率熱源機(ボイラーを除く)の導入(セントラル空調方式)","設備導入","空調システム（発生）"]
[null,null,11,"空調システム",1,"発生",3,"設備導入",0,"メニューにない対策（設備導入）","11130",11130,"メニューにない対策（設備導入）","設備導入","空調システム（発生）"]
[null,null,11,"空調システム",1,"発生",4,"燃料低炭素化",1,"再生可能エネルギー（地中熱、太陽熱等）利用空調設備の導入","11141",11141,"再生可能エネルギー（地中熱、太陽熱等）利用空調設備の導入","燃料低炭素化","空調システム（発生）"]
[null,null,11,"空調システム",1,"発生",4,"燃料低炭素化","-","高効率ヒートポンプチラーの導入（燃料転換）","1114-","-","高効率ヒートポンプチラーの導入（燃料転換）","燃料低炭素化","空調システム（発生）"]
[null,null,11,"空調システム",1,"発生",4,"燃料低炭素化","-","高効率パッケージエアコンの導入（燃料転換）","1114-","-","高効率パッケージエアコンの導入（燃料転換）","燃料低炭素化","空調システム（発生）"]
[null,null,11,"空調システム",1,"発生",4,"燃料低炭素化",0,"メニューにない対策（燃料低炭素化）","11140",11140,"メニューにない対策（燃料低炭素化）","燃料低炭素化","空調システム（発生）"]
[null,null,11,"空調システム",1,"発生",5,"電化",1,"高効率ヒートポンプチラーの導入","11151",11151,"高効率ヒートポンプチラーの導入","電化","空調システム（発生）"]
[null,null,11,"空調システム",1,"発生",5,"電化",2,"高効率パッケージエアコンの導入","11152",11152,"高効率パッケージエアコンの導入","電化","空調システム（発生）"]
[null,null,11,"空調システム",1,"発生",5,"電化",0,"メニューにない対策（電化）","11150",11150,"メニューにない対策（電化）","電化","空調システム（発生）"]
[null,null,11,"空調システム",1,"発生",6,"電力低炭素化","-","メニューにない対策（電力低炭素化）","1116-","11160_mr","メニューにない対策（電力低炭素化）","電力低炭素化","空調システム（発生）"]
[null,null,11,"空調システム",2,"移送",1,"運用改善",1,"空調室内機のフィルター、コイル等の清掃","11211",11211,"空調室内機のフィルター、コイル等の清掃","運用改善","空調システム（移送）"]
[null,null,11,"空調システム",2,"移送",1,"運用改善",0,"メニューにない対策（運用改善）","11210",11210,"メニューにない対策（運用改善）","運用改善","空調システム（移送）"]
[null,null,11,"空調システム",2,"移送",2,"部分更新・機能付加",1,"移送配管等の漏れ防止、断熱補修","11221",11221,"移送配管等の漏れ防止、断熱補修","部分更新・機能付加","空調システム（移送）"]
[null,null,11,"空調システム",2,"移送",2,"部分更新・機能付加","-","空調機・換気ファンの省エネファンベルト導入","1122-","-","空調機・換気ファンの省エネファンベルト導入","部分更新・機能付加","空調システム（移送）"]
[null,null,11,"空調システム",2,"移送",2,"部分更新・機能付加",3,"可変風量（VAV）制御方式の導入","11223",11223,"可変風量（VAV）制御方式の導入","部分更新・機能付加","空調システム（移送）"]
[null,null,11,"空調システム",2,"移送",2,"部分更新・機能付加",0,"メニューにない対策（部分更新・機能付加）","11220",11220,"メニューにない対策（部分更新・機能付加）","部分更新・機能付加","空調システム（移送）"]
[null,null,11,"空調システム",2,"移送",3,"設備導入",1,"大温度差送風・送水システムの導入","11231",11231,"大温度差送風・送水システムの導入","設備導入","空調システム（移送）"]
[null,null,11,"空調システム",2,"移送",3,"設備導入","-","高効率ファン（プラグファン等）の導入","1123-","-","高効率ファン（プラグファン等）の導入","設備導入","空調システム（移送）"]
[null,null,11,"空調システム",2,"移送",3,"設備導入",0,"メニューにない対策（設備導入）","11230",11230,"メニューにない対策（設備導入）","設備導入","空調システム（移送）"]
[null,null,11,"空調システム",2,"移送",4,"燃料低炭素化","-","メニューにない対策（燃料低炭素化）","1124-","11240_tq","メニューにない対策（燃料低炭素化）","燃料低炭素化","空調システム（移送）"]
[null,null,11,"空調システム",2,"移送",5,"電化","-","メニューにない対策（電化）","1125-","11250_iz","メニューにない対策（電化）","電化","空調システム（移送）"]
[null,null,11,"空調システム",2,"移送",6,"電力低炭素化","-","メニューにない対策（電力低炭素化）","1126-","11260_sm","メニューにない対策（電力低炭素化）","電力低炭素化","空調システム（移送）"]
[null,null,11,"空調システム",3,"消費",1,"運用改善",1,"空調・換気不要時の空調・換気停止、運転時間短縮","11311",11311,"空調・換気不要時の空調・換気停止、運転時間短縮","運用改善","空調システム（消費）"]
[null,null,11,"空調システム",3,"消費",1,"運用改善",2,"外気取り入れ量の縮小・停止","11312",11312,"外気取り入れ量の縮小・停止","運用改善","空調システム（消費）"]
[null,null,11,"空調システム",3,"消費",1,"運用改善",3,"冷房時の再熱運転の停止","11313",11313,"冷房時の再熱運転の停止","運用改善","空調システム（消費）"]
[null,null,11,"空調システム",3,"消費",1,"運用改善",4,"夜間等の冷気取入れ（ナイトパージ）","11314",11314,"夜間等の冷気取入れ（ナイトパージ）","運用改善","空調システム（消費）"]
[null,null,11,"空調システム",3,"消費",1,"運用改善",5,"冷暖房ミキシングロスの防止","11315",11315,"冷暖房ミキシングロスの防止","運用改善","空調システム（消費）"]
[null,null,11,"空調システム",3,"消費",1,"運用改善",6,"冷暖房設定温度・湿度の緩和","11316",11316,"冷暖房設定温度・湿度の緩和","運用改善","空調システム（消費）"]
[null,null,11,"空調システム",3,"消費",1,"運用改善",7,"全熱交換器の有効利用","11317",11317,"全熱交換器の有効利用","運用改善","空調システム（消費）"]
[null,null,11,"空調システム",3,"消費",1,"運用改善",0,"メニューにない対策（運用改善）","11310",11310,"メニューにない対策（運用改善）","運用改善","空調システム（消費）"]
[null,null,11,"空調システム",3,"消費",2,"部分更新・機能付加",1,"空調・換気のスケジュール運転・断続運転制御の導入","11321",11321,"空調・換気のスケジュール運転・断続運転制御の導入","部分更新・機能付加","空調システム（消費）"]
[null,null,11,"空調システム",3,"消費",2,"部分更新・機能付加",2,"センサーを利用した外気量自動制御システムの導入","11322",11322,"センサーを利用した外気量自動制御システムの導入","部分更新・機能付加","空調システム（消費）"]
[null,null,11,"空調システム",3,"消費",2,"部分更新・機能付加",3,"外気冷房空調システムの導入（中間期に送風のみ）","11323",11323,"外気冷房空調システムの導入（中間期に送風のみ）","部分更新・機能付加","空調システム（消費）"]
[null,null,11,"空調システム",3,"消費",2,"部分更新・機能付加",4,"直接噴霧加湿による加湿蒸気量の低減","11324",11324,"直接噴霧加湿による加湿蒸気量の低減","部分更新・機能付加","空調システム（消費）"]
[null,null,11,"空調システム",3,"消費",2,"部分更新・機能付加",5,"空調ゾーニング細分化、発熱源の断熱強化","11325",11325,"空調ゾーニング細分化、発熱源の断熱強化","部分更新・機能付加","空調システム（消費）"]
[null,null,11,"空調システム",3,"消費",2,"部分更新・機能付加",6,"屋根の断熱性・遮熱性向上（遮熱塗料、散水等）","11326",11326,"屋根の断熱性・遮熱性向上（遮熱塗料、散水等）","部分更新・機能付加","空調システム（消費）"]
[null,null,11,"空調システム",3,"消費",2,"部分更新・機能付加",7,"窓の断熱性・遮熱性向上（フィルム、塗料、ガラス、ブラインド等）","11327",11327,"窓の断熱性・遮熱性向上（フィルム、塗料、ガラス、ブラインド等）","部分更新・機能付加","空調システム（消費）"]
[null,null,11,"空調システム",3,"消費",2,"部分更新・機能付加",8,"その他の建物断熱性・遮熱性の向上","11328",11328,"その他の建物断熱性・遮熱性の向上","部分更新・機能付加","空調システム（消費）"]
[null,null,11,"空調システム",3,"消費",2,"部分更新・機能付加",0,"メニューにない対策（部分更新・機能付加）","11320",11320,"メニューにない対策（部分更新・機能付加）","部分更新・機能付加","空調システム（消費）"]
[null,null,11,"空調システム",3,"消費",3,"設備導入",1,"全熱交換器の導入","11331",11331,"全熱交換器の導入","設備導入","空調システム（消費）"]
[null,null,11,"空調システム",3,"消費",3,"設備導入",2,"置換空調・成層空調システムの導入","11332",11332,"置換空調・成層空調システムの導入","設備導入","空調システム（消費）"]
[null,null,11,"空調システム",3,"消費",3,"設備導入",3,"高性能窓システム（エアフローウィンドー等）の導入","11333",11333,"高性能窓システム（エアフローウィンドー等）の導入","設備導入","空調システム（消費）"]
[null,null,11,"空調システム",3,"消費",3,"設備導入",0,"メニューにない対策（設備導入）","11330",11330,"メニューにない対策（設備導入）","設備導入","空調システム（消費）"]
[null,null,11,"空調システム",3,"消費",4,"燃料低炭素化","-","メニューにない対策（燃料低炭素化）","1134-","11340_pr","メニューにない対策（燃料低炭素化）","燃料低炭素化","空調システム（消費）"]
[null,null,11,"空調システム",3,"消費",5,"電化","-","メニューにない対策（電化）",{"$f":"C68&E68&G68&I68","v":"1135-"},"11350_fx","メニューにない対策（電化）","電化","空調システム（消費）"]
[null,null,11,"空調システム",3,"消費",6,"電力低炭素化","-","メニューにない対策（電力低炭素化）","1136-","11360_rp","メニューにない対策（電力低炭素化）","電力低炭素化","空調システム（消費）"]
[null,null,12,"蒸気システム",1,"発生",1,"運用改善",1,"ボイラーの不要時停止","12111",12111,"ボイラーの不要時停止","運用改善","蒸気システム（発生）"]
[null,null,12,"蒸気システム",1,"発生",1,"運用改善",2,"高効率ボイラーの優先運転（運転台数の削減）","12112",12112,"高効率ボイラーの優先運転（運転台数の削減）","運用改善","蒸気システム（発生）"]
[null,null,12,"蒸気システム",1,"発生",1,"運用改善",3,"ボイラーの運転圧力調整","12113",12113,"ボイラーの運転圧力調整","運用改善","蒸気システム（発生）"]
[null,null,12,"蒸気システム",1,"発生",1,"運用改善",4,"ボイラーの燃焼空気比改善","12114",12114,"ボイラーの燃焼空気比改善","運用改善","蒸気システム（発生）"]
[null,null,12,"蒸気システム",1,"発生",1,"運用改善",5,"バーナーチップの清掃・交換","12115",12115,"バーナーチップの清掃・交換","運用改善","蒸気システム（発生）"]
[null,null,12,"蒸気システム",1,"発生",1,"運用改善",6,"ボイラーのブロー量の適正化","12116",12116,"ボイラーのブロー量の適正化","運用改善","蒸気システム（発生）"]
[null,null,12,"蒸気システム",1,"発生",1,"運用改善",7,"ボイラーの停止時間の電源遮断","12117",12117,"ボイラーの停止時間の電源遮断","運用改善","蒸気システム（発生）"]
[null,null,12,"蒸気システム",1,"発生",1,"運用改善",0,"メニューにない対策（運用改善）","12110",12110,"メニューにない対策（運用改善）","運用改善","蒸気システム（発生）"]
[null,null,12,"蒸気システム",1,"発生",2,"部分更新・機能付加",1,"給水タンク等の保温","12121",12121,"給水タンク等の保温","部分更新・機能付加","蒸気システム（発生）"]
[null,null,12,"蒸気システム",1,"発生",2,"部分更新・機能付加",2,"ボイラー排ガス利用による高効率化（給水予熱、燃焼空気予熱等）","12122",12122,"ボイラー排ガス利用による高効率化（給水予熱、燃焼空気予熱等）","部分更新・機能付加","蒸気システム（発生）"]
[null,null,12,"蒸気システム",1,"発生",2,"部分更新・機能付加",3,"ブロー水の顕熱回収（給水予熱装置の導入）","12123",12123,"ブロー水の顕熱回収（給水予熱装置の導入）","部分更新・機能付加","蒸気システム（発生）"]
[null,null,12,"蒸気システム",1,"発生",2,"部分更新・機能付加",4,"中小型ボイラーの省エネ燃焼システムの導入","12124",12124,"中小型ボイラーの省エネ燃焼システムの導入","部分更新・機能付加","蒸気システム（発生）"]
[null,null,12,"蒸気システム",1,"発生",2,"部分更新・機能付加",5,"ボイラー本体の断熱保温","12125",12125,"ボイラー本体の断熱保温","部分更新・機能付加","蒸気システム（発生）"]
[null,null,12,"蒸気システム",1,"発生",2,"部分更新・機能付加",0,"メニューにない対策（部分更新・機能付加）","12120",12120,"メニューにない対策（部分更新・機能付加）","部分更新・機能付加","蒸気システム（発生）"]
[null,null,12,"蒸気システム",1,"発生",3,"設備導入",1,"高効率ボイラーの導入（潜熱回収型等）","12131",12131,"高効率ボイラーの導入（潜熱回収型等）","設備導入","蒸気システム（発生）"]
[null,null,12,"蒸気システム",1,"発生",3,"設備導入",0,"メニューにない対策（設備導入）","12130",12130,"メニューにない対策（設備導入）","設備導入","蒸気システム（発生）"]
[null,null,12,"蒸気システム",1,"発生",4,"燃料低炭素化","-","高温ヒートポンプの導入","1214-","-","高温ヒートポンプの導入","燃料低炭素化","蒸気システム（発生）"]
[null,null,12,"蒸気システム",1,"発生",4,"燃料低炭素化",2,"燃料転換（重油焚きからガス焚きボイラー）","12142",12142,"燃料転換（重油焚きからガス焚きボイラー）","燃料低炭素化","蒸気システム（発生）"]
[null,null,12,"蒸気システム",1,"発生",4,"燃料低炭素化",3,"燃料転換（重油焚きからガス焚きボイラー以外）","12143",12143,"燃料転換（重油焚きからガス焚きボイラー以外）","燃料低炭素化","蒸気システム（発生）"]
[null,null,12,"蒸気システム",1,"発生",4,"燃料低炭素化",4,"バイオマスボイラーの導入（給湯用を除く）","12144",12144,"バイオマスボイラーの導入（給湯用を除く）","燃料低炭素化","蒸気システム（発生）"]
[null,null,12,"蒸気システム",1,"発生",4,"燃料低炭素化",0,"メニューにない対策（燃料低炭素化）","12140",12140,"メニューにない対策（燃料低炭素化）","燃料低炭素化","蒸気システム（発生）"]
[null,null,12,"蒸気システム",1,"発生",5,"電化",1,"高温ヒートポンプの導入","12151",12151,"高温ヒートポンプの導入","電化","蒸気システム（発生）"]
[null,null,12,"蒸気システム",1,"発生",5,"電化",0,"メニューにない対策（電化）","12150",12150,"メニューにない対策（電化）","電化","蒸気システム（発生）"]
[null,null,12,"蒸気システム",1,"発生",6,"電力低炭素化","-","メニューにない対策（電力低炭素化）","1216-","12160_fs","メニューにない対策（電力低炭素化）","電力低炭素化","蒸気システム（発生）"]
[null,null,12,"蒸気システム",2,"移送",1,"運用改善",0,"メニューにない対策（運用改善）","12210",12210,"メニューにない対策（運用改善）","運用改善","蒸気システム（移送）"]
[null,null,12,"蒸気システム",2,"移送",2,"部分更新・機能付加",1,"蒸気配管経路の見直し","12221",12221,"蒸気配管経路の見直し","部分更新・機能付加","蒸気システム（移送）"]
[null,null,12,"蒸気システム",2,"移送",2,"部分更新・機能付加",2,"蒸気配管・蒸気バルブ・フランジ等の断熱強化","12222",12222,"蒸気配管・蒸気バルブ・フランジ等の断熱強化","部分更新・機能付加","蒸気システム（移送）"]
[null,null,12,"蒸気システム",2,"移送",2,"部分更新・機能付加",3,"蒸気漏れの配管・継手・バルブ類の管理・更新","12223",12223,"蒸気漏れの配管・継手・バルブ類の管理・更新","部分更新・機能付加","蒸気システム（移送）"]
[null,null,12,"蒸気システム",2,"移送",2,"部分更新・機能付加",4,"スチームトラップとドレン回収装置の管理・更新","12224",12224,"スチームトラップとドレン回収装置の管理・更新","部分更新・機能付加","蒸気システム（移送）"]
[null,null,12,"蒸気システム",2,"移送",2,"部分更新・機能付加",0,"メニューにない対策（部分更新・機能付加）","12220",12220,"メニューにない対策（部分更新・機能付加）","部分更新・機能付加","蒸気システム（移送）"]
[null,null,12,"蒸気システム",2,"移送",3,"設備導入",1,"蒸気減圧ラインへのタービン設置による動力回収","12231",12231,"蒸気減圧ラインへのタービン設置による動力回収","設備導入","蒸気システム（移送）"]
[null,null,12,"蒸気システム",2,"移送",3,"設備導入",0,"メニューにない対策（設備導入）","12230",12230,"メニューにない対策（設備導入）","設備導入","蒸気システム（移送）"]
[null,null,12,"蒸気システム",2,"移送",4,"燃料低炭素化","-","メニューにない対策（燃料低炭素化）","1224-","12240_ye","メニューにない対策（燃料低炭素化）","燃料低炭素化","蒸気システム（移送）"]
[null,null,12,"蒸気システム",2,"移送",5,"電化","-","メニューにない対策（電化）","1225-","12250_ab","メニューにない対策（電化）","電化","蒸気システム（移送）"]
[null,null,12,"蒸気システム",2,"移送",6,"電力低炭素化","-","メニューにない対策（電力低炭素化）","1226-","12260_mv","メニューにない対策（電力低炭素化）","電力低炭素化","蒸気システム（移送）"]
[null,null,12,"蒸気システム",3,"消費",1,"運用改善",1,"利用蒸気の温度・蒸気圧の低減","12311",12311,"利用蒸気の温度・蒸気圧の低減","運用改善","蒸気システム（消費）"]
[null,null,12,"蒸気システム",3,"消費",1,"運用改善",0,"メニューにない対策（運用改善）","12310",12310,"メニューにない対策（運用改善）","運用改善","蒸気システム（消費）"]
[null,null,12,"蒸気システム",3,"消費",2,"部分更新・機能付加",1,"ドレン水回収設備・フラッシュ蒸気利用設備の導入","12321",12321,"ドレン水回収設備・フラッシュ蒸気利用設備の導入","部分更新・機能付加","蒸気システム（消費）"]
[null,null,12,"蒸気システム",3,"消費",2,"部分更新・機能付加",2,"蒸気使用機器の断熱保温","12322",12322,"蒸気使用機器の断熱保温","部分更新・機能付加","蒸気システム（消費）"]
[null,null,12,"蒸気システム",3,"消費",2,"部分更新・機能付加",0,"メニューにない対策（部分更新・機能付加）","12320",12320,"メニューにない対策（部分更新・機能付加）","部分更新・機能付加","蒸気システム（消費）"]
[null,null,12,"蒸気システム",3,"消費",3,"設備導入",0,"メニューにない対策（設備導入）","12330",12330,"メニューにない対策（設備導入）","設備導入","蒸気システム（消費）"]
[null,null,12,"蒸気システム",3,"消費",4,"燃料低炭素化",0,"メニューにない対策（燃料低炭素化）","12340",12340,"メニューにない対策（燃料低炭素化）","燃料低炭素化","蒸気システム（消費）"]
[null,null,12,"蒸気システム",3,"消費",5,"電化","-","メニューにない対策（電化）","1235-","12350_wn","メニューにない対策（電化）","電化","蒸気システム（消費）"]
[null,null,12,"蒸気システム",3,"消費",6,"電力低炭素化","-","メニューにない対策（電力低炭素化）","1236-","12360_ae","メニューにない対策（電力低炭素化）","電力低炭素化","蒸気システム（消費）"]
[null,null,13,"冷却水システム",1,"発生",1,"運用改善","-","冷却水設定温度・流量の適正化","1311-","-","冷却水設定温度・流量の適正化","運用改善","冷却水システム（発生）"]
[null,null,13,"冷却水システム",1,"発生",1,"運用改善","-","吸収式冷凍機の燃焼空気比改善","1311-","-","吸収式冷凍機の燃焼空気比改善","運用改善","冷却水システム（発生）"]
[null,null,13,"冷却水システム",1,"発生",1,"運用改善",0,"メニューにない対策（運用改善）","13110",13110,"メニューにない対策（運用改善）","運用改善","冷却水システム（発生）"]
[null,null,13,"冷却水システム",1,"発生",2,"部分更新・機能付加","-","冷却塔ファンのインバータ制御機能の追加","1312-","-","冷却塔ファンのインバータ制御機能の追加","部分更新・機能付加","冷却水システム（発生）"]
[null,null,13,"冷却水システム",1,"発生",2,"部分更新・機能付加","-","フリークーリング制御機能の追加","1312-","-","フリークーリング制御機能の追加","部分更新・機能付加","冷却水システム（発生）"]
[null,null,13,"冷却水システム",1,"発生",2,"部分更新・機能付加",0,"メニューにない対策（部分更新・機能付加）","13120",13120,"メニューにない対策（部分更新・機能付加）","部分更新・機能付加","冷却水システム（発生）"]
[null,null,13,"冷却水システム",1,"発生",3,"設備導入","-","省エネ型の冷却塔の導入","1313-","-","省エネ型の冷却塔の導入","設備導入","冷却水システム（発生）"]
[null,null,13,"冷却水システム",1,"発生",3,"設備導入","-","熱回収ヒートポンプの導入","1313-","-","熱回収ヒートポンプの導入","設備導入","冷却水システム（発生）"]
[null,null,13,"冷却水システム",1,"発生",3,"設備導入","-","高効率チラーの導入","1313-","-","高効率チラーの導入","設備導入","冷却水システム（発生）"]
[null,null,13,"冷却水システム",1,"発生",3,"設備導入",0,"メニューにない対策（設備導入）","13130",13130,"メニューにない対策（設備導入）","設備導入","冷却水システム（発生）"]
[null,null,13,"冷却水システム",1,"発生",4,"燃料低炭素化","-","メニューにない対策（燃料低炭素化）","1314-","13140_ew","メニューにない対策（燃料低炭素化）","燃料低炭素化","冷却水システム（発生）"]
[null,null,13,"冷却水システム",1,"発生",5,"電化","-","メニューにない対策（電化）","1315-","13150_ip","メニューにない対策（電化）","電化","冷却水システム（発生）"]
[null,null,13,"冷却水システム",1,"発生",6,"電力低炭素化","-","メニューにない対策（電力低炭素化）","1316-","13160_yk","メニューにない対策（電力低炭素化）","電力低炭素化","冷却水システム（発生）"]
[null,null,13,"冷却水システム",2,"移送",1,"運用改善",0,"メニューにない対策（運用改善）","13210",13210,"メニューにない対策（運用改善）","運用改善","冷却水システム（移送）"]
[null,null,13,"冷却水システム",2,"移送",2,"部分更新・機能付加",0,"メニューにない対策（部分更新・機能付加）","13220",13220,"メニューにない対策（部分更新・機能付加）","部分更新・機能付加","冷却水システム（移送）"]
[null,null,13,"冷却水システム",2,"移送",3,"設備導入",0,"メニューにない対策（設備導入）","13230",13230,"メニューにない対策（設備導入）","設備導入","冷却水システム（移送）"]
[null,null,13,"冷却水システム",2,"移送",4,"燃料低炭素化","-","メニューにない対策（燃料低炭素化）","1324-","13240_zh","メニューにない対策（燃料低炭素化）","燃料低炭素化","冷却水システム（移送）"]
[null,null,13,"冷却水システム",2,"移送",5,"電化","-","メニューにない対策（電化）","1325-","13250_iu","メニューにない対策（電化）","電化","冷却水システム（移送）"]
[null,null,13,"冷却水システム",2,"移送",6,"電力低炭素化","-","メニューにない対策（電力低炭素化）",{"$f":"C132&E132&G132&I132","v":"1326-"},"13260_ha","メニューにない対策（電力低炭素化）","電力低炭素化","冷却水システム（移送）"]
[null,null,13,"冷却水システム",3,"消費",1,"運用改善",0,"メニューにない対策（運用改善）","13310",13310,"メニューにない対策（運用改善）","運用改善","冷却水システム（消費）"]
[null,null,13,"冷却水システム",3,"消費",2,"部分更新・機能付加",0,"メニューにない対策（部分更新・機能付加）","13320",13320,"メニューにない対策（部分更新・機能付加）","部分更新・機能付加","冷却水システム（消費）"]
[null,null,13,"冷却水システム",3,"消費",3,"設備導入",0,"メニューにない対策（設備導入）","13330",13330,"メニューにない対策（設備導入）","設備導入","冷却水システム（消費）"]
[null,null,13,"冷却水システム",3,"消費",4,"燃料低炭素化","-","メニューにない対策（燃料低炭素化）","1334-","13340_hv","メニューにない対策（燃料低炭素化）","燃料低炭素化","冷却水システム（消費）"]
[null,null,13,"冷却水システム",3,"消費",5,"電化","-","メニューにない対策（電化）","1335-","13350_gk","メニューにない対策（電化）","電化","冷却水システム（消費）"]
[null,null,13,"冷却水システム",3,"消費",6,"電力低炭素化","-","メニューにない対策（電力低炭素化）","1336-","13360_av","メニューにない対策（電力低炭素化）","電力低炭素化","冷却水システム（消費）"]
[null,null,14,"圧空システム",1,"発生",1,"運用改善",1,"コンプレッサーの吐出圧の低減","14111",14111,"コンプレッサーの吐出圧の低減","運用改善","圧空システム（発生）"]
[null,null,14,"圧空システム",1,"発生",1,"運用改善",2,"コンプレッサーの運転時間短縮、不要時停止","14112",14112,"コンプレッサーの運転時間短縮、不要時停止","運用改善","圧空システム（発生）"]
[null,null,14,"圧空システム",1,"発生",1,"運用改善",3,"コンプレッサーの台数制御装置のパラメータ設定変更","14113",14113,"コンプレッサーの台数制御装置のパラメータ設定変更","運用改善","圧空システム（発生）"]
[null,null,14,"圧空システム",1,"発生",1,"運用改善",4,"コンプレッサーのフィルター等の清掃","14114",14114,"コンプレッサーのフィルター等の清掃","運用改善","圧空システム（発生）"]
[null,null,14,"圧空システム",1,"発生",1,"運用改善",0,"メニューにない対策（運用改善）","14110",14110,"メニューにない対策（運用改善）","運用改善","圧空システム（発生）"]
[null,null,14,"圧空システム",1,"発生",2,"部分更新・機能付加",1,"コンプレッサーの吸気温度の低温化","14121",14121,"コンプレッサーの吸気温度の低温化","部分更新・機能付加","圧空システム（発生）"]
[null,null,14,"圧空システム",1,"発生",2,"部分更新・機能付加",2,"コンプレッサー排熱の有効利用","14122",14122,"コンプレッサー排熱の有効利用","部分更新・機能付加","圧空システム（発生）"]
[null,null,14,"圧空システム",1,"発生",2,"部分更新・機能付加",3,"コンプレッサーの台数制御システムの導入","14123",14123,"コンプレッサーの台数制御システムの導入","部分更新・機能付加","圧空システム（発生）"]
[null,null,14,"圧空システム",1,"発生",2,"部分更新・機能付加",0,"メニューにない対策（部分更新・機能付加）","14120",14120,"メニューにない対策（部分更新・機能付加）","部分更新・機能付加","圧空システム（発生）"]
[null,null,14,"圧空システム",1,"発生",3,"設備導入",1,"適正容量の高効率コンプレッサー（インバータ等）の導入","14131",14131,"適正容量の高効率コンプレッサー（インバータ等）の導入","設備導入","圧空システム（発生）"]
[null,null,14,"圧空システム",1,"発生",3,"設備導入",2,"コンプレッサーからブロワーへの更新","14132",14132,"コンプレッサーからブロワーへの更新","設備導入","圧空システム（発生）"]
[null,null,14,"圧空システム",1,"発生",3,"設備導入",3,"熱回収式コンプレッサーの導入","14133",14133,"熱回収式コンプレッサーの導入","設備導入","圧空システム（発生）"]
[null,null,14,"圧空システム",1,"発生",3,"設備導入",0,"メニューにない対策（設備導入）","14130",14130,"メニューにない対策（設備導入）","設備導入","圧空システム（発生）"]
[null,null,14,"圧空システム",1,"発生",4,"燃料低炭素化","-","メニューにない対策（燃料低炭素化）","1414-","14140_xg","メニューにない対策（燃料低炭素化）","燃料低炭素化","圧空システム（発生）"]
[null,null,14,"圧空システム",1,"発生",5,"電化","-","メニューにない対策（電化）","1415-","14150_ex","メニューにない対策（電化）","電化","圧空システム（発生）"]
[null,null,14,"圧空システム",1,"発生",6,"電力低炭素化","-","メニューにない対策（電力低炭素化）","1416-","14160_xv","メニューにない対策（電力低炭素化）","電力低炭素化","圧空システム（発生）"]
[null,null,14,"圧空システム",2,"移送",1,"運用改善",1,"配管の空気漏れ対策","14211",14211,"配管の空気漏れ対策","運用改善","圧空システム（移送）"]
[null,null,14,"圧空システム",2,"移送",1,"運用改善",0,"メニューにない対策（運用改善）","14210",14210,"メニューにない対策（運用改善）","運用改善","圧空システム（移送）"]
[null,null,14,"圧空システム",2,"移送",2,"部分更新・機能付加",1,"配管ルートのループ化","14221",14221,"配管ルートのループ化","部分更新・機能付加","圧空システム（移送）"]
[null,null,14,"圧空システム",2,"移送",2,"部分更新・機能付加",2,"レシーバータンクの設置","14222",14222,"レシーバータンクの設置","部分更新・機能付加","圧空システム（移送）"]
[null,null,14,"圧空システム",2,"移送",2,"部分更新・機能付加",0,"メニューにない対策（部分更新・機能付加）","14220",14220,"メニューにない対策（部分更新・機能付加）","部分更新・機能付加","圧空システム（移送）"]
[null,null,14,"圧空システム",2,"移送",3,"設備導入",0,"メニューにない対策（設備導入）","14230",14230,"メニューにない対策（設備導入）","設備導入","圧空システム（移送）"]
[null,null,14,"圧空システム",2,"移送",4,"燃料低炭素化","-","メニューにない対策（燃料低炭素化）","1424-","14240_av","メニューにない対策（燃料低炭素化）","燃料低炭素化","圧空システム（移送）"]
[null,null,14,"圧空システム",2,"移送",5,"電化","-","メニューにない対策（電化）","1425-","14250_rn","メニューにない対策（電化）","電化","圧空システム（移送）"]
[null,null,14,"圧空システム",2,"移送",6,"電力低炭素化","-","メニューにない対策（電力低炭素化）","1426-","14260_eg","メニューにない対策（電力低炭素化）","電力低炭素化","圧空システム（移送）"]
[null,null,14,"圧空システム",3,"消費",1,"運用改善",0,"メニューにない対策（運用改善）","14310",14310,"メニューにない対策（運用改善）","運用改善","圧空システム（消費）"]
[null,null,14,"圧空システム",3,"消費",2,"部分更新・機能付加",1,"エアーブローのパルス化やノズルサイズ変更","14321",14321,"エアーブローのパルス化やノズルサイズ変更","部分更新・機能付加","圧空システム（消費）"]
[null,null,14,"圧空システム",3,"消費",2,"部分更新・機能付加",0,"メニューにない対策（部分更新・機能付加）","14320",14320,"メニューにない対策（部分更新・機能付加）","部分更新・機能付加","圧空システム（消費）"]
[null,null,14,"圧空システム",3,"消費",3,"設備導入",0,"メニューにない対策（設備導入）","14330",14330,"メニューにない対策（設備導入）","設備導入","圧空システム（消費）"]
[null,null,14,"圧空システム",3,"消費",4,"燃料低炭素化","-","メニューにない対策（燃料低炭素化）","1434-","14340_aw","メニューにない対策（燃料低炭素化）","燃料低炭素化","圧空システム（消費）"]
[null,null,14,"圧空システム",3,"消費",5,"電化","-","メニューにない対策（電化）","1435-","14350_iy","メニューにない対策（電化）","電化","圧空システム（消費）"]
[null,null,14,"圧空システム",3,"消費",6,"電力低炭素化","-","メニューにない対策（電力低炭素化）","1436-","14360_by","メニューにない対策（電力低炭素化）","電力低炭素化","圧空システム（消費）"]
[null,null,21,"照明設備",0,"――",1,"運用改善",1,"不要箇所・不要時間帯の消灯","21011",21011,"不要箇所・不要時間帯の消灯","運用改善","照明設備"]
[null,null,21,"照明設備",0,"――",1,"運用改善",2,"照明器具の清掃","21012",21012,"照明器具の清掃","運用改善","照明設備"]
[null,null,21,"照明設備",0,"――",1,"運用改善",0,"メニューにない対策（運用改善）","21010",21010,"メニューにない対策（運用改善）","運用改善","照明設備"]
[null,null,21,"照明設備",0,"――",2,"部分更新・機能付加",1,"照明スイッチの細分化（配線回路の分割）","21021",21021,"照明スイッチの細分化（配線回路の分割）","部分更新・機能付加","照明設備"]
[null,null,21,"照明設備",0,"――",2,"部分更新・機能付加",2,"照明制御機能（タイマー、センサー等）の追加","21022",21022,"照明制御機能（タイマー、センサー等）の追加","部分更新・機能付加","照明設備"]
[null,null,21,"照明設備",0,"――",2,"部分更新・機能付加",3,"タスクアンビエント方式の導入","21023",21023,"タスクアンビエント方式の導入","部分更新・機能付加","照明設備"]
[null,null,21,"照明設備",0,"――",2,"部分更新・機能付加",0,"メニューにない対策（部分更新・機能付加）","21020",21020,"メニューにない対策（部分更新・機能付加）","部分更新・機能付加","照明設備"]
[null,null,21,"照明設備",0,"――",3,"設備導入",1,"LED照明の導入","21031",21031,"LED照明の導入","設備導入","照明設備"]
[null,null,21,"照明設備",0,"――",3,"設備導入",2,"高効率照明（LED以外）の導入","21032",21032,"高効率照明（LED以外）の導入","設備導入","照明設備"]
[null,null,21,"照明設備",0,"――",3,"設備導入",3,"高効率誘導灯（LED等）の導入","21033",21033,"高効率誘導灯（LED等）の導入","設備導入","照明設備"]
[null,null,21,"照明設備",0,"――",3,"設備導入",0,"メニューにない対策（設備導入）","21030",21030,"メニューにない対策（設備導入）","設備導入","照明設備"]
[null,null,21,"照明設備",0,"――",4,"燃料低炭素化","-","メニューにない対策（燃料低炭素化）","2104-","21040_bp","メニューにない対策（燃料低炭素化）","燃料低炭素化","照明設備"]
[null,null,21,"照明設備",0,"――",5,"電化","-","メニューにない対策（電化）","2105-","21050_jr","メニューにない対策（電化）","電化","照明設備"]
[null,null,21,"照明設備",0,"――",6,"電力低炭素化","-","メニューにない対策（電力低炭素化）","2106-","21060_ga","メニューにない対策（電力低炭素化）","電力低炭素化","照明設備"]
[null,null,22,"受変電・配電設備",0,"――",1,"運用改善",1,"変圧器の統合（既存設備利用）","22011",22011,"変圧器の統合（既存設備利用）","運用改善","受変電・配電設備"]
[null,null,22,"受変電・配電設備",0,"――",1,"運用改善",2,"受変電室の換気ファン動作設定温度の見直し","22012",22012,"受変電室の換気ファン動作設定温度の見直し","運用改善","受変電・配電設備"]
[null,null,22,"受変電・配電設備",0,"――",1,"運用改善",0,"メニューにない対策（運用改善）","22010",22010,"メニューにない対策（運用改善）","運用改善","受変電・配電設備"]
[null,null,22,"受変電・配電設備",0,"――",2,"部分更新・機能付加",1,"変圧器の無負荷時遮断","22021",22021,"変圧器の無負荷時遮断","部分更新・機能付加","受変電・配電設備"]
[null,null,22,"受変電・配電設備",0,"――",2,"部分更新・機能付加",2,"力率改善制御（自動力率調整装置）の導入","22022",22022,"力率改善制御（自動力率調整装置）の導入","部分更新・機能付加","受変電・配電設備"]
[null,null,22,"受変電・配電設備",0,"――",2,"部分更新・機能付加",3,"デマンド制御の導入","22023",22023,"デマンド制御の導入","部分更新・機能付加","受変電・配電設備"]
[null,null,22,"受変電・配電設備",0,"――",2,"部分更新・機能付加",4,"負荷平準化用蓄電池の導入","22024",22024,"負荷平準化用蓄電池の導入","部分更新・機能付加","受変電・配電設備"]
[null,null,22,"受変電・配電設備",0,"――",2,"部分更新・機能付加",0,"メニューにない対策（部分更新・機能付加）","22020",22020,"メニューにない対策（部分更新・機能付加）","部分更新・機能付加","受変電・配電設備"]
[null,null,22,"受変電・配電設備",0,"――",3,"設備導入",1,"高効率変圧器の導入","22031",22031,"高効率変圧器の導入","設備導入","受変電・配電設備"]
[null,null,22,"受変電・配電設備",0,"――",3,"設備導入",2,"変圧器の統合（設備導入）","22032",22032,"変圧器の統合（設備導入）","設備導入","受変電・配電設備"]
[null,null,22,"受変電・配電設備",0,"――",3,"設備導入",3,"エネルギー損失の少ないコンデンサへの更新","22033",22033,"エネルギー損失の少ないコンデンサへの更新","設備導入","受変電・配電設備"]
[null,null,22,"受変電・配電設備",0,"――",3,"設備導入",0,"メニューにない対策（設備導入）",{"$f":"C196&E196&G196&I196","v":"22030"},22030,"メニューにない対策（設備導入）","設備導入","受変電・配電設備"]
[null,null,22,"受変電・配電設備",0,"――",4,"燃料低炭素化","-","メニューにない対策（燃料低炭素化）","2204-","22040_pc","メニューにない対策（燃料低炭素化）","燃料低炭素化","受変電・配電設備"]
[null,null,22,"受変電・配電設備",0,"――",5,"電化","-","メニューにない対策（電化）","2205-","22050_cd","メニューにない対策（電化）","電化","受変電・配電設備"]
[null,null,22,"受変電・配電設備",0,"――",6,"電力低炭素化","-","メニューにない対策（電力低炭素化）","2206-","22060_jy","メニューにない対策（電力低炭素化）","電力低炭素化","受変電・配電設備"]
[null,null,23,"OA機器",0,"――",1,"運用改善",1,"OA機器の待機電力削減","23011",23011,"OA機器の待機電力削減","運用改善","OA機器"]
[null,null,23,"OA機器",0,"――",1,"運用改善",2,"パソコンモニターの輝度調整","23012",23012,"パソコンモニターの輝度調整","運用改善","OA機器"]
[null,null,23,"OA機器",0,"――",1,"運用改善",0,"メニューにない対策（運用改善）","23010",23010,"メニューにない対策（運用改善）","運用改善","OA機器"]
[null,null,23,"OA機器",0,"――",2,"部分更新・機能付加",0,"メニューにない対策（部分更新・機能付加）","23020",23020,"メニューにない対策（部分更新・機能付加）","部分更新・機能付加","OA機器"]
[null,null,23,"OA機器",0,"――",3,"設備導入",1,"高効率OA機器の導入","23031",23031,"高効率OA機器の導入","設備導入","OA機器"]
[null,null,23,"OA機器",0,"――",3,"設備導入",0,"メニューにない対策（設備導入）","23030",23030,"メニューにない対策（設備導入）","設備導入","OA機器"]
[null,null,23,"OA機器",0,"――",4,"燃料低炭素化","-","メニューにない対策（燃料低炭素化）","2304-","23040_mj","メニューにない対策（燃料低炭素化）","燃料低炭素化","OA機器"]
[null,null,23,"OA機器",0,"――",5,"電化","-","メニューにない対策（電化）","2305-","23050_mx","メニューにない対策（電化）","電化","OA機器"]
[null,null,23,"OA機器",0,"――",6,"電力低炭素化","-","メニューにない対策（電力低炭素化）","2306-","23060_wn","メニューにない対策（電力低炭素化）","電力低炭素化","OA機器"]
[null,null,24,"電動機・ポンプ・ファン",0,"――",1,"運用改善",1,"ポンプ・ファン・ブロワーの不要時停止","24011",24011,"ポンプ・ファン・ブロワーの不要時停止","運用改善","電動機・ポンプ・ファン"]
[null,null,24,"電動機・ポンプ・ファン",0,"――",1,"運用改善",2,"ポンプ・ファン・ブロワーの流体洩れ対策の実施","24012",24012,"ポンプ・ファン・ブロワーの流体洩れ対策の実施","運用改善","電動機・ポンプ・ファン"]
[null,null,24,"電動機・ポンプ・ファン",0,"――",1,"運用改善",3,"インバータ設定値の見直し","24013",24013,"インバータ設定値の見直し","運用改善","電動機・ポンプ・ファン"]
[null,null,24,"電動機・ポンプ・ファン",0,"――",1,"運用改善",0,"メニューにない対策（運用改善）","24010",24010,"メニューにない対策（運用改善）","運用改善","電動機・ポンプ・ファン"]
[null,null,24,"電動機・ポンプ・ファン",0,"――",2,"部分更新・機能付加",1,"ポンプ・ファン・ブロワーの台数制御機能の追加","24021",24021,"ポンプ・ファン・ブロワーの台数制御機能の追加","部分更新・機能付加","電動機・ポンプ・ファン"]
[null,null,24,"電動機・ポンプ・ファン",0,"――",2,"部分更新・機能付加",2,"ポンプ・ファン等の回転数・流量・圧力調整（インバータ制御等）","24022",24022,"ポンプ・ファン等の回転数・流量・圧力調整（インバータ制御等）","部分更新・機能付加","電動機・ポンプ・ファン"]
[null,null,24,"電動機・ポンプ・ファン",0,"――",2,"部分更新・機能付加",3,"省エネファンベルトの導入","24023",24023,"省エネファンベルトの導入","部分更新・機能付加","電動機・ポンプ・ファン"]
[null,null,24,"電動機・ポンプ・ファン",0,"――",2,"部分更新・機能付加",4,"ファン吸込みダンパー制御の導入","24024",24024,"ファン吸込みダンパー制御の導入","部分更新・機能付加","電動機・ポンプ・ファン"]
[null,null,24,"電動機・ポンプ・ファン",0,"――",2,"部分更新・機能付加",5,"ファンのプーリーサイズの適正化","24025",24025,"ファンのプーリーサイズの適正化","部分更新・機能付加","電動機・ポンプ・ファン"]
[null,null,24,"電動機・ポンプ・ファン",0,"――",2,"部分更新・機能付加",0,"メニューにない対策（部分更新・機能付加）","24020",24020,"メニューにない対策（部分更新・機能付加）","部分更新・機能付加","電動機・ポンプ・ファン"]
[null,null,24,"電動機・ポンプ・ファン",0,"――",3,"設備導入",1,"適正容量の高効率ポンプ・ファン・ブロワーの導入","24031",24031,"適正容量の高効率ポンプ・ファン・ブロワーの導入","設備導入","電動機・ポンプ・ファン"]
[null,null,24,"電動機・ポンプ・ファン",0,"――",3,"設備導入",2,"プレミアム効率モーター（IE3）等の導入","24032",24032,"プレミアム効率モーター（IE3）等の導入","設備導入","電動機・ポンプ・ファン"]
[null,null,24,"電動機・ポンプ・ファン",0,"――",3,"設備導入",0,"メニューにない対策（設備導入）","24030",24030,"メニューにない対策（設備導入）","設備導入","電動機・ポンプ・ファン"]
[null,null,24,"電動機・ポンプ・ファン",0,"――",4,"燃料低炭素化","-","メニューにない対策（燃料低炭素化）","2404-","24040_ez","メニューにない対策（燃料低炭素化）","燃料低炭素化","電動機・ポンプ・ファン"]
[null,null,24,"電動機・ポンプ・ファン",0,"――",5,"電化","-","メニューにない対策（電化）","2405-","24050_bp","メニューにない対策（電化）","電化","電動機・ポンプ・ファン"]
[null,null,24,"電動機・ポンプ・ファン",0,"――",6,"電力低炭素化","-","メニューにない対策（電力低炭素化）","2406-","24060_ir","メニューにない対策（電力低炭素化）","電力低炭素化","電動機・ポンプ・ファン"]
[null,null,25,"工業炉",0,"――",1,"運用改善",1,"バーナーの管理による効率改善","25011",25011,"バーナーの管理による効率改善","運用改善","工業炉"]
[null,null,25,"工業炉",0,"――",1,"運用改善",2,"燃焼炉の空気比改善","25012",25012,"燃焼炉の空気比改善","運用改善","工業炉"]
[null,null,25,"工業炉",0,"――",1,"運用改善",3,"燃焼炉開口部からのリーク防止","25013",25013,"燃焼炉開口部からのリーク防止","運用改善","工業炉"]
[null,null,25,"工業炉",0,"――",1,"運用改善",4,"燃焼炉内圧力の適正化","25014",25014,"燃焼炉内圧力の適正化","運用改善","工業炉"]
[null,null,25,"工業炉",0,"――",1,"運用改善",5,"工業炉の待機時間短縮","25015",25015,"工業炉の待機時間短縮","運用改善","工業炉"]
[null,null,25,"工業炉",0,"――",1,"運用改善",6,"工業炉の作業休止時における付帯設備の停止","25016",25016,"工業炉の作業休止時における付帯設備の停止","運用改善","工業炉"]
[null,null,25,"工業炉",0,"――",1,"運用改善",0,"メニューにない対策（運用改善）","25010",25010,"メニューにない対策（運用改善）","運用改善","工業炉"]
[null,null,25,"工業炉",0,"――",2,"部分更新・機能付加",1,"燃焼炉の排ガスの熱回収","25021",25021,"燃焼炉の排ガスの熱回収","部分更新・機能付加","工業炉"]
[null,null,25,"工業炉",0,"――",2,"部分更新・機能付加",2,"工業炉の断熱・保温の強化","25022",25022,"工業炉の断熱・保温の強化","部分更新・機能付加","工業炉"]
[null,null,25,"工業炉",0,"――",2,"部分更新・機能付加",3,"リジェネレイティブバーナーへの更新","25023",25023,"リジェネレイティブバーナーへの更新","部分更新・機能付加","工業炉"]
[null,null,25,"工業炉",0,"――",2,"部分更新・機能付加",0,"メニューにない対策（部分更新・機能付加）","25020",25020,"メニューにない対策（部分更新・機能付加）","部分更新・機能付加","工業炉"]
[null,null,25,"工業炉",0,"――",3,"設備導入",0,"メニューにない対策（設備導入）","25030",25030,"メニューにない対策（設備導入）","設備導入","工業炉"]
[null,null,25,"工業炉",0,"――",4,"燃料低炭素化",1,"工業炉の燃料低炭素化","25041",25041,"工業炉の燃料低炭素化","燃料低炭素化","工業炉"]
[null,null,25,"工業炉",0,"――",4,"燃料低炭素化",0,"メニューにない対策（燃料低炭素化）","25040",25040,"メニューにない対策（燃料低炭素化）","燃料低炭素化","工業炉"]
[null,null,25,"工業炉",0,"――",5,"電化",1,"燃焼加熱式設備から遠赤外線加熱式設備への更新","25051",25051,"燃焼加熱式設備から遠赤外線加熱式設備への更新","電化","工業炉"]
[null,null,25,"工業炉",0,"――",5,"電化",0,"メニューにない対策（電化）","25050",25050,"メニューにない対策（電化）","電化","工業炉"]
[null,null,25,"工業炉",0,"――",6,"電力低炭素化","-","メニューにない対策（電力低炭素化）","2506-","25060_xi","メニューにない対策（電力低炭素化）","電力低炭素化","工業炉"]
[null,null,26,"冷凍・冷蔵設備",0,"――",1,"運用改善",1,"冷凍・冷蔵設備の設定温度の変更","26011",26011,"冷凍・冷蔵設備の設定温度の変更","運用改善","冷凍・冷蔵設備"]
[null,null,26,"冷凍・冷蔵設備",0,"――",1,"運用改善",2,"冷凍設備低負荷時のファンの停止","26012",26012,"冷凍設備低負荷時のファンの停止","運用改善","冷凍・冷蔵設備"]
[null,null,26,"冷凍・冷蔵設備",0,"――",1,"運用改善",3,"デフロスト間隔の延長","26013",26013,"デフロスト間隔の延長","運用改善","冷凍・冷蔵設備"]
[null,null,26,"冷凍・冷蔵設備",0,"――",1,"運用改善",4,"冷凍・冷蔵設備の冷凍機の負荷低減","26014",26014,"冷凍・冷蔵設備の冷凍機の負荷低減","運用改善","冷凍・冷蔵設備"]
[null,null,26,"冷凍・冷蔵設備",0,"――",1,"運用改善",5,"冷凍・冷蔵設備の不要時停止","26015",26015,"冷凍・冷蔵設備の不要時停止","運用改善","冷凍・冷蔵設備"]
[null,null,26,"冷凍・冷蔵設備",0,"――",1,"運用改善",6,"冷凍・冷蔵設備の防露ヒーター通電制御","26016",26016,"冷凍・冷蔵設備の防露ヒーター通電制御","運用改善","冷凍・冷蔵設備"]
[null,null,26,"冷凍・冷蔵設備",0,"――",1,"運用改善",7,"コンデンシングユニット（室外機）のフィンの清掃・洗浄","26017",26017,"コンデンシングユニット（室外機）のフィンの清掃・洗浄","運用改善","冷凍・冷蔵設備"]
[null,null,26,"冷凍・冷蔵設備",0,"――",1,"運用改善",8,"冷凍・冷蔵設備の冷却能力の回復","26018",26018,"冷凍・冷蔵設備の冷却能力の回復","運用改善","冷凍・冷蔵設備"]
[null,null,26,"冷凍・冷蔵設備",0,"――",1,"運用改善",0,"メニューにない対策（運用改善）","26010",26010,"メニューにない対策（運用改善）","運用改善","冷凍・冷蔵設備"]
[null,null,26,"冷凍・冷蔵設備",0,"――",2,"部分更新・機能付加",1,"ショーケースナイトカバーの設置","26021",26021,"ショーケースナイトカバーの設置","部分更新・機能付加","冷凍・冷蔵設備"]
[null,null,26,"冷凍・冷蔵設備",0,"――",2,"部分更新・機能付加",2,"冷凍・冷蔵設備におけるエアーカーテンの設置","26022",26022,"冷凍・冷蔵設備におけるエアーカーテンの設置","部分更新・機能付加","冷凍・冷蔵設備"]
[null,null,26,"冷凍・冷蔵設備",0,"――",2,"部分更新・機能付加",3,"冷凍・冷蔵設備の照明のLED化","26023",26023,"冷凍・冷蔵設備の照明のLED化","部分更新・機能付加","冷凍・冷蔵設備"]
[null,null,26,"冷凍・冷蔵設備",0,"――",2,"部分更新・機能付加",4,"冷凍・冷蔵設備の断熱強化","26024",26024,"冷凍・冷蔵設備の断熱強化","部分更新・機能付加","冷凍・冷蔵設備"]
[null,null,26,"冷凍・冷蔵設備",0,"――",2,"部分更新・機能付加",5,"ショーケース用キャノピー照明の設置（棚照明の消灯）","26025",26025,"ショーケース用キャノピー照明の設置（棚照明の消灯）","部分更新・機能付加","冷凍・冷蔵設備"]
[null,null,26,"冷凍・冷蔵設備",0,"――",2,"部分更新・機能付加",0,"メニューにない対策（部分更新・機能付加）","26020",26020,"メニューにない対策（部分更新・機能付加）","部分更新・機能付加","冷凍・冷蔵設備"]
[null,null,26,"冷凍・冷蔵設備",0,"――",3,"設備導入",1,"高効率冷凍・冷蔵設備の導入","26031",26031,"高効率冷凍・冷蔵設備の導入","設備導入","冷凍・冷蔵設備"]
[null,null,26,"冷凍・冷蔵設備",0,"――",3,"設備導入",0,"メニューにない対策（設備導入）","26030",26030,"メニューにない対策（設備導入）","設備導入","冷凍・冷蔵設備"]
[null,null,26,"冷凍・冷蔵設備",0,"――",4,"燃料低炭素化","-","メニューにない対策（燃料低炭素化）","2604-","26040_dw","メニューにない対策（燃料低炭素化）","燃料低炭素化","冷凍・冷蔵設備"]
[null,null,26,"冷凍・冷蔵設備",0,"――",5,"電化","-","メニューにない対策（電化）",{"$f":"C260&E260&G260&I260","v":"2605-"},"26050_ht","メニューにない対策（電化）","電化","冷凍・冷蔵設備"]
[null,null,26,"冷凍・冷蔵設備",0,"――",6,"電力低炭素化","-","メニューにない対策（電力低炭素化）","2606-","26060_vj","メニューにない対策（電力低炭素化）","電力低炭素化","冷凍・冷蔵設備"]
[null,null,27,"排水処理設備",0,"――",1,"運用改善",1,"曝気用ブロワーの操業に応じた運転停止","27011",27011,"曝気用ブロワーの操業に応じた運転停止","運用改善","排水処理設備"]
[null,null,27,"排水処理設備",0,"――",1,"運用改善",0,"メニューにない対策（運用改善）","27010",27010,"メニューにない対策（運用改善）","運用改善","排水処理設備"]
[null,null,27,"排水処理設備",0,"――",2,"部分更新・機能付加","-","曝気用ルーツブロワのインバータ制御の導入","2702-","-","曝気用ルーツブロワのインバータ制御の導入","部分更新・機能付加","排水処理設備"]
[null,null,27,"排水処理設備",0,"――",2,"部分更新・機能付加",0,"メニューにない対策（部分更新・機能付加）","27020",27020,"メニューにない対策（部分更新・機能付加）","部分更新・機能付加","排水処理設備"]
[null,null,27,"排水処理設備",0,"――",3,"設備導入",0,"メニューにない対策（設備導入）","27030",27030,"メニューにない対策（設備導入）","設備導入","排水処理設備"]
[null,null,27,"排水処理設備",0,"――",4,"燃料低炭素化","-","メニューにない対策（燃料低炭素化）","2704-","27040_hx","メニューにない対策（燃料低炭素化）","燃料低炭素化","排水処理設備"]
[null,null,27,"排水処理設備",0,"――",5,"電化","-","メニューにない対策（電化）","2705-","27050_bz","メニューにない対策（電化）","電化","排水処理設備"]
[null,null,27,"排水処理設備",0,"――",6,"電力低炭素化","-","メニューにない対策（電力低炭素化）","2706-","27060_cx","メニューにない対策（電力低炭素化）","電力低炭素化","排水処理設備"]
[null,null,28,"昇降設備",0,"――",1,"運用改善",1,"閑散期の昇降機・エスカレーター等の一部停止","28011",28011,"閑散期の昇降機・エスカレーター等の一部停止","運用改善","昇降設備"]
[null,null,28,"昇降設備",0,"――",1,"運用改善",0,"メニューにない対策（運用改善）","28010",28010,"メニューにない対策（運用改善）","運用改善","昇降設備"]
[null,null,28,"昇降設備",0,"――",2,"部分更新・機能付加",1,"昇降機へのインバータ制御の導入","28021",28021,"昇降機へのインバータ制御の導入","部分更新・機能付加","昇降設備"]
[null,null,28,"昇降設備",0,"――",2,"部分更新・機能付加",2,"エスカレーターへの人感センサー導入","28022",28022,"エスカレーターへの人感センサー導入","部分更新・機能付加","昇降設備"]
[null,null,28,"昇降設備",0,"――",2,"部分更新・機能付加",0,"メニューにない対策（部分更新・機能付加）","28020",28020,"メニューにない対策（部分更新・機能付加）","部分更新・機能付加","昇降設備"]
[null,null,28,"昇降設備",0,"――",3,"設備導入",0,"メニューにない対策（設備導入）","28030",28030,"メニューにない対策（設備導入）","設備導入","昇降設備"]
[null,null,28,"昇降設備",0,"――",4,"燃料低炭素化","-","メニューにない対策（燃料低炭素化）","2804-","28040_vq","メニューにない対策（燃料低炭素化）","燃料低炭素化","昇降設備"]
[null,null,28,"昇降設備",0,"――",5,"電化","-","メニューにない対策（電化）","2805-","28050_yp","メニューにない対策（電化）","電化","昇降設備"]
[null,null,28,"昇降設備",0,"――",6,"電力低炭素化","-","メニューにない対策（電力低炭素化）","2806-","28060_ya","メニューにない対策（電力低炭素化）","電力低炭素化","昇降設備"]
[null,null,29,"給湯・温水利用設備",0,"――",1,"運用改善",1,"給湯温度・循環水量の調整","29011",29011,"給湯温度・循環水量の調整","運用改善","給湯・温水利用設備"]
[null,null,29,"給湯・温水利用設備",0,"――",1,"運用改善",2,"給湯利用期間の短縮","29012",29012,"給湯利用期間の短縮","運用改善","給湯・温水利用設備"]
[null,null,29,"給湯・温水利用設備",0,"――",1,"運用改善",3,"温水ボイラーの燃焼空気比改善","29013",29013,"温水ボイラーの燃焼空気比改善","運用改善","給湯・温水利用設備"]
[null,null,29,"給湯・温水利用設備",0,"――",1,"運用改善",0,"メニューにない対策（運用改善）","29010",29010,"メニューにない対策（運用改善）","運用改善","給湯・温水利用設備"]
[null,null,29,"給湯・温水利用設備",0,"――",2,"部分更新・機能付加",1,"給湯配管類の断熱強化・保温","29021",29021,"給湯配管類の断熱強化・保温","部分更新・機能付加","給湯・温水利用設備"]
[null,null,29,"給湯・温水利用設備",0,"――",2,"部分更新・機能付加",2,"浴槽保温カバー導入による放熱防止","29022",29022,"浴槽保温カバー導入による放熱防止","部分更新・機能付加","給湯・温水利用設備"]
[null,null,29,"給湯・温水利用設備",0,"――",2,"部分更新・機能付加",0,"メニューにない対策（部分更新・機能付加）","29020",29020,"メニューにない対策（部分更新・機能付加）","部分更新・機能付加","給湯・温水利用設備"]
[null,null,29,"給湯・温水利用設備",0,"――",3,"設備導入",1,"高効率給湯器・温水ボイラー（ガス式・灯油式等）の導入","29031",29031,"高効率給湯器・温水ボイラー（ガス式・灯油式等）の導入","設備導入","給湯・温水利用設備"]
[null,null,29,"給湯・温水利用設備",0,"――",3,"設備導入",2,"真空蒸気による加熱システムの導入","29032",29032,"真空蒸気による加熱システムの導入","設備導入","給湯・温水利用設備"]
[null,null,29,"給湯・温水利用設備",0,"――",3,"設備導入",0,"メニューにない対策（設備導入）","29030",29030,"メニューにない対策（設備導入）","設備導入","給湯・温水利用設備"]
[null,null,29,"給湯・温水利用設備",0,"――",4,"燃料低炭素化","-","高効率ヒートポンプ給湯機の導入","2904-","-","高効率ヒートポンプ給湯機の導入","燃料低炭素化","給湯・温水利用設備"]
[null,null,29,"給湯・温水利用設備",0,"――",4,"燃料低炭素化",2,"太陽熱利用設備の導入","29042",29042,"太陽熱利用設備の導入","燃料低炭素化","給湯・温水利用設備"]
[null,null,29,"給湯・温水利用設備",0,"――",4,"燃料低炭素化",3,"温水ボイラーの燃料低炭素化（バイオマスを除く）","29043",29043,"温水ボイラーの燃料低炭素化（バイオマスを除く）","燃料低炭素化","給湯・温水利用設備"]
[null,null,29,"給湯・温水利用設備",0,"――",4,"燃料低炭素化",4,"バイオマス焚き温水ボイラーの導入","29044",29044,"バイオマス焚き温水ボイラーの導入","燃料低炭素化","給湯・温水利用設備"]
[null,null,29,"給湯・温水利用設備",0,"――",4,"燃料低炭素化",0,"メニューにない対策（燃料低炭素化）","29040",29040,"メニューにない対策（燃料低炭素化）","燃料低炭素化","給湯・温水利用設備"]
[null,null,29,"給湯・温水利用設備",0,"――",5,"電化",1,"高効率ヒートポンプ給湯機の導入","29051",29051,"高効率ヒートポンプ給湯機の導入","電化","給湯・温水利用設備"]
[null,null,29,"給湯・温水利用設備",0,"――",5,"電化",2,"産業用温水ヒートポンプの導入","29052",29052,"産業用温水ヒートポンプの導入","電化","給湯・温水利用設備"]
[null,null,29,"給湯・温水利用設備",0,"――",5,"電化",0,"メニューにない対策（電化）","29050",29050,"メニューにない対策（電化）","電化","給湯・温水利用設備"]
[null,null,29,"給湯・温水利用設備",0,"――",6,"電力低炭素化","-","メニューにない対策（電力低炭素化）","2906-","29060_vn","メニューにない対策（電力低炭素化）","電力低炭素化","給湯・温水利用設備"]
[null,null,30,"発電設備",0,"――",1,"運用改善",0,"メニューにない対策（運用改善）","30010",30010,"メニューにない対策（運用改善）","運用改善","発電設備"]
[null,null,30,"発電設備",0,"――",2,"部分更新・機能付加",0,"メニューにない対策（部分更新・機能付加）","30020",30020,"メニューにない対策（部分更新・機能付加）","部分更新・機能付加","発電設備"]
[null,null,30,"発電設備",0,"――",3,"設備導入",1,"高効率ガスコージェネレーションシステムの導入","30031",30031,"高効率ガスコージェネレーションシステムの導入","設備導入","発電設備"]
[null,null,30,"発電設備",0,"――",3,"設備導入",2,"燃料電池コージェネレーションシステムの導入","30032",30032,"燃料電池コージェネレーションシステムの導入","設備導入","発電設備"]
[null,null,30,"発電設備",0,"――",3,"設備導入",0,"メニューにない対策（設備導入）","30030",30030,"メニューにない対策（設備導入）","設備導入","発電設備"]
[null,null,30,"発電設備",0,"――",4,"燃料低炭素化",0,"メニューにない対策（燃料低炭素化）","30040",30040,"メニューにない対策（燃料低炭素化）","燃料低炭素化","発電設備"]
[null,null,30,"発電設備",0,"――",5,"電化","-","メニューにない対策（電化）","3005-","30050_wy","メニューにない対策（電化）","電化","発電設備"]
[null,null,30,"発電設備",0,"――",6,"電力低炭素化",1,"太陽光発電設備の導入","30061",30061,"太陽光発電設備の導入","電力低炭素化","発電設備"]
[null,null,30,"発電設備",0,"――",6,"電力低炭素化",2,"バイオマス燃料を利用する発電設備の導入","30062",30062,"バイオマス燃料を利用する発電設備の導入","電力低炭素化","発電設備"]
[null,null,30,"発電設備",0,"――",6,"電力低炭素化",0,"メニューにない対策（電力低炭素化）","30060",30060,"メニューにない対策（電力低炭素化）","電力低炭素化","発電設備"]
[null,null,31,"水利用設備",0,"――",1,"運用改善",1,"トイレ設備の節電機能の有効利用","31011",31011,"トイレ設備の節電機能の有効利用","運用改善","水利用設備"]
[null,null,31,"水利用設備",0,"――",1,"運用改善",0,"メニューにない対策（運用改善）","31010",31010,"メニューにない対策（運用改善）","運用改善","水利用設備"]
[null,null,31,"水利用設備",0,"――",2,"部分更新・機能付加",1,"節水機能（節水コマ、節水型シャワーヘッド等）の導入","31021",31021,"節水機能（節水コマ、節水型シャワーヘッド等）の導入","部分更新・機能付加","水利用設備"]
[null,null,31,"水利用設備",0,"――",2,"部分更新・機能付加",2,"自動水栓・自動洗浄装置の導入","31022",31022,"自動水栓・自動洗浄装置の導入","部分更新・機能付加","水利用設備"]
[null,null,31,"水利用設備",0,"――",2,"部分更新・機能付加",3,"水道直結給水方式の導入","31023",31023,"水道直結給水方式の導入","部分更新・機能付加","水利用設備"]
[null,null,31,"水利用設備",0,"――",2,"部分更新・機能付加",0,"メニューにない対策（部分更新・機能付加）","31020",31020,"メニューにない対策（部分更新・機能付加）","部分更新・機能付加","水利用設備"]
[null,null,31,"水利用設備",0,"――",3,"設備導入",1,"節水便器・省エネ便座等の導入","31031",31031,"節水便器・省エネ便座等の導入","設備導入","水利用設備"]
[null,null,31,"水利用設備",0,"――",3,"設備導入",2,"中水道設備の導入","31032",31032,"中水道設備の導入","設備導入","水利用設備"]
[null,null,31,"水利用設備",0,"――",3,"設備導入",0,"メニューにない対策（設備導入）","31030",31030,"メニューにない対策（設備導入）","設備導入","水利用設備"]
[null,null,31,"水利用設備",0,"――",4,"燃料低炭素化","-","メニューにない対策（燃料低炭素化）","3104-","31040_hi","メニューにない対策（燃料低炭素化）","燃料低炭素化","水利用設備"]
[null,null,31,"水利用設備",0,"――",5,"電化","-","メニューにない対策（電化）","3105-","31050_pq","メニューにない対策（電化）","電化","水利用設備"]
[null,null,31,"水利用設備",0,"――",6,"電力低炭素化","-","メニューにない対策（電力低炭素化）","3106-","31060_ar","メニューにない対策（電力低炭素化）","電力低炭素化","水利用設備"]
[null,null,32,"エネルギー管理設備",0,"――",1,"運用改善",1,"エネルギー管理体制の構築","32011",32011,"エネルギー管理体制の構築","運用改善","エネルギー管理設備"]
[null,null,32,"エネルギー管理設備",0,"――",1,"運用改善",0,"メニューにない対策（運用改善）","32010",32010,"メニューにない対策（運用改善）","運用改善","エネルギー管理設備"]
[null,null,32,"エネルギー管理設備",0,"――",2,"部分更新・機能付加",0,"メニューにない対策（部分更新・機能付加）","32020",32020,"メニューにない対策（部分更新・機能付加）","部分更新・機能付加","エネルギー管理設備"]
[null,null,32,"エネルギー管理設備",0,"――",3,"設備導入",1,"BEMS/FEMSの導入","32031",32031,"BEMS/FEMSの導入","設備導入","エネルギー管理設備"]
[null,null,32,"エネルギー管理設備",0,"――",3,"設備導入",0,"メニューにない対策（設備導入）",{"$f":"C324&E324&G324&I324","v":"32030"},32030,"メニューにない対策（設備導入）","設備導入","エネルギー管理設備"]
[null,null,32,"エネルギー管理設備",0,"――",4,"燃料低炭素化","-","メニューにない対策（燃料低炭素化）","3204-","32040_uq","メニューにない対策（燃料低炭素化）","燃料低炭素化","エネルギー管理設備"]
[null,null,32,"エネルギー管理設備",0,"――",5,"電化","-","メニューにない対策（電化）","3205-","32050_af","メニューにない対策（電化）","電化","エネルギー管理設備"]
[null,null,32,"エネルギー管理設備",0,"――",6,"電力低炭素化","-","メニューにない対策（電力低炭素化）","3206-","32060_ki","メニューにない対策（電力低炭素化）","電力低炭素化","エネルギー管理設備"]
[null,null,33,"その他のシステム、設備機器",0,"――",1,"運用改善",1,"その他の設備機器等の停止","33011",33011,"その他の設備機器等の停止","運用改善","その他のシステム、設備機器"]
[null,null,33,"その他のシステム、設備機器",0,"――",1,"運用改善",2,"その他の設備機器等の待機電力削減","33012",33012,"その他の設備機器等の待機電力削減","運用改善","その他のシステム、設備機器"]
[null,null,33,"その他のシステム、設備機器",0,"――",1,"運用改善",0,"メニューにない対策（運用改善）","33010",33010,"メニューにない対策（運用改善）","運用改善","その他のシステム、設備機器"]
[null,null,33,"その他のシステム、設備機器",0,"――",2,"部分更新・機能付加",1,"その他の設備機器等の保温","33021",33021,"その他の設備機器等の保温","部分更新・機能付加","その他のシステム、設備機器"]
[null,null,33,"その他のシステム、設備機器",0,"――",2,"部分更新・機能付加",2,"廃冷温水からの熱回収","33022",33022,"廃冷温水からの熱回収","部分更新・機能付加","その他のシステム、設備機器"]
[null,null,33,"その他のシステム、設備機器",0,"――",2,"部分更新・機能付加",3,"生産設備の高温排気からの熱回収","33023",33023,"生産設備の高温排気からの熱回収","部分更新・機能付加","その他のシステム、設備機器"]
[null,null,33,"その他のシステム、設備機器",0,"――",2,"部分更新・機能付加",0,"メニューにない対策（部分更新・機能付加）","33020",33020,"メニューにない対策（部分更新・機能付加）","部分更新・機能付加","その他のシステム、設備機器"]
[null,null,33,"その他のシステム、設備機器",0,"――",3,"設備導入",1,"その他の高効率設備機器等の導入","33031",33031,"その他の高効率設備機器等の導入","設備導入","その他のシステム、設備機器"]
[null,null,33,"その他のシステム、設備機器",0,"――",3,"設備導入","-","メニューにない対策（設備導入）","3303-","-","メニューにない対策（設備導入）","設備導入","その他のシステム、設備機器"]
[null,null,33,"その他のシステム、設備機器",0,"――",4,"燃料低炭素化",1,"バイオマス液体燃料の利用","33041",33041,"バイオマス液体燃料の利用","燃料低炭素化","その他のシステム、設備機器"]
[null,null,33,"その他のシステム、設備機器",0,"――",4,"燃料低炭素化",2,"グリーン熱証書の購入","33042",33042,"グリーン熱証書の購入","燃料低炭素化","その他のシステム、設備機器"]
[null,null,33,"その他のシステム、設備機器",0,"――",4,"燃料低炭素化",0,"メニューにない対策（燃料低炭素化）","33040",33040,"メニューにない対策（燃料低炭素化）","燃料低炭素化","その他のシステム、設備機器"]
[null,null,33,"その他のシステム、設備機器",0,"――",5,"電化",1,"油圧駆動生産設備の電動化","33051",33051,"油圧駆動生産設備の電動化","電化","その他のシステム、設備機器"]
[null,null,33,"その他のシステム、設備機器",0,"――",5,"電化",2,"構内車両（フォークリフト等）の電動化","33052",33052,"構内車両（フォークリフト等）の電動化","電化","その他のシステム、設備機器"]
[null,null,33,"その他のシステム、設備機器",0,"――",5,"電化",0,"メニューにない対策（電化）","33050",33050,"メニューにない対策（電化）","電化","その他のシステム、設備機器"]
[null,null,33,"その他のシステム、設備機器",0,"――",6,"電力低炭素化",1,"再エネ100%電力への変更","33061",33061,"再エネ100%電力への変更","電力低炭素化","その他のシステム、設備機器"]
[null,null,33,"その他のシステム、設備機器",0,"――",6,"電力低炭素化",2,"グリーン電力証書の購入","33062",33062,"グリーン電力証書の購入","電力低炭素化","その他のシステム、設備機器"]
[null,null,33,"その他のシステム、設備機器",0,"――",6,"電力低炭素化",0,"メニューにない対策（電力低炭素化）","33060",33060,"メニューにない対策（電力低炭素化）","電力低炭素化","その他のシステム、設備機器"]

{"sheet":"非表示_年月・補助金等","index":50,"n_rows":217,"n_cols":24,"rows_kept":217,"cut":false,"hidden":true,"merged":[]}
[]
[]
[]
[null,"R2CO2ポテで使用",null,null,"量の単位","排出係数","単位","費の単位"]
[null,"○",{"$f":"D5&MID(G5,6,10)","v":"原油(コンデンセート(NGL)を除く)kl"},"原油(コンデンセート(NGL)を除く)","kl",2.6192466666666667,"tCO2/kl","千円/kl"]
[null,"○","コンデンセート(NGL)kl","コンデンセート(NGL)","kl",2.3815733333333333,"tCO2/kl","千円/kl"]
[null,"○","ガソリンkl","ガソリン","kl",2.3216600000000001,"tCO2/kl","千円/kl"]
[null,"○","ナフサkl","ナフサ","kl",2.2422400000000002,"tCO2/kl","千円/kl"]
[null,"○","灯油kl","灯油","kl",2.4894833333333337,"tCO2/kl","千円/kl"]
[null,"○","軽油kl","軽油","kl",2.5849633333333331,"tCO2/kl","千円/kl"]
[null,"○","Ａ重油kl","Ａ重油","kl",2.7096300000000002,"tCO2/kl","千円/kl"]
[null,"○","Ｂ・Ｃ重油kl","Ｂ・Ｃ重油","kl",2.9958499999999995,"tCO2/kl","千円/kl"]
[null,"○","石油アスファルトt","石油アスファルト","t",3.1193066666666667,"tCO2/t","千円/t"]
[null,"○","石油コークスt","石油コークス","t",2.7846866666666661,"tCO2/t","千円/t"]
[null,"○","液化石油ガス(LPG)(重量)t","液化石油ガス(LPG) (重量)","t",2.9988933333333332,"tCO2/t","千円/t"]
[null,"○",{"$f":"D16&MID(G16,6,10)","v":"液化石油ガス(LPG) (容量)千m3"},"液化石油ガス(LPG) (容量)","千m3",6.5467966666666664,"tCO2/千m3","千円/千m3"]
[null,"○","石油系炭化水素ガス千m3","石油系炭化水素ガス","千m3",2.3377933333333329,"tCO2/千m3","千円/千m3"]
[null,"○","液化天然ガス(LNG)t","液化天然ガス(LNG)","t",2.7027000000000001,"tCO2/t","千円/t"]
[null,"○","その他可燃性天然ガス千m3","その他可燃性天然ガス","千m3",2.21705,"tCO2/千m3","千円/千m3"]
[null,"○","原料炭t","原料炭","t",2.6051666666666669,"tCO2/t","千円/t"]
[null,"○","一般炭t","一般炭","t",2.3275633333333334,"tCO2/t","千円/t"]
[null,"○","無煙炭t","無煙炭","t",2.5151499999999998,"tCO2/t","千円/t"]
[null,"○","石炭コークスt","石炭コークス","t",3.1693199999999995,"tCO2/t","千円/t"]
[null,"○","コールタールt","コールタール","t",2.8584233333333326,"tCO2/t","千円/t"]
[null,"○","コークス炉ガス千m3","コークス炉ガス","千m3",0.85103333333333342,"tCO2/千m3","千円/千m3"]
[null,"○","高炉ガス千m3","高炉ガス","千m3",0.32883766666666664,"tCO2/千m3","千円/千m3"]
[null,"○","転炉ガス千m3","転炉ガス","千m3",1.1841279999999998,"tCO2/千m3","千円/千m3"]
[null,"○","都市ガス千m3","都市ガス","千m3",2.2340266666666664,"tCO2/千m3","千円/千m3"]
[null,"○","産業用蒸気GJ","産業用蒸気","GJ",0.06,"tCO2/GJ","千円/GJ"]
[null,"○","産業用以外の蒸気GJ","産業用以外の蒸気","GJ",5.7000000000000002E-2,"tCO2/GJ","千円/GJ"]
[null,"○","温水GJ","温水","GJ",5.7000000000000002E-2,"tCO2/GJ","千円/GJ"]
[null,"○","冷水GJ","冷水","GJ",5.7000000000000002E-2,"tCO2/GJ","千円/GJ"]
[null,"○",{"$f":"D33&MID(G33,6,10)","v":"電力1\n(排出係数規定値)千kWh"},"電力1\n(排出係数規定値)","千kWh",{"$f":"$F$52","v":0.46300000000000002},"tCO2/千kWh","千円/千kWh"]
[null,"○","電力2\n(排出係数規定値)千kWh","電力2\n(排出係数規定値)","千kWh",{"$f":"$F$52","v":0.46300000000000002},"tCO2/千kWh","千円/千kWh"]
[null,"○","電力3\n(排出係数規定値)千kWh","電力3\n(排出係数規定値)","千kWh",{"$f":"$F$52","v":0.46300000000000002},"tCO2/千kWh","千円/千kWh"]
[null,"○","電力4\n(排出係数規定値)千kWh","電力4\n(排出係数規定値)","千kWh",{"$f":"$F$52","v":0.46300000000000002},"tCO2/千kWh","千円/千kWh"]
[null,null,"発電1\n(排出係数規定値)千kWh","発電1\n(排出係数規定値)","千kWh",{"$f":"$F$53","v":0.5},"tCO2/千kWh","千円/千kWh"]
[null,null,"発電2\n(排出係数規定値)千kWh","発電2\n(排出係数規定値)","千kWh",{"$f":"$F$53","v":0.5},"tCO3/千kWh","千円/千kWh"]
[null,"○",null,{"$f":"#REF!","v":{"$error":"#REF!"}},{"$f":"MID(H39,4,LEN(H39))","v":{"$error":"#REF!"}},{"$f":"#REF!","v":{"$error":"#REF!"}},{"$f":"#REF!","v":{"$error":"#REF!"}},{"$f":"#REF!","v":{"$error":"#REF!"}}]
[null,"○",null,{"$f":"#REF!","v":{"$error":"#REF!"}},{"$f":"MID(H40,4,LEN(H40))","v":{"$error":"#REF!"}},{"$f":"#REF!","v":{"$error":"#REF!"}},{"$f":"#REF!","v":{"$error":"#REF!"}},{"$f":"#REF!","v":{"$error":"#REF!"}}]
[null,"○",{"$f":"D41&MID(G41,6,10)","v":"電力1千kWh"},"電力1","千kWh",{"$f":"VLOOKUP(D41,電力切替提案用の排出係数と単価,2,FALSE)","v":{"$error":"#NAME?"}},"tCO2/千kWh","千円/千kWh"]
[null,"○","電力2千kWh","電力2","千kWh",{"$f":"VLOOKUP(D42,電力切替提案用の排出係数と単価,2,FALSE)","v":{"$error":"#NAME?"}},"tCO2/千kWh","千円/千kWh"]
[null,"○","電力3千kWh","電力3","千kWh",{"$error":"#NAME?"},"tCO2/千kWh","千円/千kWh"]
[null,"○","電力4千kWh","電力4","千kWh",{"$error":"#NAME?"},"tCO2/千kWh","千円/千kWh"]
[null,"○","電力切替先1千kWh","電力切替先1","千kWh",{"$error":"#NAME?"},"tCO2/千kWh","千円/千kWh"]
[null,"○","電力切替先2千kWh","電力切替先2","千kWh",{"$error":"#NAME?"},"tCO2/千kWh","千円/千kWh"]
[null,"○","電力切替先3千kWh","電力切替先3","千kWh",{"$error":"#NAME?"},"tCO2/千kWh","千円/千kWh"]
[null,"○","電力切替先4千kWh","電力切替先4","千kWh",{"$error":"#NAME?"},"tCO2/千kWh","千円/千kWh"]
[]
[]
[null,null,null,null,null,"排出係数規定値"]
[null,null,null,null,"電力（買電）",0.46300000000000002]
[null,null,null,null,"発電",0.5]
[]
[]
[]
[null,null,null,null,null,null,null,null,null,null,null,null,null,null,null,null,null,"（策定支援のみ）",null,null,null,"（策定支援のみ）",null,"（策定支援のみ）"]
[null,"年度","年","月",null,"補助金",null,"その他方法",null,"対策個票の呼び出し番号",null,null,"範囲区分",null,"システム・設備区分",null,null,"現状",null,null,null,"提案状況",null,"未提案理由"]
[2021,"令和3年度","令和3年","1月",null,"国(SHIFT)",null,"金融機関からの借入金",null,1,null,null,"ﾕｰﾃｨﾘﾃｨ",null,"空調システム",null,null,"1.全ての該当箇所に\n  実施・導入済み",null,null,null,"提案予定・提案検討",null,"1.工場/事業場の現況から提案不要と判断したため"]
[2022,"令和4年度","令和4年","2月",null,"国\n(その他)",null,"自己資金",null,2,null,null,"一般設備 ",null,"蒸気システム",null,null,"2.部分的に\n  実施・導入済み",null,null,null,"提案予定なし",null,"2.製造ﾌﾟﾛｾｽやｻｰﾋﾞｽに影響する懸念があるため"]
[2023,"令和5年度","令和5年","3月",null,"地方\n自治体",null,"金融機関からの借入金＆\n自己資金",null,3,null,null,"生産設備 ",null,"冷却水システム",null,null,"3.実施・導入して\n  いない",null,null,null,null,null,"3.費用、効果等を考慮し提案不適と判断したため"]
[2024,"令和6年度","令和6年","4月",null,"その他\n補助金",null,null,null,4,null,null,null,null,"圧空システム",null,null,"4.そもそも実施・\n  導入できない",null,null,null,null,null,"4.経営課題を考慮し、提案不適と判断したため"]
[2025,"令和7年度","令和7年","5月",null,"予定なし",null,null,null,5,null,null,null,null,"その他システム",null,null,null,null,null,null,null,null,"5.実行体制面における負担が過大と想定したため"]
[2026,"令和8年度","令和8年","6月",null,null,null,null,null,6,null,null,null,null,"照明設備",null,null,null,null,null,null,null,null,"6.その他"]
[2027,"令和9年度","令和9年","7月",null,null,null,null,null,7,null,null,null,null,"受変電・配電設備"]
[2028,"令和10年度","令和10年","8月",null,null,null,null,null,8,null,null,null,null,"OA機器"]
[2029,"令和11年度","令和11年","9月",null,null,null,null,null,9,null,null,null,null,"電動機・ポンプ・ファン"]
[2030,"令和12年度","令和12年","10月",null,null,null,null,null,10,null,null,null,null,"工業炉"]
[2031,"令和13年度","令和13年","11月",null,null,null,null,null,11,null,null,null,null,"冷凍・冷蔵設備"]
[2032,"令和14年度","令和14年","12月",null,null,null,null,null,12,null,null,null,null,"排水処理設備"]
[null,null,null,null,null,null,null,null,null,13,null,null,null,null,"昇降設備"]
[null,null,null,null,null,null,null,null,null,14,null,null,null,null,"給湯・温水利用設備"]
[null,"年月","年度",null,null,"算定年度リスト",null,null,null,15,null,null,null,null,"発電設備"]
[null,{"$f":"$C$59&$D$62","v":"令和3年4月"},"令和3年度",null,"I期、II期","平成29",null,null,null,16,null,null,null,null,"水利用設備"]
[null,{"$f":"LEFT(B74,FIND(\"年\",B74))&$D$63","v":"令和3年5月"},"令和3年度",null,"I期、II期","平成30",null,null,null,17,null,null,null,null,"エネルギー管理設備"]
[null,{"$f":"LEFT(B75,FIND(\"年\",B75))&$D$64","v":"令和3年6月"},"令和3年度",null,"I期、II期","令和元",null,null,null,18,null,null,null,null,"その他の設備機器"]
[null,{"$f":"LEFT(B76,FIND(\"年\",B76))&$D$65","v":"令和3年7月"},"令和3年度",null,null,"---",null,null,null,19]
[null,{"$f":"LEFT(B77,FIND(\"年\",B77))&$D$66","v":"令和3年8月"},"令和3年度",null,"III①","令和2",null,null,null,20]
[null,{"$f":"LEFT(B78,FIND(\"年\",B78))&$D$67","v":"令和3年9月"},"令和3年度",null,"III②、IV①","令和3",null,null,null,21]
[null,{"$f":"LEFT(B79,FIND(\"年\",B79))&$D$68","v":"令和3年10月"},"令和3年度",null,"III③、IV②、V①","令和4",null,null,null,22]
[null,{"$f":"LEFT(B80,FIND(\"年\",B80))&$D$69","v":"令和3年11月"},"令和3年度",null,"IV③、V②","令和5",null,null,null,23]
[null,{"$f":"LEFT(B81,FIND(\"年\",B81))&$D$70","v":"令和3年12月"},"令和3年度",null,"V③","令和6",null,null,null,24]
[null,{"$f":"$C$60&$D$59","v":"令和4年1月"},"令和3年度",null,null,"令和7"]
[null,{"$f":"LEFT(B83,FIND(\"年\",B83))&$D$60","v":"令和4年2月"},"令和3年度",null,null,"令和8"]
[null,{"$f":"LEFT(B84,FIND(\"年\",B84))&$D$61","v":"令和4年3月"},"令和3年度",null,null,"令和9"]
[null,{"$f":"LEFT(B85,FIND(\"年\",B85))&$D$62","v":"令和4年4月"},"令和4年度",null,null,"令和10"]
[null,{"$f":"LEFT(B86,FIND(\"年\",B86))&$D$63","v":"令和4年5月"},"令和4年度"]
[null,{"$f":"LEFT(B87,FIND(\"年\",B87))&$D$64","v":"令和4年6月"},"令和4年度"]
[null,{"$f":"LEFT(B88,FIND(\"年\",B88))&$D$65","v":"令和4年7月"},"令和4年度"]
[null,{"$f":"LEFT(B89,FIND(\"年\",B89))&$D$66","v":"令和4年8月"},"令和4年度"]
[null,{"$f":"LEFT(B90,FIND(\"年\",B90))&$D$67","v":"令和4年9月"},"令和4年度"]
[null,{"$f":"LEFT(B91,FIND(\"年\",B91))&$D$68","v":"令和4年10月"},"令和4年度"]
[null,{"$f":"LEFT(B92,FIND(\"年\",B92))&$D$69","v":"令和4年11月"},"令和4年度"]
[null,{"$f":"LEFT(B93,FIND(\"年\",B93))&$D$70","v":"令和4年12月"},"令和4年度"]
[null,{"$f":"$C$61&$D$59","v":"令和5年1月"},"令和4年度"]
[null,{"$f":"LEFT(B95,FIND(\"年\",B95))&$D$60","v":"令和5年2月"},"令和4年度"]
[null,{"$f":"LEFT(B96,FIND(\"年\",B96))&$D$61","v":"令和5年3月"},"令和4年度"]
[null,{"$f":"LEFT(B97,FIND(\"年\",B97))&$D$62","v":"令和5年4月"},"令和5年度"]
[null,{"$f":"LEFT(B98,FIND(\"年\",B98))&$D$63","v":"令和5年5月"},"令和5年度"]
[null,{"$f":"LEFT(B99,FIND(\"年\",B99))&$D$64","v":"令和5年6月"},"令和5年度"]
[null,{"$f":"LEFT(B100,FIND(\"年\",B100))&$D$65","v":"令和5年7月"},"令和5年度"]
[null,{"$f":"LEFT(B101,FIND(\"年\",B101))&$D$66","v":"令和5年8月"},"令和5年度"]
[null,{"$f":"LEFT(B102,FIND(\"年\",B102))&$D$67","v":"令和5年9月"},"令和5年度"]
[null,{"$f":"LEFT(B103,FIND(\"年\",B103))&$D$68","v":"令和5年10月"},"令和5年度"]
[null,{"$f":"LEFT(B104,FIND(\"年\",B104))&$D$69","v":"令和5年11月"},"令和5年度"]
[null,{"$f":"LEFT(B105,FIND(\"年\",B105))&$D$70","v":"令和5年12月"},"令和5年度"]
[null,{"$f":"$C$62&$D$59","v":"令和6年1月"},"令和5年度"]
[null,{"$f":"LEFT(B107,FIND(\"年\",B107))&$D$60","v":"令和6年2月"},"令和5年度"]
[null,{"$f":"LEFT(B108,FIND(\"年\",B108))&$D$61","v":"令和6年3月"},"令和5年度"]
[null,{"$f":"LEFT(B109,FIND(\"年\",B109))&$D$62","v":"令和6年4月"},"令和6年度"]
[null,{"$f":"LEFT(B110,FIND(\"年\",B110))&$D$63","v":"令和6年5月"},"令和6年度"]
[null,{"$f":"LEFT(B111,FIND(\"年\",B111))&$D$64","v":"令和6年6月"},"令和6年度"]
[null,{"$f":"LEFT(B112,FIND(\"年\",B112))&$D$65","v":"令和6年7月"},"令和6年度"]
[null,{"$f":"LEFT(B113,FIND(\"年\",B113))&$D$66","v":"令和6年8月"},"令和6年度"]
[null,{"$f":"LEFT(B114,FIND(\"年\",B114))&$D$67","v":"令和6年9月"},"令和6年度"]
[null,{"$f":"LEFT(B115,FIND(\"年\",B115))&$D$68","v":"令和6年10月"},"令和6年度"]
[null,{"$f":"LEFT(B116,FIND(\"年\",B116))&$D$69","v":"令和6年11月"},"令和6年度"]
[null,{"$f":"LEFT(B117,FIND(\"年\",B117))&$D$70","v":"令和6年12月"},"令和6年度"]
[null,{"$f":"$C$63&$D$59","v":"令和7年1月"},"令和6年度"]
[null,{"$f":"LEFT(B119,FIND(\"年\",B119))&$D$60","v":"令和7年2月"},"令和6年度"]
[null,{"$f":"LEFT(B120,FIND(\"年\",B120))&$D$61","v":"令和7年3月"},"令和6年度"]
[null,{"$f":"LEFT(B121,FIND(\"年\",B121))&$D$62","v":"令和7年4月"},"令和7年度"]
[null,{"$f":"LEFT(B122,FIND(\"年\",B122))&$D$63","v":"令和7年5月"},"令和7年度"]
[null,{"$f":"LEFT(B123,FIND(\"年\",B123))&$D$64","v":"令和7年6月"},"令和7年度"]
[null,{"$f":"LEFT(B124,FIND(\"年\",B124))&$D$65","v":"令和7年7月"},"令和7年度"]
[null,{"$f":"LEFT(B125,FIND(\"年\",B125))&$D$66","v":"令和7年8月"},"令和7年度"]
[null,{"$f":"LEFT(B126,FIND(\"年\",B126))&$D$67","v":"令和7年9月"},"令和7年度"]
[null,{"$f":"LEFT(B127,FIND(\"年\",B127))&$D$68","v":"令和7年10月"},"令和7年度"]
[null,{"$f":"LEFT(B128,FIND(\"年\",B128))&$D$69","v":"令和7年11月"},"令和7年度"]
[null,{"$f":"LEFT(B129,FIND(\"年\",B129))&$D$70","v":"令和7年12月"},"令和7年度"]
[null,{"$f":"$C$64&$D$59","v":"令和8年1月"},"令和7年度"]
[null,{"$f":"LEFT(B131,FIND(\"年\",B131))&$D$60","v":"令和8年2月"},"令和7年度"]
[null,{"$f":"LEFT(B132,FIND(\"年\",B132))&$D$61","v":"令和8年3月"},"令和7年度"]
[null,{"$f":"LEFT(B133,FIND(\"年\",B133))&$D$62","v":"令和8年4月"},"令和8年度"]
[null,{"$f":"LEFT(B134,FIND(\"年\",B134))&$D$63","v":"令和8年5月"},"令和8年度"]
[null,{"$f":"LEFT(B135,FIND(\"年\",B135))&$D$64","v":"令和8年6月"},"令和8年度"]
[null,{"$f":"LEFT(B136,FIND(\"年\",B136))&$D$65","v":"令和8年7月"},"令和8年度"]
[null,{"$f":"LEFT(B137,FIND(\"年\",B137))&$D$66","v":"令和8年8月"},"令和8年度"]
[null,{"$f":"LEFT(B138,FIND(\"年\",B138))&$D$67","v":"令和8年9月"},"令和8年度"]
[null,{"$f":"LEFT(B139,FIND(\"年\",B139))&$D$68","v":"令和8年10月"},"令和8年度"]
[null,{"$f":"LEFT(B140,FIND(\"年\",B140))&$D$69","v":"令和8年11月"},"令和8年度"]
[null,{"$f":"LEFT(B141,FIND(\"年\",B141))&$D$70","v":"令和8年12月"},"令和8年度"]
[null,{"$f":"$C$65&$D$59","v":"令和9年1月"},"令和8年度"]
[null,{"$f":"LEFT(B143,FIND(\"年\",B143))&$D$60","v":"令和9年2月"},"令和8年度"]
[null,{"$f":"LEFT(B144,FIND(\"年\",B144))&$D$61","v":"令和9年3月"},"令和8年度"]
[null,{"$f":"LEFT(B145,FIND(\"年\",B145))&$D$62","v":"令和9年4月"},"令和9年度"]
[null,{"$f":"LEFT(B146,FIND(\"年\",B146))&$D$63","v":"令和9年5月"},"令和9年度"]
[null,{"$f":"LEFT(B147,FIND(\"年\",B147))&$D$64","v":"令和9年6月"},"令和9年度"]
[null,{"$f":"LEFT(B148,FIND(\"年\",B148))&$D$65","v":"令和9年7月"},"令和9年度"]
[null,{"$f":"LEFT(B149,FIND(\"年\",B149))&$D$66","v":"令和9年8月"},"令和9年度"]
[null,{"$f":"LEFT(B150,FIND(\"年\",B150))&$D$67","v":"令和9年9月"},"令和9年度"]
[null,{"$f":"LEFT(B151,FIND(\"年\",B151))&$D$68","v":"令和9年10月"},"令和9年度"]
[null,{"$f":"LEFT(B152,FIND(\"年\",B152))&$D$69","v":"令和9年11月"},"令和9年度"]
[null,{"$f":"LEFT(B153,FIND(\"年\",B153))&$D$70","v":"令和9年12月"},"令和9年度"]
[null,{"$f":"$C$66&$D$59","v":"令和10年1月"},"令和9年度"]
[null,{"$f":"LEFT(B155,FIND(\"年\",B155))&$D$60","v":"令和10年2月"},"令和9年度"]
[null,{"$f":"LEFT(B156,FIND(\"年\",B156))&$D$61","v":"令和10年3月"},"令和9年度"]
[null,{"$f":"LEFT(B157,FIND(\"年\",B157))&$D$62","v":"令和10年4月"},"令和10年度"]
[null,{"$f":"LEFT(B158,FIND(\"年\",B158))&$D$63","v":"令和10年5月"},"令和10年度"]
[null,{"$f":"LEFT(B159,FIND(\"年\",B159))&$D$64","v":"令和10年6月"},"令和10年度"]
[null,{"$f":"LEFT(B160,FIND(\"年\",B160))&$D$65","v":"令和10年7月"},"令和10年度"]
[null,{"$f":"LEFT(B161,FIND(\"年\",B161))&$D$66","v":"令和10年8月"},"令和10年度"]
[null,{"$f":"LEFT(B162,FIND(\"年\",B162))&$D$67","v":"令和10年9月"},"令和10年度"]
[null,{"$f":"LEFT(B163,FIND(\"年\",B163))&$D$68","v":"令和10年10月"},"令和10年度"]
[null,{"$f":"LEFT(B164,FIND(\"年\",B164))&$D$69","v":"令和10年11月"},"令和10年度"]
[null,{"$f":"LEFT(B165,FIND(\"年\",B165))&$D$70","v":"令和10年12月"},"令和10年度"]
[null,{"$f":"$C$67&$D$59","v":"令和11年1月"},"令和10年度"]
[null,{"$f":"LEFT(B167,FIND(\"年\",B167))&$D$60","v":"令和11年2月"},"令和10年度"]
[null,{"$f":"LEFT(B168,FIND(\"年\",B168))&$D$61","v":"令和11年3月"},"令和10年度"]
[null,{"$f":"LEFT(B169,FIND(\"年\",B169))&$D$62","v":"令和11年4月"},"令和11年度"]
[null,{"$f":"LEFT(B170,FIND(\"年\",B170))&$D$63","v":"令和11年5月"},"令和11年度"]
[null,{"$f":"LEFT(B171,FIND(\"年\",B171))&$D$64","v":"令和11年6月"},"令和11年度"]
[null,{"$f":"LEFT(B172,FIND(\"年\",B172))&$D$65","v":"令和11年7月"},"令和11年度"]
[null,{"$f":"LEFT(B173,FIND(\"年\",B173))&$D$66","v":"令和11年8月"},"令和11年度"]
[null,{"$f":"LEFT(B174,FIND(\"年\",B174))&$D$67","v":"令和11年9月"},"令和11年度"]
[null,{"$f":"LEFT(B175,FIND(\"年\",B175))&$D$68","v":"令和11年10月"},"令和11年度"]
[null,{"$f":"LEFT(B176,FIND(\"年\",B176))&$D$69","v":"令和11年11月"},"令和11年度"]
[null,{"$f":"LEFT(B177,FIND(\"年\",B177))&$D$70","v":"令和11年12月"},"令和11年度"]
[null,{"$f":"$C$68&$D$59","v":"令和12年1月"},"令和11年度"]
[null,{"$f":"LEFT(B179,FIND(\"年\",B179))&$D$60","v":"令和12年2月"},"令和11年度"]
[null,{"$f":"LEFT(B180,FIND(\"年\",B180))&$D$61","v":"令和12年3月"},"令和11年度"]
[null,{"$f":"LEFT(B181,FIND(\"年\",B181))&$D$62","v":"令和12年4月"},"令和12年度"]
[null,{"$f":"LEFT(B182,FIND(\"年\",B182))&$D$63","v":"令和12年5月"},"令和12年度"]
[null,{"$f":"LEFT(B183,FIND(\"年\",B183))&$D$64","v":"令和12年6月"},"令和12年度"]
[null,{"$f":"LEFT(B184,FIND(\"年\",B184))&$D$65","v":"令和12年7月"},"令和12年度"]
[null,{"$f":"LEFT(B185,FIND(\"年\",B185))&$D$66","v":"令和12年8月"},"令和12年度"]
[null,{"$f":"LEFT(B186,FIND(\"年\",B186))&$D$67","v":"令和12年9月"},"令和12年度"]
[null,{"$f":"LEFT(B187,FIND(\"年\",B187))&$D$68","v":"令和12年10月"},"令和12年度"]
[null,{"$f":"LEFT(B188,FIND(\"年\",B188))&$D$69","v":"令和12年11月"},"令和12年度"]
[null,{"$f":"LEFT(B189,FIND(\"年\",B189))&$D$70","v":"令和12年12月"},"令和12年度"]
[null,{"$f":"$C$69&$D$59","v":"令和13年1月"},"令和12年度"]
[null,{"$f":"LEFT(B191,FIND(\"年\",B191))&$D$60","v":"令和13年2月"},"令和12年度"]
[null,{"$f":"LEFT(B192,FIND(\"年\",B192))&$D$61","v":"令和13年3月"},"令和12年度"]
[null,{"$f":"LEFT(B193,FIND(\"年\",B193))&$D$62","v":"令和13年4月"},"令和13年度"]
[null,{"$f":"LEFT(B194,FIND(\"年\",B194))&$D$63","v":"令和13年5月"},"令和13年度"]
[null,{"$f":"LEFT(B195,FIND(\"年\",B195))&$D$64","v":"令和13年6月"},"令和13年度"]
[null,{"$f":"LEFT(B196,FIND(\"年\",B196))&$D$65","v":"令和13年7月"},"令和13年度"]
[null,{"$f":"LEFT(B197,FIND(\"年\",B197))&$D$66","v":"令和13年8月"},"令和13年度"]
[null,{"$f":"LEFT(B198,FIND(\"年\",B198))&$D$67","v":"令和13年9月"},"令和13年度"]
[null,{"$f":"LEFT(B199,FIND(\"年\",B199))&$D$68","v":"令和13年10月"},"令和13年度"]
[null,{"$f":"LEFT(B200,FIND(\"年\",B200))&$D$69","v":"令和13年11月"},"令和13年度"]
[null,{"$f":"LEFT(B201,FIND(\"年\",B201))&$D$70","v":"令和13年12月"},"令和13年度"]
[null,{"$f":"$C$70&$D$59","v":"令和14年1月"},"令和13年度"]
[null,{"$f":"LEFT(B203,FIND(\"年\",B203))&$D$60","v":"令和14年2月"},"令和13年度"]
[null,{"$f":"LEFT(B204,FIND(\"年\",B204))&$D$61","v":"令和14年3月"},"令和13年度"]
[null,{"$f":"LEFT(B205,FIND(\"年\",B205))&$D$62","v":"令和14年4月"},"令和14年度"]
[null,{"$f":"LEFT(B206,FIND(\"年\",B206))&$D$63","v":"令和14年5月"},"令和14年度"]
[null,{"$f":"LEFT(B207,FIND(\"年\",B207))&$D$64","v":"令和14年6月"},"令和14年度"]
[null,{"$f":"LEFT(B208,FIND(\"年\",B208))&$D$65","v":"令和14年7月"},"令和14年度"]
[null,{"$f":"LEFT(B209,FIND(\"年\",B209))&$D$66","v":"令和14年8月"},"令和14年度"]
[null,{"$f":"LEFT(B210,FIND(\"年\",B210))&$D$67","v":"令和14年9月"},"令和14年度"]
[null,{"$f":"LEFT(B211,FIND(\"年\",B211))&$D$68","v":"令和14年10月"},"令和14年度"]
[null,{"$f":"LEFT(B212,FIND(\"年\",B212))&$D$69","v":"令和14年11月"},"令和14年度"]
[null,{"$f":"LEFT(B213,FIND(\"年\",B213))&$D$70","v":"令和14年12月"},"令和14年度"]
[null,{"$f":"\"令和15年\"&$D$59","v":"令和15年1月"},"令和14年度"]
[null,{"$f":"LEFT(B215,FIND(\"年\",B215))&$D$60","v":"令和15年2月"},"令和14年度"]
[null,{"$f":"LEFT(B216,FIND(\"年\",B216))&$D$61","v":"令和15年3月"},"令和14年度"]

{"sheet":"非表示_活動の種別","index":51,"n_rows":94,"n_cols":12,"rows_kept":94,"cut":false,"hidden":true,"merged":[]}
[]
[null,null,null,"※","系統電力、蒸気、温水、冷水については、CO2排出量の算出にGJ換算係数が不要のため、GJ換算係数は排出係数・単価表に入力されない。"]
[null,null,null,null,"そのため、GJ換算係数は省エネ法に基づいた別表から取り出してくる。"]
[]
[]
[null,null,"ガイドライン",null,"活動種別"]
[null,null,"項目","ページ","（未選択）","計算式振り分け用","活動量の種別","活動単位","単位発熱量の単位","CO2排出係数の単位","単価の単位"]
[null,null,1.2,"II-15","系統電力①",1,"使用量","kWh","---","t-CO2/kWh","千円/kWh","←低炭素電力を使用していても、排出係数は規定値。ただし、単価が異なる場合があるため、複数（４つ）用意しておく。"]
[null,null,null,null,"系統電力②",1,"使用量","kWh","---","t-CO2/kWh","千円/kWh","←低炭素電力を使用していても、排出係数は規定値。ただし、単価が異なる場合があるため、複数（４つ）用意しておく。"]
[null,null,null,null,"系統電力切替先①",1,"使用量","kWh","---","t-CO2/kWh","千円/kWh","←電力切替提案用"]
[null,null,null,null,"系統電力切替先②",1,"使用量","kWh","---","t-CO2/kWh","千円/kWh","←電力切替提案用"]
[null,null,1.1000000000000001,"II-21","輸入原料炭",0,"使用量","t","GJ/t","t-CO2/GJ","千円/t"]
[null,null,1.1000000000000001,"II-21","国産一般炭",0,"使用量","t","GJ/t","t-CO2/GJ","千円/t"]
[null,null,1.1000000000000001,"II-21","輸入一般炭",0,"使用量","t","GJ/t","t-CO2/GJ","千円/t"]
[null,null,1.1000000000000001,"II-21","輸入無煙炭",0,"使用量","t","GJ/t","t-CO2/GJ","千円/t"]
[null,null,1.1000000000000001,"II-21","コークス",0,"使用量","t","GJ/t","t-CO2/GJ","千円/t"]
[null,null,1.1000000000000001,"II-21","原油",0,"使用量","kl","GJ/kl","t-CO2/GJ","千円/kl"]
[null,null,1.1000000000000001,"II-21","ガソリン",0,"使用量","kl","GJ/kl","t-CO2/GJ","千円/kl"]
[null,null,1.1000000000000001,"II-21","ナフサ",0,"使用量","kl","GJ/kl","t-CO2/GJ","千円/kl"]
[null,null,1.1000000000000001,"II-21","ジェット燃料",0,"使用量","kl","GJ/kl","t-CO2/GJ","千円/kl"]
[null,null,1.1000000000000001,"II-21","灯油",0,"使用量","kl","GJ/kl","t-CO2/GJ","千円/kl"]
[null,null,1.1000000000000001,"II-21","軽油",0,"使用量","kl","GJ/kl","t-CO2/GJ","千円/kl"]
[null,null,1.1000000000000001,"II-21","A重油",0,"使用量","kl","GJ/kl","t-CO2/GJ","千円/kl"]
[null,null,1.1000000000000001,"II-21","B重油",0,"使用量","kl","GJ/kl","t-CO2/GJ","千円/kl"]
[null,null,1.1000000000000001,"II-21","C重油",0,"使用量","kl","GJ/kl","t-CO2/GJ","千円/kl"]
[null,null,1.1000000000000001,"II-21","潤滑油",0,"使用量","kl","GJ/kl","t-CO2/GJ","千円/kl"]
[null,null,1.1000000000000001,"II-21","オイルコークス",0,"使用量","t","GJ/t","t-CO2/GJ","千円/t"]
[null,null,1.1000000000000001,"II-21","LPG",0,"使用量","t","GJ/t","t-CO2/GJ","千円/t"]
[null,null,1.1000000000000001,"II-21","天然ガス",0,"使用量","千Nm3","GJ/千Nm3","t-CO2/GJ","千円/千Nm3"]
[null,null,1.1000000000000001,"II-21","LNG",0,"使用量","t","GJ/t","t-CO2/GJ","千円/t"]
[null,null,1.1000000000000001,"II-21","都市ガス",0,"使用量","千Nm3","GJ/千Nm3","t-CO2/GJ","千円/千Nm3"]
[null,null,1.1000000000000001,"II-21","コールタール",0,"使用量","t","GJ/t","t-CO2/GJ","千円/t"]
[null,null,1.1000000000000001,"II-21","アスファルト",0,"使用量","t","GJ/t","t-CO2/GJ","千円/t"]
[null,null,1.1000000000000001,"II-21","NGL・コンデンセート",0,"使用量","kl","GJ/kl","t-CO2/GJ","千円/kl"]
[null,null,1.1000000000000001,"II-21","製油所ガス",0,"使用量","千Nm3","GJ/千Nm3","t-CO2/GJ","千円/千Nm3"]
[null,null,1.1000000000000001,"II-21","コークス炉ガス",0,"使用量","千Nm3","GJ/千Nm3","t-CO2/GJ","千円/千Nm3"]
[null,null,1.1000000000000001,"II-21","高炉ガス",0,"使用量","千Nm3","GJ/千Nm3","t-CO2/GJ","千円/千Nm3"]
[null,null,1.1000000000000001,"II-21","転炉ガス",0,"使用量","千Nm3","GJ/千Nm3","t-CO2/GJ","千円/千Nm3"]
[null,null,1.3,"II-17","産業用蒸気",1,"使用量","GJ","---","t-CO2/GJ","千円/GJ"]
[null,null,1.3,"II-17","温水",1,"使用量","GJ","---","t-CO2/GJ","千円/GJ"]
[null,null,1.3,"II-17","冷水",1,"使用量","GJ","---","t-CO2/GJ","千円/GJ"]
[null,null,1.3,"II-17","蒸気（産業用以外）",1,"使用量","GJ","---","t-CO2/GJ","千円/GJ"]
[null,null,1.4,"II-18","所内消費電力",1,"消費量","kWh","---","t-CO2/kWh","千円/kWh","←個票では使用しない可能性あり。そのため把握対象、単位は不要かもしれない"]
[null,null,1.4,"II-18","外部供給電力",1,"供給量","kWh","---","t-CO2/kWh","千円/kWh","←個票では使用しない可能性あり。そのため把握対象、単位は不要かもしれない"]
[null,null,1.4,"II-18","所内消費熱",1,"消費量","GJ","---","t-CO2/GJ","千円/GJ","←個票では使用しない可能性あり。そのため把握対象、単位は不要かもしれない"]
[null,null,1.4,"II-18","外部供給熱",1,"供給量","GJ","---","t-CO2/GJ","千円/GJ","←個票では使用しない可能性あり。そのため把握対象、単位は不要かもしれない"]
[null,null,2,"II-27","①廃油",1,"焼却・使用量","t","---","t-CO2/t","千円/t"]
[null,null,2,"II-27","②廃合成繊維",1,"焼却・使用量","t","---","t-CO2/t","千円/t"]
[null,null,2,"II-27","③廃ゴムタイヤ",1,"焼却・使用量","t","---","t-CO2/t","千円/t"]
[null,null,2,"II-27","④　②③以外の廃プラスチック類（産業廃棄物）",1,"焼却・使用量","t","---","t-CO2/t","千円/t"]
[null,null,2,"II-27","⑤　②③④以外の廃プラスチック類（一般廃棄物）",1,"焼却・使用量","t","---","t-CO2/t","千円/t"]
[null,null,2,"II-27","廃油から製造される燃料油",1,"焼却・使用量","kl","---","t-CO2/kl","千円/kl"]
[null,null,2,"II-27","廃プラスチック類から製造される燃料油",1,"焼却・使用量","kl","---","t-CO2/kl","千円/kl"]
[null,null,2,"II-27","ごみ固形燃料（RPF）",1,"焼却・使用量","t","---","t-CO2/t","千円/t"]
[null,null,2,"II-27","ごみ固形燃料（RDF）",1,"焼却・使用量","t","---","t-CO2/t","千円/t"]
[null,null,3.1,"II-28","セメントの製造",1,"クリンカー製造量","t","---","t-CO2/t","千円/t"]
[null,null,3.2,"II-30","生石灰の製造（原料：石灰石）",1,"原料使用量","t","---","t-CO2/t","千円/t"]
[null,null,3.2,"II-30","生石灰の製造（原料：ドロマイト）",1,"原料使用量","t","---","t-CO2/t","千円/t"]
[null,null,3.3,"II-32","石灰石（タンカル）の使用",1,"使用量","t","---","t-CO2/t","千円/t"]
[null,null,3.3,"II-32","ドロマイトの使用",1,"使用量","t","---","t-CO2/t","千円/t"]
[null,null,3.4,"II-35","ソーダ灰の製造",1,"追加投入量","t","---","t-CO2/t","千円/t"]
[null,null,3.5,"II-37","ソーダ灰の使用",1,"使用量","t","---","t-CO2/t","千円/t"]
[null,null,3.6,"II-39","アンモニアの製造（原料：石炭）",1,"原料使用量","t","---","t-CO2/t","千円/t"]
[null,null,3.6,"II-39","アンモニアの製造（原料：ナフサ）",1,"原料使用量","kl","---","t-CO2/kl","千円/kl"]
[null,null,3.6,"II-39","アンモニアの製造（原料：オイルコークス）",1,"原料使用量","t","---","t-CO2/t","千円/t"]
[null,null,3.6,"II-39","アンモニアの製造（原料：LPG）",1,"原料使用量","t","---","t-CO2/t","千円/t"]
[null,null,3.6,"II-39","アンモニアの製造（原料：LNG）",1,"原料使用量","t","---","t-CO2/t","千円/t"]
[null,null,3.6,"II-39","アンモニアの製造（原料：天然ガス(LNG除く)）",1,"原料使用量","千Nm3","---","t-CO2/千Nm3","千円/千Nm3"]
[null,null,3.6,"II-39","アンモニアの製造（原料：コークス炉ガス）",1,"原料使用量","千Nm3","---","t-CO2/千Nm3","千円/千Nm3"]
[null,null,3.6,"II-39","アンモニアの製造（原料：石油系炭化水素ガス）",1,"原料使用量","千Nm3","---","t-CO2/千Nm3","千円/千Nm3"]
[null,null,3.7,"II-42","シリコンカーバイドの製造",1,"石油コークス使用量","t","---","t-CO2/t","千円/t"]
[null,null,3.8,"II-44","カルシウムカーバイドの製造（石灰石起源）",1,"製造量","t","---","t-CO2/t","千円/t"]
[null,null,3.8,"II-44","カルシウムカーバイドの製造（還元剤起源）",1,"製造量","t","---","t-CO2/t","千円/t"]
[null,null,3.9,"II-46","エチレンの製造",1,"製造量","t","---","t-CO2/t","千円/t"]
[null,null,"3.10","II-47","カルシウムカーバイドを原料としたアセチレンの使用（燃焼）",1,"使用量","t","---","t-CO2/t","千円/t"]
[null,null,"3.11","II-49","電気炉を使用した粗鋼の製造",1,"製造量","t","---","t-CO2/t","千円/t"]
[null,null,"3.12","II-50","ドライアイス／液化炭酸ガス／噴霧器の使用",1,"使用量","t","---","t-CO2/t","千円/t"]
[null,null,null,null,"その他①",{"$f":"排出係数・単価表!A23","v":1},null,{"$f":"排出係数・単価表!C23","v":0},{"$f":"排出係数・単価表!E23","v":0},{"$f":"排出係数・単価表!G23","v":0},{"$f":"排出係数・単価表!I23","v":0},"←係数・単価表からの呼び出し"]
[null,null,null,null,"その他②",{"$f":"排出係数・単価表!A24","v":1},null,{"$f":"排出係数・単価表!C24","v":0},{"$f":"排出係数・単価表!E24","v":0},{"$f":"排出係数・単価表!G24","v":0},{"$f":"排出係数・単価表!I24","v":0},"←係数・単価表からの呼び出し"]
[]
[]
[null,null,null,null,"電力等のGJ換算係数"]
[null,null,null,null,"系統電力①",8.6400000000000001E-3,"GJ/kWh"]
[null,null,null,null,"系統電力②",8.6400000000000001E-3,"GJ/kWh"]
[null,null,null,null,"系統電力切替先①",8.6400000000000001E-3,"GJ/kWh"]
[null,null,null,null,"系統電力切替先②",8.6400000000000001E-3,"GJ/kWh"]
[null,null,null,null,"産業用蒸気",1.17,"GJ"]
[null,null,null,null,"温水",1.19,"GJ"]
[null,null,null,null,"冷水",1.19,"GJ"]
[null,null,null,null,"蒸気（産業用以外）",1.19,"GJ"]
[]
[null,null,null,null,null,"↑"]
[null,null,null,null,null,"R5補SHIFT（C事業事前チェック）：METI「省エネ法の手引き（工場・事業場編）-令和4年度改正対応-」に合わせて修正（2023/12/22時点）"]
[null,null,null,null,null,"R5補（v4.0以降）＆R6の様式ではこの係数を使用"]

{"sheet":"非表示_業種","index":52,"n_rows":542,"n_cols":19,"rows_kept":542,"cut":false,"hidden":true,"merged":[]}
[]
[null,null,"※H25年10月改定版からR6年4月改定版における変更箇所＝赤字"]
[null,null,"↓大分類・中分類はテキストの修正のみ。小分類はテキスト修正＆データ数の統廃合（1/31）",null,null,null,null,null,null,null,null,null,"↓テキストの修正のみ。データ数は増えていない（1/31）",null,null,null,"↓中分類＆小分類は計算式のためテキスト自動更新。小分類はデータ数が増えているので、行の追加と名前の再設定を行った（1/31）"]
[null,null,"日本産業分類（令和6年4月改定）"]
[]
[null,null,"大分類",null,"中分類",null,"小分類",null,null,null,null,null,"中分類",null,null,"中分類","小分類","部門","中分類"]
[null,null," A","農業、林業",1,"農業",10,"管理、補助的経済活動を行う事業所（01農業）",null,null,null,null,"01 農業","中分類1",null,{"$f":"\"0\"&E7&\" \"&F7","v":"01 農業"},{"$f":"\"0\"&G7&\" \"&H7","v":"010 管理、補助的経済活動を行う事業所（01農業）"},"業務","01 農業"]
[null,null,null,null,null,null,11,"耕種農業",null,null,null,null,"02 林業","中分類2",null,null,{"$f":"\"0\"&G8&\" \"&H8","v":"011 耕種農業"},"産業","01 農業"]
[null,null,null,null,null,null,12,"畜産農業",null,null,null,null,"03 漁業（水産養殖業を除く）","中分類3",null,null,"012 畜産農業","産業","01 農業"]
[null,null,null,null,null,null,13,"農業サービス業（園芸サービス業を除く）",null,null,null,null,"04 水産養殖業","中分類4",null,null,"013 農業サービス業（園芸サービス業を除く）","産業","01 農業"]
[null,null,null,null,null,null,14,"園芸サービス業",null,null,null,null,"05 鉱業、採石業、砂利採取業","中分類5",null,null,"014 園芸サービス業","産業","01 農業"]
[null,null,null,null,2,"林業",20,"管理、補助的経済活動を行う事業所（02林業）",null,null,null,null,"06 総合工事業","中分類6",null,{"$f":"\"0\"&E12&\" \"&F12","v":"02 林業"},"020 管理、補助的経済活動を行う事業所（02林業）","業務","02 林業"]
[null,null,null,null,null,null,21,"育林業",null,null,null,null,"07 職別工事業(設備工事業を除く)","中分類7",null,null,"021 育林業","産業","02 林業"]
[null,null,null,null,null,null,22,"素材生産業",null,null,null,null,"08 設備工事業","中分類8",null,null,"022 素材生産業","産業","02 林業"]
[null,null,null,null,null,null,23,"特用林産物生産業（きのこ類の栽培を除く）",null,null,null,null,"09 食料品製造業","中分類9",null,null,"023 特用林産物生産業（きのこ類の栽培を除く）","産業","02 林業"]
[null,null,null,null,null,null,24,"林業サービス業",null,null,null,null,"10 飲料・たばこ・飼料製造業","中分類10",null,null,"024 林業サービス業","産業","02 林業"]
[null,null,null,null,null,null,29,"その他の林業",null,null,null,null,"11 繊維工業","中分類11",null,null,"029 その他の林業","産業","02 林業"]
[null,null,"B","漁業",3,"漁業（水産養殖業を除く）",30,"管理、補助的経済活動を行う事業所（03漁業）",null,null,null,null,"12 木材・木製品製造業（家具を除く）","中分類12",null,{"$f":"\"0\"&E18&\" \"&F18","v":"03 漁業（水産養殖業を除く）"},"030 管理、補助的経済活動を行う事業所（03漁業）","業務","03 漁業（水産養殖業を除く）"]
[null,null,null,null,null,null,31,"海面漁業",null,null,null,null,"13 家具・装備品製造業","中分類13",null,null,"031 海面漁業","産業","03 漁業（水産養殖業を除く）"]
[null,null,null,null,null,null,32,"内水面漁業",null,null,null,null,"14 パルプ・紙・紙加工品製造業","中分類14",null,null,"032 内水面漁業","産業","03 漁業（水産養殖業を除く）"]
[null,null,null,null,4,"水産養殖業",40,"管理、補助的経済活動を行う事業所（04水産養殖業）",null,null,null,null,"15 印刷・同関連業","中分類15",null,{"$f":"\"0\"&E21&\" \"&F21","v":"04 水産養殖業"},"040 管理、補助的経済活動を行う事業所（04水産養殖業）","業務","04 水産養殖業"]
[null,null,null,null,null,null,41,"海面養殖業",null,null,null,null,"16 化学工業","中分類16",null,null,"041 海面養殖業","産業","04 水産養殖業"]
[null,null,null,null,null,null,42,"内水面養殖業",null,null,null,null,"17 石油製品・石炭製品製造業","中分類17",null,null,"042 内水面養殖業","産業","04 水産養殖業"]
[null,null,"C","鉱業、採石業、砂利採取業",5,"鉱業、採石業、砂利採取業",50,"管理、補助的経済活動を行う事業所（05鉱業、採石業、砂利採取業）",null,null,null,null,"18 プラスチック製品製造業（別掲を除く）","中分類18",null,{"$f":"\"0\"&E24&\" \"&F24","v":"05 鉱業、採石業、砂利採取業"},"050 管理、補助的経済活動を行う事業所（05鉱業、採石業、砂利採取業）","業務","05 鉱業、採石業、砂利採取業"]
[null,null,null,null,null,null,51,"金属鉱業",null,null,null,null,"19 ゴム製品製造業","中分類19",null,null,"051 金属鉱業","産業","05 鉱業、採石業、砂利採取業"]
[null,null,null,null,null,null,52,"石炭・亜炭鉱業",null,null,null,null,"20 なめし革・同製品・毛皮製造業","中分類20",null,null,"052 石炭・亜炭鉱業","産業","05 鉱業、採石業、砂利採取業"]
[null,null,null,null,null,null,53,"原油・天然ガス鉱業",null,null,null,null,"21 窯業・土石製品製造業","中分類21",null,null,"053 原油・天然ガス鉱業","産業","05 鉱業、採石業、砂利採取業"]
[null,null,null,null,null,null,54,"採石業、砂・砂利・玉石採取業",null,null,null,null,"22 鉄鋼業","中分類22",null,null,"054 採石業、砂・砂利・玉石採取業","産業","05 鉱業、採石業、砂利採取業"]
[null,null,null,null,null,null,55,"窯業原料用鉱物鉱業（耐火物・陶磁器・ガラス・セメント原料用に限る）",null,null,null,null,"23 非鉄金属製造業","中分類23",null,null,"055 窯業原料用鉱物鉱業（耐火物・陶磁器・ガラス・セメント原料用に限る）","産業","05 鉱業、採石業、砂利採取業"]
[null,null,null,null,null,null,59,"その他の鉱業",null,null,null,null,"24 金属製品製造業","中分類24",null,null,"059 その他の鉱業","産業","05 鉱業、採石業、砂利採取業"]
[null,null,"D","建設業",6,"総合工事業",60,"管理、補助的経済活動を行う事業所（06総合工事業）",null,null,null,null,"25 はん用機械器具製造業","中分類25",null,{"$f":"\"0\"&E31&\" \"&F31","v":"06 総合工事業"},"060 管理、補助的経済活動を行う事業所（06総合工事業）","業務","06 総合工事業"]
[null,null,null,null,null,null,61,"一般土木建築工事業",null,null,null,null,"26 生産用機械器具製造業","中分類26",null,null,"061 一般土木建築工事業","産業","06 総合工事業"]
[null,null,null,null,null,null,62,"土木工事業（舗装工事業を除く）",null,null,null,null,"27 業務用機械器具製造業","中分類27",null,null,"062 土木工事業（舗装工事業を除く）","産業","06 総合工事業"]
[null,null,null,null,null,null,63,"舗装工事業",null,null,null,null,"28 電子部品・デバイス・電子回路製造業","中分類28",null,null,"063 舗装工事業","産業","06 総合工事業"]
[null,null,null,null,null,null,64,"建築工事業（木造建築工事業を除く）",null,null,null,null,"29 電気機械器具製造業","中分類29",null,null,{"$f":"\"0\"&G35&\" \"&H35","v":"064 建築工事業（木造建築工事業を除く）"},"産業","06 総合工事業"]
[null,null,null,null,null,null,65,"木造建築工事業",null,null,null,null,"30 情報通信機械器具製造業","中分類30",null,null,"065 木造建築工事業","産業","06 総合工事業"]
[null,null,null,null,null,null,66,"建築リフォーム工事業",null,null,null,null,"31 輸送用機械器具製造業","中分類31",null,null,"066 建築リフォーム工事業","産業","06 総合工事業"]
[null,null,null,null,7,"職別工事業(設備工事業を除く)",70,"管理、補助的経済活動を行う事業所（07職別工事業）",null,null,null,null,"32 その他の製造業","中分類32",null,{"$f":"\"0\"&E38&\" \"&F38","v":"07 職別工事業(設備工事業を除く)"},"070 管理、補助的経済活動を行う事業所（07職別工事業）","業務","07 職別工事業(設備工事業を除く)"]
[null,null,null,null,null,null,71,"大工工事業",null,null,null,null,"33 電気業","中分類33",null,null,"071 大工工事業","産業","07 職別工事業(設備工事業を除く)"]
[null,null,null,null,null,null,72,"とび・土工・コンクリート工事業",null,null,null,null,"34 ガス業","中分類34",null,null,"072 とび・土工・コンクリート工事業","産業","07 職別工事業(設備工事業を除く)"]
[null,null,null,null,null,null,73,"鉄骨・鉄筋工事業",null,null,null,null,"35 熱供給業","中分類35",null,null,"073 鉄骨・鉄筋工事業","産業","07 職別工事業(設備工事業を除く)"]
[null,null,null,null,null,null,74,"石工・れんが・タイル・ブロック工事業",null,null,null,null,"36 水道業","中分類36",null,null,"074 石工・れんが・タイル・ブロック工事業","産業","07 職別工事業(設備工事業を除く)"]
[null,null,null,null,null,null,75,"左官工事業",null,null,null,null,"37 通信業","中分類37",null,null,"075 左官工事業","産業","07 職別工事業(設備工事業を除く)"]
[null,null,null,null,null,null,76,"板金・金物工事業",null,null,null,null,"38 放送業","中分類38",null,null,"076 板金・金物工事業","産業","07 職別工事業(設備工事業を除く)"]
[null,null,null,null,null,null,77,"塗装工事業",null,null,null,null,"39 情報サービス業","中分類39",null,null,"077 塗装工事業","産業","07 職別工事業(設備工事業を除く)"]
[null,null,null,null,null,null,78,"床・内装工事業",null,null,null,null,"40 インターネット附随サービス業","中分類40",null,null,"078 床・内装工事業","産業","07 職別工事業(設備工事業を除く)"]
[null,null,null,null,null,null,79,"その他の職別工事業",null,null,null,null,"41 映像・音声・文字情報制作業","中分類41",null,null,"079 その他の職別工事業","産業","07 職別工事業(設備工事業を除く)"]
[null,null,null,null,8,"設備工事業",80,"管理、補助的経済活動を行う事業所（08設備工事業）",null,null,null,null,"42 鉄道業","中分類42",null,{"$f":"\"0\"&E48&\" \"&F48","v":"08 設備工事業"},"080 管理、補助的経済活動を行う事業所（08設備工事業）","業務","08 設備工事業"]
[null,null,null,null,null,null,81,"電気工事業",null,null,null,null,"43 道路旅客運送業","中分類43",null,null,"081 電気工事業","産業","08 設備工事業"]
[null,null,null,null,null,null,82,"電気通信・信号装置工事業",null,null,null,null,"44 道路貨物運送業","中分類44",null,null,"082 電気通信・信号装置工事業","産業","08 設備工事業"]
[null,null,null,null,null,null,83,"管工事業（さく井工事業を除く）",null,null,null,null,"45 水運業","中分類45",null,null,"083 管工事業（さく井工事業を除く）","産業","08 設備工事業"]
[null,null,null,null,null,null,84,"機械器具設置工事業",null,null,null,null,"46 航空運輸業","中分類46",null,null,"084 機械器具設置工事業","産業","08 設備工事業"]
[null,null,null,null,null,null,89,"その他の設備工事業",null,null,null,null,"47 倉庫業","中分類47",null,null,"089 その他の設備工事業","産業","08 設備工事業"]
[null,null,"E","製造業",9,"食料品製造業",90,"管理、補助的経済活動を行う事業所（09食料品製造業）",null,null,null,null,"48 運輸に附帯するサービス業","中分類48",null,{"$f":"\"0\"&E54&\" \"&F54","v":"09 食料品製造業"},"090 管理、補助的経済活動を行う事業所（09食料品製造業）","業務","09 食料品製造業"]
[null,null,null,null,null,null,91,"畜産食料品製造業",null,null,null,null,"49 郵便業（信書便事業を含む）","中分類49",null,null,"091 畜産食料品製造業","産業","09 食料品製造業"]
[null,null,null,null,null,null,92,"水産食料品製造業",null,null,null,null,"50 各種商品卸売業","中分類50",null,null,"092 水産食料品製造業","産業","09 食料品製造業"]
[null,null,null,null,null,null,93,"野菜缶詰・果実缶詰・農産保存食料品製造業",null,null,null,null,"51 繊維・衣服等卸売業","中分類51",null,null,"093 野菜缶詰・果実缶詰・農産保存食料品製造業","産業","09 食料品製造業"]
[null,null,null,null,null,null,94,"調味料製造業",null,null,null,null,"52 飲食料品卸売業","中分類52",null,null,"094 調味料製造業","産業","09 食料品製造業"]
[null,null,null,null,null,null,95,"砂糖・でんぷん糖類製造業",null,null,null,null,"53 建築材料、鉱物・金属材料等卸売業","中分類53",null,null,"095 砂糖・でんぷん糖類製造業","産業","09 食料品製造業"]
[null,null,null,null,null,null,96,"精穀・製粉業",null,null,null,null,"54 機械器具卸売業","中分類54",null,null,"096 精穀・製粉業","産業","09 食料品製造業"]
[null,null,null,null,null,null,97,"パン・菓子製造業",null,null,null,null,"55 その他の卸売業","中分類55",null,null,"097 パン・菓子製造業","産業","09 食料品製造業"]
[null,null,null,null,null,null,98,"動植物油脂製造業",null,null,null,null,"56 各種商品小売業","中分類56",null,null,"098 動植物油脂製造業","産業","09 食料品製造業"]
[null,null,null,null,null,null,99,"その他の食料品製造業",null,null,null,null,"57 織物・衣服・身の回り品小売業","中分類57",null,null,"099 その他の食料品製造業","産業","09 食料品製造業"]
[null,null,null,null,10,"飲料・たばこ・飼料製造業",100,"管理、補助的経済活動を行う事業所（10飲料・たばこ・飼料製造業）",null,null,null,null,"58 飲食料品小売業","中分類58",null,{"$f":"E64&\" \"&F64","v":"10 飲料・たばこ・飼料製造業"},{"$f":"G64&\" \"&H64","v":"100 管理、補助的経済活動を行う事業所（10飲料・たばこ・飼料製造業）"},"業務","10 飲料・たばこ・飼料製造業"]
[null,null,null,null,null,null,101,"清涼飲料製造業",null,null,null,null,"59 機械器具小売業","中分類59",null,null,{"$f":"G65&\" \"&H65","v":"101 清涼飲料製造業"},"産業","10 飲料・たばこ・飼料製造業"]
[null,null,null,null,null,null,102,"酒類製造業",null,null,null,null,"60 その他の小売業","中分類60",null,null,"102 酒類製造業","産業","10 飲料・たばこ・飼料製造業"]
[null,null,null,null,null,null,103,"茶・コーヒー製造業（清涼飲料を除く）",null,null,null,null,"61 無店舗小売業","中分類61",null,null,"103 茶・コーヒー製造業（清涼飲料を除く）","産業","10 飲料・たばこ・飼料製造業"]
[null,null,null,null,null,null,104,"製氷業",null,null,null,null,"62 銀行業","中分類62",null,null,"104 製氷業","産業","10 飲料・たばこ・飼料製造業"]
[null,null,null,null,null,null,105,"たばこ製造業",null,null,null,null,"63 協同組織金融業","中分類63",null,null,"105 たばこ製造業","産業","10 飲料・たばこ・飼料製造業"]
[null,null,null,null,null,null,106,"飼料・有機質肥料製造業",null,null,null,null,"64 貸金業、クレジットカード業等非預金信用機関","中分類64",null,null,"106 飼料・有機質肥料製造業","産業","10 飲料・たばこ・飼料製造業"]
[null,null,null,null,11,"繊維工業",110,"管理、補助的経済活動を行う事業所（11繊維工業）",null,null,null,null,"65 金融商品取引業、商品先物取引業","中分類65",null,{"$f":"E71&\" \"&F71","v":"11 繊維工業"},"110 管理、補助的経済活動を行う事業所（11繊維工業）","業務","11 繊維工業"]
[null,null,null,null,null,null,111,"製糸業、紡績業、化学繊維・ねん糸等製造業",null,null,null,null,"66 補助的金融業等","中分類66",null,null,"111 製糸業、紡績業、化学繊維・ねん糸等製造業","産業","11 繊維工業"]
[null,null,null,null,null,null,112,"織物業",null,null,null,null,"67 保険業（保険媒介代理業、保険サービス業を含む）","中分類67",null,null,"112 織物業","産業","11 繊維工業"]
[null,null,null,null,null,null,113,"ニット生地製造業",null,null,null,null,"68 不動産取引業","中分類68",null,null,"113 ニット生地製造業","産業","11 繊維工業"]
[null,null,null,null,null,null,114,"染色整理業",null,null,null,null,"69 不動産賃貸業・管理業","中分類69",null,null,"114 染色整理業","産業","11 繊維工業"]
[null,null,null,null,null,null,115,"綱・網・レース・繊維粗製品製造業",null,null,null,null,"70 物品賃貸業","中分類70",null,null,"115 綱・網・レース・繊維粗製品製造業","産業","11 繊維工業"]
[null,null,null,null,null,null,116,"外衣・シャツ製造業（和式を除く）",null,null,null,null,"71 学術・開発研究機関","中分類71",null,null,"116 外衣・シャツ製造業（和式を除く）","産業","11 繊維工業"]
[null,null,null,null,null,null,117,"下着類製造業",null,null,null,null,"72 専門サービス業（他に分類されないもの）","中分類72",null,null,"117 下着類製造業","産業","11 繊維工業"]
[null,null,null,null,null,null,118,"和装製品・その他の衣服・繊維製身の回り品製造業",null,null,null,null,"73 広告業","中分類73",null,null,"118 和装製品・その他の衣服・繊維製身の回り品製造業","産業","11 繊維工業"]
[null,null,null,null,null,null,119,"その他の繊維製品製造業",null,null,null,null,"74 技術サービス業（他に分類されないもの）","中分類74",null,null,"119 その他の繊維製品製造業","産業","11 繊維工業"]
[null,null,null,null,12,"木材・木製品製造業（家具を除く）",120,"管理、補助的経済活動を行う事業所（12木材・木製品製造業）",null,null,null,null,"75 宿泊業","中分類75",null,{"$f":"E81&\" \"&F81","v":"12 木材・木製品製造業（家具を除く）"},"120 管理、補助的経済活動を行う事業所（12木材・木製品製造業）","業務","12 木材・木製品製造業（家具を除く）"]
[null,null,null,null,null,null,121,"製材業、木製品製造業",null,null,null,null,"76 飲食店","中分類76",null,null,"121 製材業、木製品製造業","産業","12 木材・木製品製造業（家具を除く）"]
[null,null,null,null,null,null,122,"造作材・合板・建築用組立材料製造業",null,null,null,null,"77 持ち帰り・配達飲食サービス業","中分類77",null,null,"122 造作材・合板・建築用組立材料製造業","産業","12 木材・木製品製造業（家具を除く）"]
[null,null,null,null,null,null,123,"木製容器製造業（竹、とうを含む）",null,null,null,null,"78 洗濯・理容・美容・浴場業","中分類78",null,null,"123 木製容器製造業（竹、とうを含む）","産業","12 木材・木製品製造業（家具を除く）"]
[null,null,null,null,null,null,129,"その他の木製品製造業（竹、とうを含む）",null,null,null,null,"79 その他の生活関連サービス業","中分類79",null,null,"129 その他の木製品製造業（竹、とうを含む）","産業","12 木材・木製品製造業（家具を除く）"]
[null,null,null,null,13,"家具・装備品製造業",130,"管理、補助的経済活動を行う事業所（13家具・装備品製造業）",null,null,null,null,"80 娯楽業","中分類80",null,{"$f":"E86&\" \"&F86","v":"13 家具・装備品製造業"},"130 管理、補助的経済活動を行う事業所（13家具・装備品製造業）","業務","13 家具・装備品製造業"]
[null,null,null,null,null,null,131,"家具製造業",null,null,null,null,"81 学校教育","中分類81",null,null,"131 家具製造業","産業","13 家具・装備品製造業"]
[null,null,null,null,null,null,132,"宗教用具製造業",null,null,null,null,"82 その他の教育、学習支援業","中分類82",null,null,"132 宗教用具製造業","産業","13 家具・装備品製造業"]
[null,null,null,null,null,null,133,"建具製造業",null,null,null,null,"83 医療業","中分類83",null,null,"133 建具製造業","産業","13 家具・装備品製造業"]
[null,null,null,null,null,null,139,"その他の家具・装備品製造業",null,null,null,null,"84 保健衛生","中分類84",null,null,"139 その他の家具・装備品製造業","産業","13 家具・装備品製造業"]
[null,null,null,null,14,"パルプ・紙・紙加工品製造業",140,"管理、補助的経済活動を行う事業所（14パルプ・紙・紙加工品製造業）",null,null,null,null,"85 社会保険・社会福祉・介護事業","中分類85",null,{"$f":"E91&\" \"&F91","v":"14 パルプ・紙・紙加工品製造業"},"140 管理、補助的経済活動を行う事業所（14パルプ・紙・紙加工品製造業）","業務","14 パルプ・紙・紙加工品製造業"]
[null,null,null,null,null,null,141,"パルプ製造業",null,null,null,null,"86 郵便局","中分類86",null,null,"141 パルプ製造業","産業","14 パルプ・紙・紙加工品製造業"]
[null,null,null,null,null,null,142,"紙製造業",null,null,null,null,"87 協同組合（他に分類されないもの）","中分類87",null,null,"142 紙製造業","産業","14 パルプ・紙・紙加工品製造業"]
[null,null,null,null,null,null,143,"加工紙製造業",null,null,null,null,"88 廃棄物処理業","中分類88",null,null,"143 加工紙製造業","産業","14 パルプ・紙・紙加工品製造業"]
[null,null,null,null,null,null,144,"紙製品製造業",null,null,null,null,"89 自動車整備業","中分類89",null,null,"144 紙製品製造業","産業","14 パルプ・紙・紙加工品製造業"]
[null,null,null,null,null,null,145,"紙製容器製造業",null,null,null,null,"90 機械等修理業（別掲を除く）","中分類90",null,null,"145 紙製容器製造業","産業","14 パルプ・紙・紙加工品製造業"]
[null,null,null,null,null,null,149,"その他のパルプ・紙・紙加工品製造業",null,null,null,null,"91 職業紹介・労働者派遣業","中分類91",null,null,"149 その他のパルプ・紙・紙加工品製造業","産業","14 パルプ・紙・紙加工品製造業"]
[null,null,null,null,15,"印刷・同関連業",150,"管理、補助的経済活動を行う事業所（15印刷・同関連業）",null,null,null,null,"92 その他の事業サービス業","中分類92",null,{"$f":"E98&\" \"&F98","v":"15 印刷・同関連業"},"150 管理、補助的経済活動を行う事業所（15印刷・同関連業）","業務","15 印刷・同関連業"]
[null,null,null,null,null,null,151,"印刷業",null,null,null,null,"93 政治・経済・文化団体","中分類93",null,null,"151 印刷業","産業","15 印刷・同関連業"]
[null,null,null,null,null,null,152,"製版業",null,null,null,null,"94 宗教","中分類94",null,null,"152 製版業","産業","15 印刷・同関連業"]
[null,null,null,null,null,null,153,"製本業、印刷物加工業",null,null,null,null,"95 その他のサービス業","中分類95",null,null,"153 製本業、印刷物加工業","産業","15 印刷・同関連業"]
[null,null,null,null,null,null,159,"印刷関連サービス業",null,null,null,null,"96 外国公務","中分類96",null,null,"159 印刷関連サービス業","産業","15 印刷・同関連業"]
[null,null,null,null,16,"化学工業",160,"管理、補助的経済活動を行う事業所（16化学工業）",null,null,null,null,"97 国家公務","中分類97",null,{"$f":"E103&\" \"&F103","v":"16 化学工業"},"160 管理、補助的経済活動を行う事業所（16化学工業）","業務","16 化学工業"]
[null,null,null,null,null,null,161,"化学肥料製造業",null,null,null,null,"98 地方公務","中分類98",null,null,"161 化学肥料製造業","産業","16 化学工業"]
[null,null,null,null,null,null,162,"無機化学工業製品製造業",null,null,null,null,"99 分類不能の産業","中分類99",null,null,"162 無機化学工業製品製造業","産業","16 化学工業"]
[null,null,null,null,null,null,163,"有機化学工業製品製造業",null,null,null,null,null,null,null,null,"163 有機化学工業製品製造業","産業","16 化学工業"]
[null,null,null,null,null,null,164,"油脂加工製品・石けん・合成洗剤・界面活性剤・塗料製造業",null,null,null,null,null,null,null,null,"164 油脂加工製品・石けん・合成洗剤・界面活性剤・塗料製造業","産業","16 化学工業"]
[null,null,null,null,null,null,165,"医薬品製造業",null,null,null,null,null,null,null,null,"165 医薬品製造業","産業","16 化学工業"]
[null,null,null,null,null,null,166,"化粧品・歯磨・その他の化粧用調整品製造業",null,null,null,null,null,null,null,null,"166 化粧品・歯磨・その他の化粧用調整品製造業","産業","16 化学工業"]
[null,null,null,null,null,null,169,"その他の化学工業",null,null,null,null,null,null,null,null,"169 その他の化学工業","産業","16 化学工業"]
[null,null,null,null,17,"石油製品・石炭製品製造業",170,"管理、補助的経済活動を行う事業所（17石油製品・石炭製品製造業）",null,null,null,null,null,null,null,{"$f":"E111&\" \"&F111","v":"17 石油製品・石炭製品製造業"},"170 管理、補助的経済活動を行う事業所（17石油製品・石炭製品製造業）","業務","17 石油製品・石炭製品製造業"]
[null,null,null,null,null,null,171,"石油精製業",null,null,null,null,null,null,null,null,"171 石油精製業","産業","17 石油製品・石炭製品製造業"]
[null,null,null,null,null,null,172,"潤滑油・グリース製造業（石油精製によらないもの）",null,null,null,null,null,null,null,null,"172 潤滑油・グリース製造業（石油精製によらないもの）","産業","17 石油製品・石炭製品製造業"]
[null,null,null,null,null,null,173,"コークス製造業",null,null,null,null,null,null,null,null,"173 コークス製造業","産業","17 石油製品・石炭製品製造業"]
[null,null,null,null,null,null,174,"舗装材料製造業",null,null,null,null,null,null,null,null,"174 舗装材料製造業","産業","17 石油製品・石炭製品製造業"]
[null,null,null,null,null,null,179,"その他の石油製品・石炭製品製造業",null,null,null,null,null,null,null,null,"179 その他の石油製品・石炭製品製造業","産業","17 石油製品・石炭製品製造業"]
[null,null,null,null,18,"プラスチック製品製造業（別掲を除く）",180,"管理、補助的経済活動を行う事業所（18プラスチック製品製造業）",null,null,null,null,null,null,null,{"$f":"E117&\" \"&F117","v":"18 プラスチック製品製造業（別掲を除く）"},"180 管理、補助的経済活動を行う事業所（18プラスチック製品製造業）","業務","18 プラスチック製品製造業（別掲を除く）"]
[null,null,null,null,null,null,181,"プラスチック板・棒・管・継手・異形押出製品製造業",null,null,null,null,null,null,null,null,"181 プラスチック板・棒・管・継手・異形押出製品製造業","産業","18 プラスチック製品製造業（別掲を除く）"]
[null,null,null,null,null,null,182,"プラスチックフィルム・シート・床材・合成皮革製造業",null,null,null,null,null,null,null,null,"182 プラスチックフィルム・シート・床材・合成皮革製造業","産業","18 プラスチック製品製造業（別掲を除く）"]
[null,null,null,null,null,null,183,"工業用プラスチック製品製造業",null,null,null,null,null,null,null,null,"183 工業用プラスチック製品製造業","産業","18 プラスチック製品製造業（別掲を除く）"]
[null,null,null,null,null,null,184,"発泡・強化プラスチック製品製造業",null,null,null,null,null,null,null,null,"184 発泡・強化プラスチック製品製造業","産業","18 プラスチック製品製造業（別掲を除く）"]
[null,null,null,null,null,null,185,"プラスチック成形材料製造業（廃プラスチックを含む）",null,null,null,null,null,null,null,null,"185 プラスチック成形材料製造業（廃プラスチックを含む）","産業","18 プラスチック製品製造業（別掲を除く）"]
[null,null,null,null,null,null,189,"その他のプラスチック製品製造業",null,null,null,null,null,null,null,null,"189 その他のプラスチック製品製造業","産業","18 プラスチック製品製造業（別掲を除く）"]
[null,null,null,null,19,"ゴム製品製造業",190,"管理、補助的経済活動を行う事業所（19ゴム製品製造業）",null,null,null,null,null,null,null,{"$f":"E124&\" \"&F124","v":"19 ゴム製品製造業"},"190 管理、補助的経済活動を行う事業所（19ゴム製品製造業）","業務","19 ゴム製品製造業"]
[null,null,null,null,null,null,191,"タイヤ・チューブ製造業",null,null,null,null,null,null,null,null,"191 タイヤ・チューブ製造業","産業","19 ゴム製品製造業"]
[null,null,null,null,null,null,192,"ゴム製・プラスチック製履物・同附属品製造業",null,null,null,null,null,null,null,null,"192 ゴム製・プラスチック製履物・同附属品製造業","産業","19 ゴム製品製造業"]
[null,null,null,null,null,null,193,"ゴムベルト・ゴムホース・工業用ゴム製品製造業",null,null,null,null,null,null,null,null,"193 ゴムベルト・ゴムホース・工業用ゴム製品製造業","産業","19 ゴム製品製造業"]
[null,null,null,null,null,null,199,"その他のゴム製品製造業",null,null,null,null,null,null,null,null,"199 その他のゴム製品製造業","産業","19 ゴム製品製造業"]
[null,null,null,null,20,"なめし革・同製品・毛皮製造業",200,"管理、補助的経済活動を行う事業所（20なめし革・同製品・毛皮製造業）",null,null,null,null,null,null,null,{"$f":"E129&\" \"&F129","v":"20 なめし革・同製品・毛皮製造業"},{"$f":"G129&\" \"&H129","v":"200 管理、補助的経済活動を行う事業所（20なめし革・同製品・毛皮製造業）"},"業務","20 なめし革・同製品・毛皮製造業"]
[null,null,null,null,null,null,201,"なめし革製造業",null,null,null,null,null,null,null,null,"201 なめし革製造業","産業","20 なめし革・同製品・毛皮製造業"]
[null,null,null,null,null,null,202,"工業用革製品製造業（手袋を除く）",null,null,null,null,null,null,null,null,"202 工業用革製品製造業（手袋を除く）","産業","20 なめし革・同製品・毛皮製造業"]
[null,null,null,null,null,null,203,"革製履物用材料・同附属品製造業",null,null,null,null,null,null,null,null,"203 革製履物用材料・同附属品製造業","産業","20 なめし革・同製品・毛皮製造業"]
[null,null,null,null,null,null,204,"革製履物製造業",null,null,null,null,null,null,null,null,"204 革製履物製造業","産業","20 なめし革・同製品・毛皮製造業"]
[null,null,null,null,null,null,205,"革製手袋製造業",null,null,null,null,null,null,null,null,"205 革製手袋製造業","産業","20 なめし革・同製品・毛皮製造業"]
[null,null,null,null,null,null,206,"かばん製造業",null,null,null,null,null,null,null,null,"206 かばん製造業","産業","20 なめし革・同製品・毛皮製造業"]
[null,null,null,null,null,null,207,"袋物製造業",null,null,null,null,null,null,null,null,"207 袋物製造業","産業","20 なめし革・同製品・毛皮製造業"]
[null,null,null,null,null,null,208,"毛皮製造業",null,null,null,null,null,null,null,null,"208 毛皮製造業","産業","20 なめし革・同製品・毛皮製造業"]
[null,null,null,null,null,null,209,"その他のなめし革製品製造業",null,null,null,null,null,null,null,null,"209 その他のなめし革製品製造業","産業","20 なめし革・同製品・毛皮製造業"]
[null,null,null,null,21,"窯業・土石製品製造業",210,"管理、補助的経済活動を行う事業所（21窯業・土石製品製造業）",null,null,null,null,null,null,null,{"$f":"E139&\" \"&F139","v":"21 窯業・土石製品製造業"},"210 管理、補助的経済活動を行う事業所（21窯業・土石製品製造業）","業務","21 窯業・土石製品製造業"]
[null,null,null,null,null,null,211,"ガラス・同製品製造業",null,null,null,null,null,null,null,null,"211 ガラス・同製品製造業","産業","21 窯業・土石製品製造業"]
[null,null,null,null,null,null,212,"セメント・同製品製造業",null,null,null,null,null,null,null,null,"212 セメント・同製品製造業","産業","21 窯業・土石製品製造業"]
[null,null,null,null,null,null,213,"建設用粘土製品製造業（陶磁器製を除く）",null,null,null,null,null,null,null,null,"213 建設用粘土製品製造業（陶磁器製を除く）","産業","21 窯業・土石製品製造業"]
[null,null,null,null,null,null,214,"陶磁器・同関連製品製造業",null,null,null,null,null,null,null,null,"214 陶磁器・同関連製品製造業","産業","21 窯業・土石製品製造業"]
[null,null,null,null,null,null,215,"耐火物製造業",null,null,null,null,null,null,null,null,"215 耐火物製造業","産業","21 窯業・土石製品製造業"]
[null,null,null,null,null,null,216,"炭素・黒鉛製品製造業",null,null,null,null,null,null,null,null,"216 炭素・黒鉛製品製造業","産業","21 窯業・土石製品製造業"]
[null,null,null,null,null,null,217,"研磨材・同製品製造業",null,null,null,null,null,null,null,null,"217 研磨材・同製品製造業","産業","21 窯業・土石製品製造業"]
[null,null,null,null,null,null,218,"骨材・石工品等製造業",null,null,null,null,null,null,null,null,"218 骨材・石工品等製造業","産業","21 窯業・土石製品製造業"]
[null,null,null,null,null,null,219,"その他の窯業・土石製品製造業",null,null,null,null,null,null,null,null,"219 その他の窯業・土石製品製造業","産業","21 窯業・土石製品製造業"]
[null,null,null,null,22,"鉄鋼業",220,"管理、補助的経済活動を行う事業所（22鉄鋼業）",null,null,null,null,null,null,null,{"$f":"E149&\" \"&F149","v":"22 鉄鋼業"},"220 管理、補助的経済活動を行う事業所（22鉄鋼業）","業務","22 鉄鋼業"]
[null,null,null,null,null,null,221,"製鉄業",null,null,null,null,null,null,null,null,"221 製鉄業","産業","22 鉄鋼業"]
[null,null,null,null,null,null,222,"製鋼・製鋼圧延業",null,null,null,null,null,null,null,null,"222 製鋼・製鋼圧延業","産業","22 鉄鋼業"]
[null,null,null,null,null,null,223,"製鋼を行わない鋼材製造業（表面処理鋼材を除く）",null,null,null,null,null,null,null,null,"223 製鋼を行わない鋼材製造業（表面処理鋼材を除く）","産業","22 鉄鋼業"]
[null,null,null,null,null,null,224,"表面処理鋼材製造業",null,null,null,null,null,null,null,null,"224 表面処理鋼材製造業","産業","22 鉄鋼業"]
[null,null,null,null,null,null,225,"鉄素形材製造業",null,null,null,null,null,null,null,null,"225 鉄素形材製造業","産業","22 鉄鋼業"]
[null,null,null,null,null,null,229,"その他の鉄鋼業",null,null,null,null,null,null,null,null,"229 その他の鉄鋼業","産業","22 鉄鋼業"]
[null,null,null,null,23,"非鉄金属製造業",230,"管理、補助的経済活動を行う事業所（23非鉄金属製造業）",null,null,null,null,null,null,null,{"$f":"E156&\" \"&F156","v":"23 非鉄金属製造業"},"230 管理、補助的経済活動を行う事業所（23非鉄金属製造業）","業務","23 非鉄金属製造業"]
[null,null,null,null,null,null,231,"非鉄金属第１次製錬・精製業",null,null,null,null,null,null,null,null,"231 非鉄金属第１次製錬・精製業","産業","23 非鉄金属製造業"]
[null,null,null,null,null,null,232,"非鉄金属第２次製錬・精製業（非鉄金属合金製造業を含む）",null,null,null,null,null,null,null,null,"232 非鉄金属第２次製錬・精製業（非鉄金属合金製造業を含む）","産業","23 非鉄金属製造業"]
[null,null,null,null,null,null,233,"非鉄金属・同合金圧延業（抽伸、押出しを含む）",null,null,null,null,null,null,null,null,"233 非鉄金属・同合金圧延業（抽伸、押出しを含む）","産業","23 非鉄金属製造業"]
[null,null,null,null,null,null,234,"電線・ケーブル製造業",null,null,null,null,null,null,null,null,"234 電線・ケーブル製造業","産業","23 非鉄金属製造業"]
[null,null,null,null,null,null,235,"非鉄金属素形材製造業",null,null,null,null,null,null,null,null,"235 非鉄金属素形材製造業","産業","23 非鉄金属製造業"]
[null,null,null,null,null,null,239,"その他の非鉄金属製造業",null,null,null,null,null,null,null,null,"239 その他の非鉄金属製造業","産業","23 非鉄金属製造業"]
[null,null,null,null,24,"金属製品製造業",240,"管理、補助的経済活動を行う事業所（24金属製品製造業）",null,null,null,null,null,null,null,{"$f":"E163&\" \"&F163","v":"24 金属製品製造業"},"240 管理、補助的経済活動を行う事業所（24金属製品製造業）","業務","24 金属製品製造業"]
[null,null,null,null,null,null,241,"ブリキ缶・その他のめっき板等製品製造業",null,null,null,null,null,null,null,null,"241 ブリキ缶・その他のめっき板等製品製造業","産業","24 金属製品製造業"]
[null,null,null,null,null,null,242,"洋食器・刃物・手道具・金物類製造業",null,null,null,null,null,null,null,null,"242 洋食器・刃物・手道具・金物類製造業","産業","24 金属製品製造業"]
[null,null,null,null,null,null,243,"暖房・調理等装置、配管工事用附属品製造業",null,null,null,null,null,null,null,null,"243 暖房・調理等装置、配管工事用附属品製造業","産業","24 金属製品製造業"]
[null,null,null,null,null,null,244,"建設用・建築用金属製品製造業（製缶板金業を含む）",null,null,null,null,null,null,null,null,"244 建設用・建築用金属製品製造業（製缶板金業を含む）","産業","24 金属製品製造業"]
[null,null,null,null,null,null,245,"金属素形材製品製造業",null,null,null,null,null,null,null,null,"245 金属素形材製品製造業","産業","24 金属製品製造業"]
[null,null,null,null,null,null,246,"金属被覆・彫刻業、熱処理業（ほうろう鉄器を除く）",null,null,null,null,null,null,null,null,"246 金属被覆・彫刻業、熱処理業（ほうろう鉄器を除く）","産業","24 金属製品製造業"]
[null,null,null,null,null,null,247,"金属線製品製造業（ねじ類を除く）",null,null,null,null,null,null,null,null,"247 金属線製品製造業（ねじ類を除く）","産業","24 金属製品製造業"]
[null,null,null,null,null,null,248,"ボルト・ナット・リベット・小ねじ・木ねじ等製造業",null,null,null,null,null,null,null,null,"248 ボルト・ナット・リベット・小ねじ・木ねじ等製造業","産業","24 金属製品製造業"]
[null,null,null,null,null,null,249,"その他の金属製品製造業",null,null,null,null,null,null,null,null,"249 その他の金属製品製造業","産業","24 金属製品製造業"]
[null,null,null,null,25,"はん用機械器具製造業",250,"管理、補助的経済活動を行う事業所（25はん用機械器具製造業）",null,null,null,null,null,null,null,{"$f":"E173&\" \"&F173","v":"25 はん用機械器具製造業"},"250 管理、補助的経済活動を行う事業所（25はん用機械器具製造業）","業務","25 はん用機械器具製造業"]
[null,null,null,null,null,null,251,"ボイラ・原動機製造業",null,null,null,null,null,null,null,null,"251 ボイラ・原動機製造業","産業","25 はん用機械器具製造業"]
[null,null,null,null,null,null,252,"ポンプ・圧縮機器製造業",null,null,null,null,null,null,null,null,"252 ポンプ・圧縮機器製造業","産業","25 はん用機械器具製造業"]
[null,null,null,null,null,null,253,"一般産業用機械・装置製造業",null,null,null,null,null,null,null,null,"253 一般産業用機械・装置製造業","産業","25 はん用機械器具製造業"]
[null,null,null,null,null,null,259,"その他のはん用機械・同部分品製造業",null,null,null,null,null,null,null,null,"259 その他のはん用機械・同部分品製造業","産業","25 はん用機械器具製造業"]
[null,null,null,null,26,"生産用機械器具製造業",260,"管理、補助的経済活動を行う事業所（26生産用機械器具製造業）",null,null,null,null,null,null,null,{"$f":"E178&\" \"&F178","v":"26 生産用機械器具製造業"},"260 管理、補助的経済活動を行う事業所（26生産用機械器具製造業）","業務","26 生産用機械器具製造業"]
[null,null,null,null,null,null,261,"農業用機械製造業（農業用器具を除く）",null,null,null,null,null,null,null,null,"261 農業用機械製造業（農業用器具を除く）","産業","26 生産用機械器具製造業"]
[null,null,null,null,null,null,262,"建設機械・鉱山機械製造業",null,null,null,null,null,null,null,null,"262 建設機械・鉱山機械製造業","産業","26 生産用機械器具製造業"]
[null,null,null,null,null,null,263,"繊維機械製造業",null,null,null,null,null,null,null,null,"263 繊維機械製造業","産業","26 生産用機械器具製造業"]
[null,null,null,null,null,null,264,"生活関連産業用機械製造業",null,null,null,null,null,null,null,null,"264 生活関連産業用機械製造業","産業","26 生産用機械器具製造業"]
[null,null,null,null,null,null,265,"基礎素材産業用機械製造業",null,null,null,null,null,null,null,null,"265 基礎素材産業用機械製造業","産業","26 生産用機械器具製造業"]
[null,null,null,null,null,null,266,"金属加工機械製造業",null,null,null,null,null,null,null,null,"266 金属加工機械製造業","産業","26 生産用機械器具製造業"]
[null,null,null,null,null,null,267,"半導体・フラットパネルディスプレイ製造装置製造業",null,null,null,null,null,null,null,null,"267 半導体・フラットパネルディスプレイ製造装置製造業","産業","26 生産用機械器具製造業"]
[null,null,null,null,null,null,269,"その他の生産用機械・同部分品製造業",null,null,null,null,null,null,null,null,"269 その他の生産用機械・同部分品製造業","産業","26 生産用機械器具製造業"]
[null,null,null,null,27,"業務用機械器具製造業",270,"管理、補助的経済活動を行う事業所（27業務用機械器具製造業）",null,null,null,null,null,null,null,{"$f":"E187&\" \"&F187","v":"27 業務用機械器具製造業"},"270 管理、補助的経済活動を行う事業所（27業務用機械器具製造業）","業務","27 業務用機械器具製造業"]
[null,null,null,null,null,null,271,"事務用機械器具製造業",null,null,null,null,null,null,null,null,"271 事務用機械器具製造業","産業","27 業務用機械器具製造業"]
[null,null,null,null,null,null,272,"サービス用・娯楽用機械器具製造業",null,null,null,null,null,null,null,null,"272 サービス用・娯楽用機械器具製造業","産業","27 業務用機械器具製造業"]
[null,null,null,null,null,null,273,"計量器・測定器・分析機器・試験機・測量機械器具・理化学機械器具製造業",null,null,null,null,null,null,null,null,"273 計量器・測定器・分析機器・試験機・測量機械器具・理化学機械器具製造業","産業","27 業務用機械器具製造業"]
[null,null,null,null,null,null,274,"医療用機械器具・医療用品製造業",null,null,null,null,null,null,null,null,"274 医療用機械器具・医療用品製造業","産業","27 業務用機械器具製造業"]
[null,null,null,null,null,null,275,"光学機械器具・レンズ製造業",null,null,null,null,null,null,null,null,"275 光学機械器具・レンズ製造業","産業","27 業務用機械器具製造業"]
[null,null,null,null,null,null,276,"武器製造業",null,null,null,null,null,null,null,null,"276 武器製造業","産業","27 業務用機械器具製造業"]
[null,null,null,null,28,"電子部品・デバイス・電子回路製造業",280,"管理、補助的経済活動を行う事業所（28電子部品・デバイス・電子回路製造業）",null,null,null,null,null,null,null,{"$f":"E194&\" \"&F194","v":"28 電子部品・デバイス・電子回路製造業"},{"$f":"G194&\" \"&H194","v":"280 管理、補助的経済活動を行う事業所（28電子部品・デバイス・電子回路製造業）"},"業務","28 電子部品・デバイス・電子回路製造業"]
[null,null,null,null,null,null,281,"電子デバイス製造業",null,null,null,null,null,null,null,null,"281 電子デバイス製造業","産業","28 電子部品・デバイス・電子回路製造業"]
[null,null,null,null,null,null,282,"電子部品製造業",null,null,null,null,null,null,null,null,"282 電子部品製造業","産業","28 電子部品・デバイス・電子回路製造業"]
[null,null,null,null,null,null,283,"記録メディア製造業",null,null,null,null,null,null,null,null,"283 記録メディア製造業","産業","28 電子部品・デバイス・電子回路製造業"]
[null,null,null,null,null,null,284,"電子回路製造業",null,null,null,null,null,null,null,null,"284 電子回路製造業","産業","28 電子部品・デバイス・電子回路製造業"]
[null,null,null,null,null,null,285,"ユニット部品製造業",null,null,null,null,null,null,null,null,"285 ユニット部品製造業","産業","28 電子部品・デバイス・電子回路製造業"]
[null,null,null,null,null,null,289,"その他の電子部品・デバイス・電子回路製造業",null,null,null,null,null,null,null,null,"289 その他の電子部品・デバイス・電子回路製造業","産業","28 電子部品・デバイス・電子回路製造業"]
[null,null,null,null,29,"電気機械器具製造業",290,"管理、補助的経済活動を行う事業所（29電気機械器具製造業）",null,null,null,null,null,null,null,{"$f":"E201&\" \"&F201","v":"29 電気機械器具製造業"},"290 管理、補助的経済活動を行う事業所（29電気機械器具製造業）","業務","29 電気機械器具製造業"]
[null,null,null,null,null,null,291,"発電用・送電用・配電用電気機械器具製造業",null,null,null,null,null,null,null,null,"291 発電用・送電用・配電用電気機械器具製造業","産業","29 電気機械器具製造業"]
[null,null,null,null,null,null,292,"産業用電気機械器具製造業",null,null,null,null,null,null,null,null,"292 産業用電気機械器具製造業","産業","29 電気機械器具製造業"]
[null,null,null,null,null,null,293,"民生用電気機械器具製造業",null,null,null,null,null,null,null,null,"293 民生用電気機械器具製造業","産業","29 電気機械器具製造業"]
[null,null,null,null,null,null,294,"電球・電気照明器具製造業",null,null,null,null,null,null,null,null,"294 電球・電気照明器具製造業","産業","29 電気機械器具製造業"]
[null,null,null,null,null,null,295,"電池製造業",null,null,null,null,null,null,null,null,"295 電池製造業","産業","29 電気機械器具製造業"]
[null,null,null,null,null,null,296,"電子応用装置製造業",null,null,null,null,null,null,null,null,"296 電子応用装置製造業","産業","29 電気機械器具製造業"]
[null,null,null,null,null,null,297,"電気計測器製造業",null,null,null,null,null,null,null,null,"297 電気計測器製造業","産業","29 電気機械器具製造業"]
[null,null,null,null,null,null,299,"その他の電気機械器具製造業",null,null,null,null,null,null,null,null,"299 その他の電気機械器具製造業","産業","29 電気機械器具製造業"]
[null,null,null,null,30,"情報通信機械器具製造業",300,"管理、補助的経済活動を行う事業所（30情報通信機械器具製造業）",null,null,null,null,null,null,null,{"$f":"E210&\" \"&F210","v":"30 情報通信機械器具製造業"},"300 管理、補助的経済活動を行う事業所（30情報通信機械器具製造業）","業務","30 情報通信機械器具製造業"]
[null,null,null,null,null,null,301,"通信機械器具・同関連機械器具製造業",null,null,null,null,null,null,null,null,"301 通信機械器具・同関連機械器具製造業","産業","30 情報通信機械器具製造業"]
[null,null,null,null,null,null,302,"映像・音響機械器具製造業",null,null,null,null,null,null,null,null,"302 映像・音響機械器具製造業","産業","30 情報通信機械器具製造業"]
[null,null,null,null,null,null,303,"電子計算機・同附属装置製造業",null,null,null,null,null,null,null,null,"303 電子計算機・同附属装置製造業","産業","30 情報通信機械器具製造業"]
[null,null,null,null,31,"輸送用機械器具製造業",310,"管理、補助的経済活動を行う事業所（31輸送用機械器具製造業）",null,null,null,null,null,null,null,{"$f":"E214&\" \"&F214","v":"31 輸送用機械器具製造業"},"310 管理、補助的経済活動を行う事業所（31輸送用機械器具製造業）","業務","31 輸送用機械器具製造業"]
[null,null,null,null,null,null,311,"自動車・同附属品製造業",null,null,null,null,null,null,null,null,"311 自動車・同附属品製造業","産業","31 輸送用機械器具製造業"]
[null,null,null,null,null,null,312,"鉄道車両・同部分品製造業",null,null,null,null,null,null,null,null,"312 鉄道車両・同部分品製造業","産業","31 輸送用機械器具製造業"]
[null,null,null,null,null,null,313,"船舶製造・修理業、舶用機関製造業",null,null,null,null,null,null,null,null,"313 船舶製造・修理業、舶用機関製造業","産業","31 輸送用機械器具製造業"]
[null,null,null,null,null,null,314,"航空機・同附属品製造業",null,null,null,null,null,null,null,null,"314 航空機・同附属品製造業","産業","31 輸送用機械器具製造業"]
[null,null,null,null,null,null,315,"産業用運搬車両・同部分品・附属品製造業",null,null,null,null,null,null,null,null,"315 産業用運搬車両・同部分品・附属品製造業","産業","31 輸送用機械器具製造業"]
[null,null,null,null,null,null,319,"その他の輸送用機械器具製造業",null,null,null,null,null,null,null,null,"319 その他の輸送用機械器具製造業","産業","31 輸送用機械器具製造業"]
[null,null,null,null,32,"その他の製造業",320,"管理、補助的経済活動を行う事業所（32その他の製造業）",null,null,null,null,null,null,null,{"$f":"E221&\" \"&F221","v":"32 その他の製造業"},"320 管理、補助的経済活動を行う事業所（32その他の製造業）","業務","32 その他の製造業"]
[null,null,null,null,null,null,321,"貴金属・宝石製品製造業",null,null,null,null,null,null,null,null,"321 貴金属・宝石製品製造業","産業","32 その他の製造業"]
[null,null,null,null,null,null,322,"装身具・装飾品・ボタン・同関連品製造業（貴金属・宝石製を除く）",null,null,null,null,null,null,null,null,"322 装身具・装飾品・ボタン・同関連品製造業（貴金属・宝石製を除く）","産業","32 その他の製造業"]
[null,null,null,null,null,null,323,"時計・同部分品製造業",null,null,null,null,null,null,null,null,"323 時計・同部分品製造業","産業","32 その他の製造業"]
[null,null,null,null,null,null,324,"楽器製造業",null,null,null,null,null,null,null,null,"324 楽器製造業","産業","32 その他の製造業"]
[null,null,null,null,null,null,325,"がん具・運動用具製造業",null,null,null,null,null,null,null,null,"325 がん具・運動用具製造業","産業","32 その他の製造業"]
[null,null,null,null,null,null,326,"ペン・鉛筆・絵画用品・その他の事務用品製造業",null,null,null,null,null,null,null,null,"326 ペン・鉛筆・絵画用品・その他の事務用品製造業","産業","32 その他の製造業"]
[null,null,null,null,null,null,327,"漆器製造業",null,null,null,null,null,null,null,null,"327 漆器製造業","産業","32 その他の製造業"]
[null,null,null,null,null,null,328,"畳等生活雑貨製品製造業",null,null,null,null,null,null,null,null,"328 畳等生活雑貨製品製造業","産業","32 その他の製造業"]
[null,null,null,null,null,null,329,"他に分類されない製造業",null,null,null,null,null,null,null,null,"329 他に分類されない製造業","産業","32 その他の製造業"]
[null,null,"F","電気・ガス・熱供給・水道業 ",33,"電気業",330,"管理、補助的経済活動を行う事業所（33電気業）",null,null,null,null,null,null,null,{"$f":"E231&\" \"&F231","v":"33 電気業"},"330 管理、補助的経済活動を行う事業所（33電気業）","業務","33 電気業"]
[null,null,null,null,null,null,331,"電気業",null,null,null,null,null,null,null,null,"331 電気業","業務","33 電気業"]
[null,null,null,null,34,"ガス業",340,"管理、補助的経済活動を行う事業所（34ガス業）",null,null,null,null,null,null,null,{"$f":"E233&\" \"&F233","v":"34 ガス業"},"340 管理、補助的経済活動を行う事業所（34ガス業）","業務","34 ガス業"]
[null,null,null,null,null,null,341,"ガス業",null,null,null,null,null,null,null,null,"341 ガス業","業務","34 ガス業"]
[null,null,null,null,35,"熱供給業",350,"管理、補助的経済活動を行う事業所（35熱供給業）",null,null,null,null,null,null,null,{"$f":"E235&\" \"&F235","v":"35 熱供給業"},"350 管理、補助的経済活動を行う事業所（35熱供給業）","業務","35 熱供給業"]
[null,null,null,null,null,null,351,"熱供給業",null,null,null,null,null,null,null,null,"351 熱供給業","業務","35 熱供給業"]
[null,null,null,null,36,"水道業",360,"管理、補助的経済活動を行う事業所（36水道業）",null,null,null,null,null,null,null,{"$f":"E237&\" \"&F237","v":"36 水道業"},"360 管理、補助的経済活動を行う事業所（36水道業）","業務","36 水道業"]
[null,null,null,null,null,null,361,"上水道業",null,null,null,null,null,null,null,null,"361 上水道業","業務","36 水道業"]
[null,null,null,null,null,null,362,"工業用水道業",null,null,null,null,null,null,null,null,"362 工業用水道業","業務","36 水道業"]
[null,null,null,null,null,null,363,"下水道業",null,null,null,null,null,null,null,null,"363 下水道業","業務","36 水道業"]
[null,null,"G","情報通信業",37,"通信業",370,"管理、補助的経済活動を行う事業所（37通信業）",null,null,null,null,null,null,null,{"$f":"E241&\" \"&F241","v":"37 通信業"},"370 管理、補助的経済活動を行う事業所（37通信業）","業務","37 通信業"]
[null,null,null,null,null,null,371,"固定電気通信業",null,null,null,null,null,null,null,null,"371 固定電気通信業","業務","37 通信業"]
[null,null,null,null,null,null,372,"移動電気通信業",null,null,null,null,null,null,null,null,"372 移動電気通信業","業務","37 通信業"]
[null,null,null,null,null,null,373,"電気通信に附帯するサービス業",null,null,null,null,null,null,null,null,"373 電気通信に附帯するサービス業","業務","37 通信業"]
[null,null,null,null,38,"放送業",380,"管理、補助的経済活動を行う事業所（38放送業）",null,null,null,null,null,null,null,{"$f":"E245&\" \"&F245","v":"38 放送業"},"380 管理、補助的経済活動を行う事業所（38放送業）","業務","38 放送業"]
[null,null,null,null,null,null,381,"公共放送業（有線放送業を除く）",null,null,null,null,null,null,null,null,"381 公共放送業（有線放送業を除く）","業務","38 放送業"]
[null,null,null,null,null,null,382,"民間放送業（有線放送業を除く）",null,null,null,null,null,null,null,null,"382 民間放送業（有線放送業を除く）","業務","38 放送業"]
[null,null,null,null,null,null,383,"有線放送業",null,null,null,null,null,null,null,null,"383 有線放送業","業務","38 放送業"]
[null,null,null,null,39,"情報サービス業",390,"管理、補助的経済活動を行う事業所（39情報サービス業）",null,null,null,null,null,null,null,{"$f":"E249&\" \"&F249","v":"39 情報サービス業"},"390 管理、補助的経済活動を行う事業所（39情報サービス業）","業務","39 情報サービス業"]
[null,null,null,null,null,null,391,"ソフトウェア業",null,null,null,null,null,null,null,null,"391 ソフトウェア業","業務","39 情報サービス業"]
[null,null,null,null,null,null,392,"情報処理・提供サービス業",null,null,null,null,null,null,null,null,"392 情報処理・提供サービス業","業務","39 情報サービス業"]
[null,null,null,null,40,"インターネット附随サービス業",400,"管理、補助的経済活動を行う事業所（40インターネット附随サービス業）",null,null,null,null,null,null,null,{"$f":"E252&\" \"&F252","v":"40 インターネット附随サービス業"},"400 管理、補助的経済活動を行う事業所（40インターネット附随サービス業）","業務","40 インターネット附随サービス業"]
[null,null,null,null,null,null,401,"インターネット附随サービス業",null,null,null,null,null,null,null,null,"401 インターネット附随サービス業","業務","40 インターネット附随サービス業"]
[null,null,null,null,41,"映像・音声・文字情報制作業",410,"管理、補助的経済活動を行う事業所（41映像・音声・文字情報制作業）",null,null,null,null,null,null,null,{"$f":"E254&\" \"&F254","v":"41 映像・音声・文字情報制作業"},"410 管理、補助的経済活動を行う事業所（41映像・音声・文字情報制作業）","業務","41 映像・音声・文字情報制作業"]
[null,null,null,null,null,null,411,"映像情報制作・配給業",null,null,null,null,null,null,null,null,"411 映像情報制作・配給業","業務","41 映像・音声・文字情報制作業"]
[null,null,null,null,null,null,412,"音声情報制作業",null,null,null,null,null,null,null,null,"412 音声情報制作業","業務","41 映像・音声・文字情報制作業"]
[null,null,null,null,null,null,413,"新聞業",null,null,null,null,null,null,null,null,"413 新聞業","業務","41 映像・音声・文字情報制作業"]
[null,null,null,null,null,null,414,"出版業",null,null,null,null,null,null,null,null,{"$f":"G258&\" \"&H258","v":"414 出版業"},"業務","41 映像・音声・文字情報制作業"]
[null,null,null,null,null,null,415,"広告制作業",null,null,null,null,null,null,null,null,"415 広告制作業","業務","41 映像・音声・文字情報制作業"]
[null,null,null,null,null,null,416,"映像・音声・文字情報制作に附帯するサービス業",null,null,null,null,null,null,null,null,"416 映像・音声・文字情報制作に附帯するサービス業","業務","41 映像・音声・文字情報制作業"]
[null,null,"H","運輸業、郵便業 ",42,"鉄道業",420,"管理、補助的経済活動を行う事業所（42鉄道業）",null,null,null,null,null,null,null,{"$f":"E261&\" \"&F261","v":"42 鉄道業"},"420 管理、補助的経済活動を行う事業所（42鉄道業）","業務","42 鉄道業"]
[null,null,null,null,null,null,421,"鉄道業",null,null,null,null,null,null,null,null,"421 鉄道業","業務","42 鉄道業"]
[null,null,null,null,43,"道路旅客運送業",430,"管理、補助的経済活動を行う事業所（43道路旅客運送業）",null,null,null,null,null,null,null,{"$f":"E263&\" \"&F263","v":"43 道路旅客運送業"},"430 管理、補助的経済活動を行う事業所（43道路旅客運送業）","業務","43 道路旅客運送業"]
[null,null,null,null,null,null,431,"一般乗合旅客自動車運送業",null,null,null,null,null,null,null,null,"431 一般乗合旅客自動車運送業","業務","43 道路旅客運送業"]
[null,null,null,null,null,null,432,"一般乗用旅客自動車運送業",null,null,null,null,null,null,null,null,"432 一般乗用旅客自動車運送業","業務","43 道路旅客運送業"]
[null,null,null,null,null,null,433,"一般貸切旅客自動車運送業",null,null,null,null,null,null,null,null,"433 一般貸切旅客自動車運送業","業務","43 道路旅客運送業"]
[null,null,null,null,null,null,439,"その他の道路旅客運送業",null,null,null,null,null,null,null,null,"439 その他の道路旅客運送業","業務","43 道路旅客運送業"]
[null,null,null,null,44,"道路貨物運送業",440,"管理、補助的経済活動を行う事業所（44道路貨物運送業）",null,null,null,null,null,null,null,{"$f":"E268&\" \"&F268","v":"44 道路貨物運送業"},"440 管理、補助的経済活動を行う事業所（44道路貨物運送業）","業務","44 道路貨物運送業"]
[null,null,null,null,null,null,441,"一般貨物自動車運送業",null,null,null,null,null,null,null,null,"441 一般貨物自動車運送業","業務","44 道路貨物運送業"]
[null,null,null,null,null,null,442,"特定貨物自動車運送業",null,null,null,null,null,null,null,null,"442 特定貨物自動車運送業","業務","44 道路貨物運送業"]
[null,null,null,null,null,null,443,"貨物軽自動車運送業",null,null,null,null,null,null,null,null,"443 貨物軽自動車運送業","業務","44 道路貨物運送業"]
[null,null,null,null,null,null,444,"集配利用運送業",null,null,null,null,null,null,null,null,"444 集配利用運送業","業務","44 道路貨物運送業"]
[null,null,null,null,null,null,449,"その他の道路貨物運送業",null,null,null,null,null,null,null,null,"449 その他の道路貨物運送業","業務","44 道路貨物運送業"]
[null,null,null,null,45,"水運業",450,"管理、補助的経済活動を行う事業所（45水運業）",null,null,null,null,null,null,null,{"$f":"E274&\" \"&F274","v":"45 水運業"},"450 管理、補助的経済活動を行う事業所（45水運業）","業務","45 水運業"]
[null,null,null,null,null,null,451,"外航海運業",null,null,null,null,null,null,null,null,"451 外航海運業","業務","45 水運業"]
[null,null,null,null,null,null,452,"沿海海運業",null,null,null,null,null,null,null,null,"452 沿海海運業","業務","45 水運業"]
[null,null,null,null,null,null,453,"内陸水運業",null,null,null,null,null,null,null,null,"453 内陸水運業","業務","45 水運業"]
[null,null,null,null,null,null,454,"船舶貸渡業",null,null,null,null,null,null,null,null,"454 船舶貸渡業","業務","45 水運業"]
[null,null,null,null,46,"航空運輸業",460,"管理、補助的経済活動を行う事業所（46航空運輸業）",null,null,null,null,null,null,null,{"$f":"E279&\" \"&F279","v":"46 航空運輸業"},"460 管理、補助的経済活動を行う事業所（46航空運輸業）","業務","46 航空運輸業"]
[null,null,null,null,null,null,461,"航空運送業",null,null,null,null,null,null,null,null,"461 航空運送業","業務","46 航空運輸業"]
[null,null,null,null,null,null,462,"航空機使用業（航空運送業を除く）",null,null,null,null,null,null,null,null,"462 航空機使用業（航空運送業を除く）","業務","46 航空運輸業"]
[null,null,null,null,47,"倉庫業",470,"管理、補助的経済活動を行う事業所（47倉庫業）",null,null,null,null,null,null,null,{"$f":"E282&\" \"&F282","v":"47 倉庫業"},"470 管理、補助的経済活動を行う事業所（47倉庫業）","業務","47 倉庫業"]
[null,null,null,null,null,null,471,"倉庫業（冷蔵倉庫業を除く）",null,null,null,null,null,null,null,null,"471 倉庫業（冷蔵倉庫業を除く）","業務","47 倉庫業"]
[null,null,null,null,null,null,472,"冷蔵倉庫業",null,null,null,null,null,null,null,null,"472 冷蔵倉庫業","業務","47 倉庫業"]
[null,null,null,null,48,"運輸に附帯するサービス業",480,"管理、補助的経済活動を行う事業所（48運輸に附帯するサービス業）",null,null,null,null,null,null,null,{"$f":"E285&\" \"&F285","v":"48 運輸に附帯するサービス業"},"480 管理、補助的経済活動を行う事業所（48運輸に附帯するサービス業）","業務","48 運輸に附帯するサービス業"]
[null,null,null,null,null,null,481,"港湾運送業",null,null,null,null,null,null,null,null,"481 港湾運送業","業務","48 運輸に附帯するサービス業"]
[null,null,null,null,null,null,482,"貨物運送取扱業（集配利用運送業を除く）",null,null,null,null,null,null,null,null,"482 貨物運送取扱業（集配利用運送業を除く）","業務","48 運輸に附帯するサービス業"]
[null,null,null,null,null,null,483,"運送代理店",null,null,null,null,null,null,null,null,"483 運送代理店","業務","48 運輸に附帯するサービス業"]
[null,null,null,null,null,null,484,"こん包業",null,null,null,null,null,null,null,null,"484 こん包業","業務","48 運輸に附帯するサービス業"]
[null,null,null,null,null,null,485,"運輸施設提供業",null,null,null,null,null,null,null,null,"485 運輸施設提供業","業務","48 運輸に附帯するサービス業"]
[null,null,null,null,null,null,489,"その他の運輸に附帯するサービス業",null,null,null,null,null,null,null,null,"489 その他の運輸に附帯するサービス業","業務","48 運輸に附帯するサービス業"]
[null,null,null,null,49,"郵便業（信書便事業を含む）",490,"管理、補助的経済活動を行う事業所（49郵便業）",null,null,null,null,null,null,null,{"$f":"E292&\" \"&F292","v":"49 郵便業（信書便事業を含む）"},"490 管理、補助的経済活動を行う事業所（49郵便業）","業務","49 郵便業（信書便事業を含む）"]
[null,null,null,null,null,null,491,"郵便業（信書便事業を含む）",null,null,null,null,null,null,null,null,"491 郵便業（信書便事業を含む）","業務","49 郵便業（信書便事業を含む）"]
[null,null,"I","卸売業、小売業 ",50,"各種商品卸売業",500,"管理、補助的経済活動を行う事業所（50各種商品卸売業）",null,null,null,null,null,null,null,{"$f":"E294&\" \"&F294","v":"50 各種商品卸売業"},"500 管理、補助的経済活動を行う事業所（50各種商品卸売業）","業務","50 各種商品卸売業"]
[null,null,null,null,null,null,501,"各種商品卸売業",null,null,null,null,null,null,null,null,"501 各種商品卸売業","業務","50 各種商品卸売業"]
[null,null,null,null,51,"繊維・衣服等卸売業",510,"管理、補助的経済活動を行う事業所（51繊維・衣服等卸売業）",null,null,null,null,null,null,null,{"$f":"E296&\" \"&F296","v":"51 繊維・衣服等卸売業"},"510 管理、補助的経済活動を行う事業所（51繊維・衣服等卸売業）","業務","51 繊維・衣服等卸売業"]
[null,null,null,null,null,null,511,"繊維品卸売業（衣服、身の回り品を除く）",null,null,null,null,null,null,null,null,"511 繊維品卸売業（衣服、身の回り品を除く）","業務","51 繊維・衣服等卸売業"]
[null,null,null,null,null,null,512,"衣服卸売業",null,null,null,null,null,null,null,null,"512 衣服卸売業","業務","51 繊維・衣服等卸売業"]
[null,null,null,null,null,null,513,"身の回り品卸売業",null,null,null,null,null,null,null,null,"513 身の回り品卸売業","業務","51 繊維・衣服等卸売業"]
[null,null,null,null,52,"飲食料品卸売業",520,"管理、補助的経済活動を行う事業所（52飲食料品卸売業）",null,null,null,null,null,null,null,{"$f":"E300&\" \"&F300","v":"52 飲食料品卸売業"},"520 管理、補助的経済活動を行う事業所（52飲食料品卸売業）","業務","52 飲食料品卸売業"]
[null,null,null,null,null,null,521,"農畜産物・水産物卸売業",null,null,null,null,null,null,null,null,"521 農畜産物・水産物卸売業","業務","52 飲食料品卸売業"]
[null,null,null,null,null,null,522,"食料・飲料卸売業",null,null,null,null,null,null,null,null,"522 食料・飲料卸売業","業務","52 飲食料品卸売業"]
[null,null,null,null,53,"建築材料、鉱物・金属材料等卸売業",530,"管理、補助的経済活動を行う事業所（53建築材料、鉱物・金属材料等卸売業）",null,null,null,null,null,null,null,{"$f":"E303&\" \"&F303","v":"53 建築材料、鉱物・金属材料等卸売業"},"530 管理、補助的経済活動を行う事業所（53建築材料、鉱物・金属材料等卸売業）","業務","53 建築材料、鉱物・金属材料等卸売業"]
[null,null,null,null,null,null,531,"建築材料卸売業",null,null,null,null,null,null,null,null,"531 建築材料卸売業","業務","53 建築材料、鉱物・金属材料等卸売業"]
[null,null,null,null,null,null,532,"化学製品卸売業",null,null,null,null,null,null,null,null,"532 化学製品卸売業","業務","53 建築材料、鉱物・金属材料等卸売業"]
[null,null,null,null,null,null,533,"石油・鉱物卸売業",null,null,null,null,null,null,null,null,"533 石油・鉱物卸売業","業務","53 建築材料、鉱物・金属材料等卸売業"]
[null,null,null,null,null,null,534,"鉄鋼製品卸売業",null,null,null,null,null,null,null,null,"534 鉄鋼製品卸売業","業務","53 建築材料、鉱物・金属材料等卸売業"]
[null,null,null,null,null,null,535,"非鉄金属卸売業",null,null,null,null,null,null,null,null,"535 非鉄金属卸売業","業務","53 建築材料、鉱物・金属材料等卸売業"]
[null,null,null,null,null,null,536,"再生資源卸売業",null,null,null,null,null,null,null,null,"536 再生資源卸売業","業務","53 建築材料、鉱物・金属材料等卸売業"]
[null,null,null,null,54,"機械器具卸売業",540,"管理、補助的経済活動を行う事業所（54機械器具卸売業）",null,null,null,null,null,null,null,{"$f":"E310&\" \"&F310","v":"54 機械器具卸売業"},"540 管理、補助的経済活動を行う事業所（54機械器具卸売業）","業務","54 機械器具卸売業"]
[null,null,null,null,null,null,541,"産業機械器具卸売業",null,null,null,null,null,null,null,null,"541 産業機械器具卸売業","業務","54 機械器具卸売業"]
[null,null,null,null,null,null,542,"自動車卸売業",null,null,null,null,null,null,null,null,"542 自動車卸売業","業務","54 機械器具卸売業"]
[null,null,null,null,null,null,543,"電気機械器具卸売業",null,null,null,null,null,null,null,null,"543 電気機械器具卸売業","業務","54 機械器具卸売業"]
[null,null,null,null,null,null,549,"その他の機械器具卸売業",null,null,null,null,null,null,null,null,"549 その他の機械器具卸売業","業務","54 機械器具卸売業"]
[null,null,null,null,55,"その他の卸売業",550,"管理、補助的経済活動を行う事業所（55その他の卸売業）",null,null,null,null,null,null,null,{"$f":"E315&\" \"&F315","v":"55 その他の卸売業"},"550 管理、補助的経済活動を行う事業所（55その他の卸売業）","業務","55 その他の卸売業"]
[null,null,null,null,null,null,551,"家具・建具・じゅう器等卸売業",null,null,null,null,null,null,null,null,"551 家具・建具・じゅう器等卸売業","業務","55 その他の卸売業"]
[null,null,null,null,null,null,552,"医薬品・化粧品等卸売業",null,null,null,null,null,null,null,null,"552 医薬品・化粧品等卸売業","業務","55 その他の卸売業"]
[null,null,null,null,null,null,553,"紙・紙製品卸売業",null,null,null,null,null,null,null,null,"553 紙・紙製品卸売業","業務","55 その他の卸売業"]
[null,null,null,null,null,null,559,"他に分類されない卸売業",null,null,null,null,null,null,null,null,"559 他に分類されない卸売業","業務","55 その他の卸売業"]
[null,null,null,null,56,"各種商品小売業",560,"管理、補助的経済活動を行う事業所（56各種商品小売業）",null,null,null,null,null,null,null,{"$f":"E320&\" \"&F320","v":"56 各種商品小売業"},"560 管理、補助的経済活動を行う事業所（56各種商品小売業）","業務","56 各種商品小売業"]
[null,null,null,null,null,null,561,"百貨店",null,null,null,null,null,null,null,null,"561 百貨店","業務","56 各種商品小売業"]
[null,null,null,null,null,null,562,"総合スーパーマーケット",null,null,null,null,null,null,null,null,{"$f":"G322&\" \"&H322","v":"562 総合スーパーマーケット"},"業務","56 各種商品小売業"]
[null,null,null,null,null,null,563,"コンビニエンスストア",null,null,null,null,null,null,null,{"$f":"E323&\" \"&F323","v":" "},"563 コンビニエンスストア","業務","56 各種商品小売業"]
[null,null,null,null,null,null,564,"ドラッグストア ",null,null,null,null,null,null,null,null,"564 ドラッグストア ","業務","56 各種商品小売業"]
[null,null,null,null,null,null,565,"ホームセンター ",null,null,null,null,null,null,null,null,"565 ホームセンター ","業務","56 各種商品小売業"]
[null,null,null,null,null,null,566,"均一価格店 ",null,null,null,null,null,null,null,null,"566 均一価格店 ","業務","56 各種商品小売業"]
[null,null,null,null,null,null,569,"その他の各種商品小売業",null,null,null,null,null,null,null,null,"569 その他の各種商品小売業","業務","56 各種商品小売業"]
[null,null,null,null,57,"織物・衣服・身の回り品小売業",570,"管理、補助的経済活動を行う事業所（57織物・衣服・身の回り品小売業）",null,null,null,null,null,null,null,{"$f":"E328&\" \"&F328","v":"57 織物・衣服・身の回り品小売業"},"570 管理、補助的経済活動を行う事業所（57織物・衣服・身の回り品小売業）","業務","57 織物・衣服・身の回り品小売業"]
[null,null,null,null,null,null,571,"呉服・服地・寝具小売業",null,null,null,null,null,null,null,{"$f":"E329&\" \"&F329","v":" "},"571 呉服・服地・寝具小売業","業務","57 織物・衣服・身の回り品小売業"]
[null,null,null,null,null,null,572,"男子服小売業",null,null,null,null,null,null,null,null,"572 男子服小売業","業務","57 織物・衣服・身の回り品小売業"]
[null,null,null,null,null,null,573,"婦人・子供服小売業",null,null,null,null,null,null,null,null,"573 婦人・子供服小売業","業務","57 織物・衣服・身の回り品小売業"]
[null,null,null,null,null,null,574,"靴・履物小売業",null,null,null,null,null,null,null,null,"574 靴・履物小売業","業務","57 織物・衣服・身の回り品小売業"]
[null,null,null,null,null,null,579,"その他の織物・衣服・身の回り品小売業",null,null,null,null,null,null,null,null,"579 その他の織物・衣服・身の回り品小売業","業務","57 織物・衣服・身の回り品小売業"]
[null,null,null,null,58,"飲食料品小売業",580,"管理、補助的経済活動を行う事業所（58飲食料品小売業）",null,null,null,null,null,null,null,{"$f":"E334&\" \"&F334","v":"58 飲食料品小売業"},"580 管理、補助的経済活動を行う事業所（58飲食料品小売業）","業務","58 飲食料品小売業"]
[null,null,null,null,null,null,581,"各種食料品小売業",null,null,null,null,null,null,null,null,"581 各種食料品小売業","業務","58 飲食料品小売業"]
[null,null,null,null,null,null,582,"野菜・果実小売業",null,null,null,null,null,null,null,null,"582 野菜・果実小売業","業務","58 飲食料品小売業"]
[null,null,null,null,null,null,583,"食肉小売業",null,null,null,null,null,null,null,{"$f":"E337&\" \"&F337","v":" "},"583 食肉小売業","業務","58 飲食料品小売業"]
[null,null,null,null,null,null,584,"鮮魚小売業",null,null,null,null,null,null,null,null,"584 鮮魚小売業","業務","58 飲食料品小売業"]
[null,null,null,null,null,null,585,"酒小売業",null,null,null,null,null,null,null,null,"585 酒小売業","業務","58 飲食料品小売業"]
[null,null,null,null,null,null,586,"菓子・パン小売業",null,null,null,null,null,null,null,null,"586 菓子・パン小売業","業務","58 飲食料品小売業"]
[null,null,null,null,null,null,589,"その他の飲食料品小売業",null,null,null,null,null,null,null,{"$f":"E341&\" \"&F341","v":" "},"589 その他の飲食料品小売業","業務","58 飲食料品小売業"]
[null,null,null,null,59,"機械器具小売業",590,"管理、補助的経済活動を行う事業所（59機械器具小売業）",null,null,null,null,null,null,null,{"$f":"E342&\" \"&F342","v":"59 機械器具小売業"},"590 管理、補助的経済活動を行う事業所（59機械器具小売業）","業務","59 機械器具小売業"]
[null,null,null,null,null,null,591,"自動車小売業",null,null,null,null,null,null,null,null,"591 自動車小売業","業務","59 機械器具小売業"]
[null,null,null,null,null,null,592,"自転車小売業",null,null,null,null,null,null,null,null,"592 自転車小売業","業務","59 機械器具小売業"]
[null,null,null,null,null,null,593,"機械器具小売業（自動車、自転車を除く）",null,null,null,null,null,null,null,null,"593 機械器具小売業（自動車、自転車を除く）","業務","59 機械器具小売業"]
[null,null,null,null,60,"その他の小売業",600,"管理、補助的経済活動を行う事業所（60その他の小売業）",null,null,null,null,null,null,null,{"$f":"E346&\" \"&F346","v":"60 その他の小売業"},"600 管理、補助的経済活動を行う事業所（60その他の小売業）","業務","60 その他の小売業"]
[null,null,null,null,null,null,601,"家具・建具・畳小売業",null,null,null,null,null,null,null,null,"601 家具・建具・畳小売業","業務","60 その他の小売業"]
[null,null,null,null,null,null,602,"じゅう器小売業",null,null,null,null,null,null,null,null,"602 じゅう器小売業","業務","60 その他の小売業"]
[null,null,null,null,null,null,603,"医薬品・化粧品小売業",null,null,null,null,null,null,null,null,"603 医薬品・化粧品小売業","業務","60 その他の小売業"]
[null,null,null,null,null,null,604,"農耕用品小売業",null,null,null,null,null,null,null,null,"604 農耕用品小売業","業務","60 その他の小売業"]
[null,null,null,null,null,null,605,"燃料小売業",null,null,null,null,null,null,null,{"$f":"E351&\" \"&F351","v":" "},"605 燃料小売業","業務","60 その他の小売業"]
[null,null,null,null,null,null,606,"書籍・文房具小売業",null,null,null,null,null,null,null,null,"606 書籍・文房具小売業","業務","60 その他の小売業"]
[null,null,null,null,null,null,607,"スポーツ用品・がん具・娯楽用品・楽器小売業",null,null,null,null,null,null,null,null,"607 スポーツ用品・がん具・娯楽用品・楽器小売業","業務","60 その他の小売業"]
[null,null,null,null,null,null,608,"写真機・時計・眼鏡小売業",null,null,null,null,null,null,null,null,"608 写真機・時計・眼鏡小売業","業務","60 その他の小売業"]
[null,null,null,null,null,null,609,"他に分類されない小売業",null,null,null,null,null,null,null,{"$f":"E355&\" \"&F355","v":" "},"609 他に分類されない小売業","業務","60 その他の小売業"]
[null,null,null,null,61,"無店舗小売業",610,"管理、補助的経済活動を行う事業所（61無店舗小売業）",null,null,null,null,null,null,null,{"$f":"E356&\" \"&F356","v":"61 無店舗小売業"},"610 管理、補助的経済活動を行う事業所（61無店舗小売業）","業務","61 無店舗小売業"]
[null,null,null,null,null,null,611,"通信販売・訪問販売小売業",null,null,null,null,null,null,null,null,"611 通信販売・訪問販売小売業","業務","61 無店舗小売業"]
[null,null,null,null,null,null,612,"自動販売機による小売業",null,null,null,null,null,null,null,{"$f":"E358&\" \"&F358","v":" "},"612 自動販売機による小売業","業務","61 無店舗小売業"]
[null,null,null,null,null,null,619,"その他の無店舗小売業",null,null,null,null,null,null,null,null,"619 その他の無店舗小売業","業務","61 無店舗小売業"]
[null,null,"J","金融業、保険業",62,"銀行業",620,"管理、補助的経済活動を行う事業所（62銀行業）",null,null,null,null,null,null,null,{"$f":"E360&\" \"&F360","v":"62 銀行業"},"620 管理、補助的経済活動を行う事業所（62銀行業）","業務","62 銀行業"]
[null,null,null,null,null,null,621,"中央銀行",null,null,null,null,null,null,null,{"$f":"E361&\" \"&F361","v":" "},"621 中央銀行","業務","62 銀行業"]
[null,null,null,null,null,null,622,"銀行（中央銀行を除く）",null,null,null,null,null,null,null,null,"622 銀行（中央銀行を除く）","業務","62 銀行業"]
[null,null,null,null,63,"協同組織金融業",630,"管理、補助的経済活動を行う事業所（63協同組織金融業）",null,null,null,null,null,null,null,{"$f":"E363&\" \"&F363","v":"63 協同組織金融業"},"630 管理、補助的経済活動を行う事業所（63協同組織金融業）","業務","63 協同組織金融業"]
[null,null,null,null,null,null,631,"中小企業等金融業",null,null,null,null,null,null,null,null,"631 中小企業等金融業","業務","63 協同組織金融業"]
[null,null,null,null,null,null,632,"農林水産金融業",null,null,null,null,null,null,null,null,"632 農林水産金融業","業務","63 協同組織金融業"]
[null,null,null,null,64,"貸金業、クレジットカード業等非預金信用機関",640,"管理、補助的経済活動を行う事業所（64貸金業、クレジットカード業等非預金信用機関）",null,null,null,null,null,null,null,{"$f":"E366&\" \"&F366","v":"64 貸金業、クレジットカード業等非預金信用機関"},"640 管理、補助的経済活動を行う事業所（64貸金業、クレジットカード業等非預金信用機関）","業務","64 貸金業、クレジットカード業等非預金信用機関"]
[null,null,null,null,null,null,641,"貸金業",null,null,null,null,null,null,null,null,"641 貸金業","業務","64 貸金業、クレジットカード業等非預金信用機関"]
[null,null,null,null,null,null,642,"質屋",null,null,null,null,null,null,null,null,"642 質屋","業務","64 貸金業、クレジットカード業等非預金信用機関"]
[null,null,null,null,null,null,643,"クレジットカード業、割賦金融業",null,null,null,null,null,null,null,{"$f":"E369&\" \"&F369","v":" "},"643 クレジットカード業、割賦金融業","業務","64 貸金業、クレジットカード業等非預金信用機関"]
[null,null,null,null,null,null,649,"その他の非預金信用機関",null,null,null,null,null,null,null,null,"649 その他の非預金信用機関","業務","64 貸金業、クレジットカード業等非預金信用機関"]
[null,null,null,null,65,"金融商品取引業、商品先物取引業",650,"管理、補助的経済活動を行う事業所（65金融商品取引業、商品先物取引業）",null,null,null,null,null,null,null,{"$f":"E371&\" \"&F371","v":"65 金融商品取引業、商品先物取引業"},"650 管理、補助的経済活動を行う事業所（65金融商品取引業、商品先物取引業）","業務","65 金融商品取引業、商品先物取引業"]
[null,null,null,null,null,null,651,"金融商品取引業",null,null,null,null,null,null,null,null,"651 金融商品取引業","業務","65 金融商品取引業、商品先物取引業"]
[null,null,null,null,null,null,652,"商品先物取引業、商品投資顧問業",null,null,null,null,null,null,null,{"$f":"E373&\" \"&F373","v":" "},"652 商品先物取引業、商品投資顧問業","業務","65 金融商品取引業、商品先物取引業"]
[null,null,null,null,66,"補助的金融業等",660,"管理、補助的経済活動を行う事業所（66補助的金融業等）",null,null,null,null,null,null,null,{"$f":"E374&\" \"&F374","v":"66 補助的金融業等"},"660 管理、補助的経済活動を行う事業所（66補助的金融業等）","業務","66 補助的金融業等"]
[null,null,null,null,null,null,661,"補助的金融業、金融附帯業",null,null,null,null,null,null,null,null,"661 補助的金融業、金融附帯業","業務","66 補助的金融業等"]
[null,null,null,null,null,null,662,"信託業",null,null,null,null,null,null,null,null,"662 信託業","業務","66 補助的金融業等"]
[null,null,null,null,null,null,663,"金融代理業",null,null,null,null,null,null,null,null,"663 金融代理業","業務","66 補助的金融業等"]
[null,null,null,null,67,"保険業（保険媒介代理業、保険サービス業を含む）",670,"管理、補助的経済活動を行う事業所（67保険業）",null,null,null,null,null,null,null,{"$f":"E378&\" \"&F378","v":"67 保険業（保険媒介代理業、保険サービス業を含む）"},"670 管理、補助的経済活動を行う事業所（67保険業）","業務","67 保険業（保険媒介代理業、保険サービス業を含む）"]
[null,null,null,null,null,null,671,"生命保険業",null,null,null,null,null,null,null,{"$f":"E379&\" \"&F379","v":" "},"671 生命保険業","業務","67 保険業（保険媒介代理業、保険サービス業を含む）"]
[null,null,null,null,null,null,672,"損害保険業",null,null,null,null,null,null,null,null,"672 損害保険業","業務","67 保険業（保険媒介代理業、保険サービス業を含む）"]
[null,null,null,null,null,null,673,"共済事業、少額短期保険業",null,null,null,null,null,null,null,null,"673 共済事業、少額短期保険業","業務","67 保険業（保険媒介代理業、保険サービス業を含む）"]
[null,null,null,null,null,null,674,"保険媒介代理業",null,null,null,null,null,null,null,{"$f":"E382&\" \"&F382","v":" "},"674 保険媒介代理業","業務","67 保険業（保険媒介代理業、保険サービス業を含む）"]
[null,null,null,null,null,null,675,"保険サービス業",null,null,null,null,null,null,null,null,"675 保険サービス業","業務","67 保険業（保険媒介代理業、保険サービス業を含む）"]
[null,null,"K","不動産業、物品賃貸業 ",68,"不動産取引業",680,"管理、補助的経済活動を行う事業所（68不動産取引業）",null,null,null,null,null,null,null,{"$f":"E384&\" \"&F384","v":"68 不動産取引業"},"680 管理、補助的経済活動を行う事業所（68不動産取引業）","業務","68 不動産取引業"]
[null,null,null,null,null,null,681,"建物売買業、土地売買業",null,null,null,null,null,null,null,null,"681 建物売買業、土地売買業","業務","68 不動産取引業"]
[null,null,null,null,null,null,682,"不動産代理業・仲介業",null,null,null,null,null,null,null,null,{"$f":"G386&\" \"&H386","v":"682 不動産代理業・仲介業"},"業務","68 不動産取引業"]
[null,null,null,null,69,"不動産賃貸業・管理業",690,"管理、補助的経済活動を行う事業所（69不動産賃貸業・管理業）",null,null,null,null,null,null,null,{"$f":"E387&\" \"&F387","v":"69 不動産賃貸業・管理業"},"690 管理、補助的経済活動を行う事業所（69不動産賃貸業・管理業）","業務","69 不動産賃貸業・管理業"]
[null,null,null,null,null,null,691,"不動産賃貸業（貸家業、貸間業を除く）",null,null,null,null,null,null,null,null,"691 不動産賃貸業（貸家業、貸間業を除く）","業務","69 不動産賃貸業・管理業"]
[null,null,null,null,null,null,692,"貸家業、貸間業",null,null,null,null,null,null,null,null,"692 貸家業、貸間業","業務","69 不動産賃貸業・管理業"]
[null,null,null,null,null,null,693,"駐車場業",null,null,null,null,null,null,null,null,"693 駐車場業","業務","69 不動産賃貸業・管理業"]
[null,null,null,null,null,null,694,"不動産管理業",null,null,null,null,null,null,null,null,"694 不動産管理業","業務","69 不動産賃貸業・管理業"]
[null,null,null,null,70,"物品賃貸業",700,"管理、補助的経済活動を行う事業所（70物品賃貸業）",null,null,null,null,null,null,null,{"$f":"E392&\" \"&F392","v":"70 物品賃貸業"},"700 管理、補助的経済活動を行う事業所（70物品賃貸業）","業務","70 物品賃貸業"]
[null,null,null,null,null,null,701,"各種物品賃貸業",null,null,null,null,null,null,null,null,"701 各種物品賃貸業","業務","70 物品賃貸業"]
[null,null,null,null,null,null,702,"産業用機械器具賃貸業",null,null,null,null,null,null,null,{"$f":"E394&\" \"&F394","v":" "},"702 産業用機械器具賃貸業","業務","70 物品賃貸業"]
[null,null,null,null,null,null,703,"事務用機械器具賃貸業",null,null,null,null,null,null,null,null,"703 事務用機械器具賃貸業","業務","70 物品賃貸業"]
[null,null,null,null,null,null,704,"自動車賃貸業",null,null,null,null,null,null,null,null,"704 自動車賃貸業","業務","70 物品賃貸業"]
[null,null,null,null,null,null,705,"スポーツ・娯楽用品賃貸業",null,null,null,null,null,null,null,{"$f":"E397&\" \"&F397","v":" "},"705 スポーツ・娯楽用品賃貸業","業務","70 物品賃貸業"]
[null,null,null,null,null,null,709,"その他の物品賃貸業",null,null,null,null,null,null,null,null,"709 その他の物品賃貸業","業務","70 物品賃貸業"]
[null,null,"L","学術研究、専門・技術サービス業 ",71,"学術・開発研究機関",710,"管理、補助的経済活動を行う事業所（71学術・開発研究機関）",null,null,null,null,null,null,null,{"$f":"E399&\" \"&F399","v":"71 学術・開発研究機関"},"710 管理、補助的経済活動を行う事業所（71学術・開発研究機関）","業務","71 学術・開発研究機関"]
[null,null,null,null,null,null,711,"自然科学研究所",null,null,null,null,null,null,null,null,"711 自然科学研究所","業務","71 学術・開発研究機関"]
[null,null,null,null,null,null,712,"人文・社会科学研究所",null,null,null,null,null,null,null,null,"712 人文・社会科学研究所","業務","71 学術・開発研究機関"]
[null,null,null,null,72,"専門サービス業（他に分類されないもの）",720,"管理、補助的経済活動を行う事業所（72専門サービス業）",null,null,null,null,null,null,null,{"$f":"E402&\" \"&F402","v":"72 専門サービス業（他に分類されないもの）"},"720 管理、補助的経済活動を行う事業所（72専門サービス業）","業務","72 専門サービス業（他に分類されないもの）"]
[null,null,null,null,null,null,721,"法律事務所、特許事務所",null,null,null,null,null,null,null,null,"721 法律事務所、特許事務所","業務","72 専門サービス業（他に分類されないもの）"]
[null,null,null,null,null,null,722,"公証人役場、司法書士事務所、土地家屋調査士事務所",null,null,null,null,null,null,null,null,"722 公証人役場、司法書士事務所、土地家屋調査士事務所","業務","72 専門サービス業（他に分類されないもの）"]
[null,null,null,null,null,null,723,"行政書士事務所",null,null,null,null,null,null,null,null,"723 行政書士事務所","業務","72 専門サービス業（他に分類されないもの）"]
[null,null,null,null,null,null,724,"公認会計士事務所、税理士事務所",null,null,null,null,null,null,null,null,"724 公認会計士事務所、税理士事務所","業務","72 専門サービス業（他に分類されないもの）"]
[null,null,null,null,null,null,725,"社会保険労務士事務所",null,null,null,null,null,null,null,{"$f":"E407&\" \"&F407","v":" "},"725 社会保険労務士事務所","業務","72 専門サービス業（他に分類されないもの）"]
[null,null,null,null,null,null,726,"デザイン業",null,null,null,null,null,null,null,null,"726 デザイン業","業務","72 専門サービス業（他に分類されないもの）"]
[null,null,null,null,null,null,727,"著述・芸術家業",null,null,null,null,null,null,null,{"$f":"E409&\" \"&F409","v":" "},"727 著述・芸術家業","業務","72 専門サービス業（他に分類されないもの）"]
[null,null,null,null,null,null,728,"経営コンサルタント業、純粋持株会社",null,null,null,null,null,null,null,null,"728 経営コンサルタント業、純粋持株会社","業務","72 専門サービス業（他に分類されないもの）"]
[null,null,null,null,null,null,729,"その他の専門サービス業",null,null,null,null,null,null,null,null,"729 その他の専門サービス業","業務","72 専門サービス業（他に分類されないもの）"]
[null,null,null,null,73,"広告業",730,"管理、補助的経済活動を行う事業所（73広告業）",null,null,null,null,null,null,null,{"$f":"E412&\" \"&F412","v":"73 広告業"},"730 管理、補助的経済活動を行う事業所（73広告業）","業務","73 広告業"]
[null,null,null,null,null,null,731,"広告業",null,null,null,null,null,null,null,null,"731 広告業","業務","73 広告業"]
[null,null,null,null,74,"技術サービス業（他に分類されないもの）",740,"管理、補助的経済活動を行う事業所（74技術サービス業）",null,null,null,null,null,null,null,{"$f":"E414&\" \"&F414","v":"74 技術サービス業（他に分類されないもの）"},"740 管理、補助的経済活動を行う事業所（74技術サービス業）","業務","74 技術サービス業（他に分類されないもの）"]
[null,null,null,null,null,null,741,"獣医業",null,null,null,null,null,null,null,null,"741 獣医業","業務","74 技術サービス業（他に分類されないもの）"]
[null,null,null,null,null,null,742,"土木建築サービス業",null,null,null,null,null,null,null,null,"742 土木建築サービス業","業務","74 技術サービス業（他に分類されないもの）"]
[null,null,null,null,null,null,743,"機械設計業",null,null,null,null,null,null,null,{"$f":"E417&\" \"&F417","v":" "},"743 機械設計業","業務","74 技術サービス業（他に分類されないもの）"]
[null,null,null,null,null,null,744,"商品・非破壊検査業",null,null,null,null,null,null,null,null,"744 商品・非破壊検査業","業務","74 技術サービス業（他に分類されないもの）"]
[null,null,null,null,null,null,745,"計量証明業",null,null,null,null,null,null,null,null,"745 計量証明業","業務","74 技術サービス業（他に分類されないもの）"]
[null,null,null,null,null,null,746,"写真業",null,null,null,null,null,null,null,null,"746 写真業","業務","74 技術サービス業（他に分類されないもの）"]
[null,null,null,null,null,null,749,"その他の技術サービス業",null,null,null,null,null,null,null,null,"749 その他の技術サービス業","業務","74 技術サービス業（他に分類されないもの）"]
[null,null,"M","宿泊業、飲食サービス業 ",75,"宿泊業",750,"管理、補助的経済活動を行う事業所（75宿泊業）",null,null,null,null,null,null,null,{"$f":"E422&\" \"&F422","v":"75 宿泊業"},"750 管理、補助的経済活動を行う事業所（75宿泊業）","業務","75 宿泊業"]
[null,null,null,null,null,null,751,"旅館、ホテル",null,null,null,null,null,null,null,null,"751 旅館、ホテル","業務","75 宿泊業"]
[null,null,null,null,null,null,752,"簡易宿所",null,null,null,null,null,null,null,null,"752 簡易宿所","業務","75 宿泊業"]
[null,null,null,null,null,null,753,"下宿業",null,null,null,null,null,null,null,null,"753 下宿業","業務","75 宿泊業"]
[null,null,null,null,null,null,759,"その他の宿泊業",null,null,null,null,null,null,null,null,"759 その他の宿泊業","業務","75 宿泊業"]
[null,null,null,null,76,"飲食店",760,"管理、補助的経済活動を行う事業所（76飲食店）",null,null,null,null,null,null,null,{"$f":"E427&\" \"&F427","v":"76 飲食店"},"760 管理、補助的経済活動を行う事業所（76飲食店）","業務","76 飲食店"]
[null,null,null,null,null,null,761,"食堂、レストラン（専門料理店を除く）",null,null,null,null,null,null,null,null,"761 食堂、レストラン（専門料理店を除く）","業務","76 飲食店"]
[null,null,null,null,null,null,762,"専門料理店",null,null,null,null,null,null,null,null,"762 専門料理店","業務","76 飲食店"]
[null,null,null,null,null,null,763,"そば・うどん店",null,null,null,null,null,null,null,null,"763 そば・うどん店","業務","76 飲食店"]
[null,null,null,null,null,null,764,"すし店",null,null,null,null,null,null,null,{"$f":"E431&\" \"&F431","v":" "},"764 すし店","業務","76 飲食店"]
[null,null,null,null,null,null,765,"酒場、ビヤホール",null,null,null,null,null,null,null,null,"765 酒場、ビヤホール","業務","76 飲食店"]
[null,null,null,null,null,null,766,"バー、キャバレー、ナイトクラブ",null,null,null,null,null,null,null,null,"766 バー、キャバレー、ナイトクラブ","業務","76 飲食店"]
[null,null,null,null,null,null,767,"喫茶店",null,null,null,null,null,null,null,{"$f":"E434&\" \"&F434","v":" "},"767 喫茶店","業務","76 飲食店"]
[null,null,null,null,null,null,769,"その他の飲食店",null,null,null,null,null,null,null,null,"769 その他の飲食店","業務","76 飲食店"]
[null,null,null,null,77,"持ち帰り・配達飲食サービス業",770,"管理、補助的経済活動を行う事業所（77持ち帰り・配達飲食サービス業）",null,null,null,null,null,null,null,{"$f":"E436&\" \"&F436","v":"77 持ち帰り・配達飲食サービス業"},"770 管理、補助的経済活動を行う事業所（77持ち帰り・配達飲食サービス業）","業務","77 持ち帰り・配達飲食サービス業"]
[null,null,null,null,null,null,771,"持ち帰り飲食サービス業",null,null,null,null,null,null,null,null,"771 持ち帰り飲食サービス業","業務","77 持ち帰り・配達飲食サービス業"]
[null,null,null,null,null,null,772,"配達飲食サービス業",null,null,null,null,null,null,null,null,"772 配達飲食サービス業","業務","77 持ち帰り・配達飲食サービス業"]
[null,null,null,null,null,null,773,"施設給食業",null,null,null,null,null,null,null,null,"773 施設給食業","業務","77 持ち帰り・配達飲食サービス業"]
[null,null,"N","生活関連サービス業、娯楽業 ",78,"洗濯・理容・美容・浴場業",780,"管理、補助的経済活動を行う事業所（78洗濯・理容・美容・浴場業）",null,null,null,null,null,null,null,{"$f":"E440&\" \"&F440","v":"78 洗濯・理容・美容・浴場業"},"780 管理、補助的経済活動を行う事業所（78洗濯・理容・美容・浴場業）","業務","78 洗濯・理容・美容・浴場業"]
[null,null,null,null,null,null,781,"洗濯業",null,null,null,null,null,null,null,{"$f":"E441&\" \"&F441","v":" "},"781 洗濯業","業務","78 洗濯・理容・美容・浴場業"]
[null,null,null,null,null,null,782,"理容業",null,null,null,null,null,null,null,null,"782 理容業","業務","78 洗濯・理容・美容・浴場業"]
[null,null,null,null,null,null,783,"美容業",null,null,null,null,null,null,null,null,"783 美容業","業務","78 洗濯・理容・美容・浴場業"]
[null,null,null,null,null,null,784,"一般公衆浴場業",null,null,null,null,null,null,null,null,"784 一般公衆浴場業","業務","78 洗濯・理容・美容・浴場業"]
[null,null,null,null,null,null,785,"その他の公衆浴場業",null,null,null,null,null,null,null,null,"785 その他の公衆浴場業","業務","78 洗濯・理容・美容・浴場業"]
[null,null,null,null,null,null,789,"その他の洗濯・理容・美容・浴場業",null,null,null,null,null,null,null,null,"789 その他の洗濯・理容・美容・浴場業","業務","78 洗濯・理容・美容・浴場業"]
[null,null,null,null,79,"その他の生活関連サービス業",790,"管理、補助的経済活動を行う事業所（79その他の生活関連サービス業）",null,null,null,null,null,null,null,{"$f":"E447&\" \"&F447","v":"79 その他の生活関連サービス業"},"790 管理、補助的経済活動を行う事業所（79その他の生活関連サービス業）","業務","79 その他の生活関連サービス業"]
[null,null,null,null,null,null,791,"旅行業",null,null,null,null,null,null,null,null,"791 旅行業","業務","79 その他の生活関連サービス業"]
[null,null,null,null,null,null,792,"家事サービス業",null,null,null,null,null,null,null,{"$f":"E449&\" \"&F449","v":" "},"792 家事サービス業","業務","79 その他の生活関連サービス業"]
[null,null,null,null,null,null,793,"衣服裁縫修理業",null,null,null,null,null,null,null,null,{"$f":"G450&\" \"&H450","v":"793 衣服裁縫修理業"},"業務","79 その他の生活関連サービス業"]
[null,null,null,null,null,null,794,"物品預り業",null,null,null,null,null,null,null,null,"794 物品預り業","業務","79 その他の生活関連サービス業"]
[null,null,null,null,null,null,795,"火葬・墓地管理業",null,null,null,null,null,null,null,null,"795 火葬・墓地管理業","業務","79 その他の生活関連サービス業"]
[null,null,null,null,null,null,796,"冠婚葬祭業",null,null,null,null,null,null,null,null,"796 冠婚葬祭業","業務","79 その他の生活関連サービス業"]
[null,null,null,null,null,null,799,"他に分類されない生活関連サービス業",null,null,null,null,null,null,null,null,"799 他に分類されない生活関連サービス業","業務","79 その他の生活関連サービス業"]
[null,null,null,null,80,"娯楽業",800,"管理、補助的経済活動を行う事業所（80娯楽業）",null,null,null,null,null,null,null,{"$f":"E455&\" \"&F455","v":"80 娯楽業"},"800 管理、補助的経済活動を行う事業所（80娯楽業）","業務","80 娯楽業"]
[null,null,null,null,null,null,801,"映画館",null,null,null,null,null,null,null,null,"801 映画館","業務","80 娯楽業"]
[null,null,null,null,null,null,802,"興行場（別掲を除く）、興行団",null,null,null,null,null,null,null,{"$f":"E457&\" \"&F457","v":" "},"802 興行場（別掲を除く）、興行団","業務","80 娯楽業"]
[null,null,null,null,null,null,803,"競輪・競馬等の競走場、競技団",null,null,null,null,null,null,null,null,"803 競輪・競馬等の競走場、競技団","業務","80 娯楽業"]
[null,null,null,null,null,null,804,"スポーツ施設提供業",null,null,null,null,null,null,null,null,"804 スポーツ施設提供業","業務","80 娯楽業"]
[null,null,null,null,null,null,805,"公園、遊園地",null,null,null,null,null,null,null,null,"805 公園、遊園地","業務","80 娯楽業"]
[null,null,null,null,null,null,806,"遊戯場",null,null,null,null,null,null,null,null,"806 遊戯場","業務","80 娯楽業"]
[null,null,null,null,null,null,809,"その他の娯楽業",null,null,null,null,null,null,null,null,"809 その他の娯楽業","業務","80 娯楽業"]
[null,null,"O","教育、学習支援業 ",81,"学校教育",810,"管理、補助的経済活動を行う事業所（81学校教育）",null,null,null,null,null,null,null,{"$f":"E463&\" \"&F463","v":"81 学校教育"},"810 管理、補助的経済活動を行う事業所（81学校教育）","業務","81 学校教育"]
[null,null,null,null,null,null,811,"幼稚園",null,null,null,null,null,null,null,null,"811 幼稚園","業務","81 学校教育"]
[null,null,null,null,null,null,812,"小学校",null,null,null,null,null,null,null,null,"812 小学校","業務","81 学校教育"]
[null,null,null,null,null,null,813,"中学校、義務教育学校",null,null,null,null,null,null,null,null,"813 中学校、義務教育学校","業務","81 学校教育"]
[null,null,null,null,null,null,814,"高等学校、中等教育学校",null,null,null,null,null,null,null,{"$f":"E467&\" \"&F467","v":" "},"814 高等学校、中等教育学校","業務","81 学校教育"]
[null,null,null,null,null,null,815,"特別支援学校",null,null,null,null,null,null,null,null,"815 特別支援学校","業務","81 学校教育"]
[null,null,null,null,null,null,816,"高等教育機関",null,null,null,null,null,null,null,null,"816 高等教育機関","業務","81 学校教育"]
[null,null,null,null,null,null,817,"専修学校、各種学校",null,null,null,null,null,null,null,null,"817 専修学校、各種学校","業務","81 学校教育"]
[null,null,null,null,null,null,818,"学校教育支援機関",null,null,null,null,null,null,null,null,"818 学校教育支援機関","業務","81 学校教育"]
[null,null,null,null,null,null,819,"幼保連携型認定こども園",null,null,null,null,null,null,null,null,"819 幼保連携型認定こども園","業務","81 学校教育"]
[null,null,null,null,82,"その他の教育、学習支援業",820,"管理、補助的経済活動を行う事業所（82その他の教育、学習支援業）",null,null,null,null,null,null,null,{"$f":"E473&\" \"&F473","v":"82 その他の教育、学習支援業"},"820 管理、補助的経済活動を行う事業所（82その他の教育、学習支援業）","業務","82 その他の教育、学習支援業"]
[null,null,null,null,null,null,821,"社会教育",null,null,null,null,null,null,null,null,"821 社会教育","業務","82 その他の教育、学習支援業"]
[null,null,null,null,null,null,822,"職業・教育支援施設",null,null,null,null,null,null,null,null,"822 職業・教育支援施設","業務","82 その他の教育、学習支援業"]
[null,null,null,null,null,null,823,"学習塾",null,null,null,null,null,null,null,null,"823 学習塾","業務","82 その他の教育、学習支援業"]
[null,null,null,null,null,null,824,"教養・技能教授業",null,null,null,null,null,null,null,null,"824 教養・技能教授業","業務","82 その他の教育、学習支援業"]
[null,null,null,null,null,null,829,"他に分類されない教育、学習支援業",null,null,null,null,null,null,null,null,"829 他に分類されない教育、学習支援業","業務","82 その他の教育、学習支援業"]
[null,null,"P","医療、福祉 ",83,"医療業",830,"管理、補助的経済活動を行う事業所（83医療業）",null,null,null,null,null,null,null,{"$f":"E479&\" \"&F479","v":"83 医療業"},"830 管理、補助的経済活動を行う事業所（83医療業）","業務","83 医療業"]
[null,null,null,null,null,null,831,"病院",null,null,null,null,null,null,null,{"$f":"E480&\" \"&F480","v":" "},"831 病院","業務","83 医療業"]
[null,null,null,null,null,null,832,"一般診療所",null,null,null,null,null,null,null,null,"832 一般診療所","業務","83 医療業"]
[null,null,null,null,null,null,833,"歯科診療所",null,null,null,null,null,null,null,null,"833 歯科診療所","業務","83 医療業"]
[null,null,null,null,null,null,834,"助産・看護業",null,null,null,null,null,null,null,null,"834 助産・看護業","業務","83 医療業"]
[null,null,null,null,null,null,835,"施術業",null,null,null,null,null,null,null,{"$f":"E484&\" \"&F484","v":" "},"835 施術業","業務","83 医療業"]
[null,null,null,null,null,null,836,"医療に附帯するサービス業",null,null,null,null,null,null,null,null,"836 医療に附帯するサービス業","業務","83 医療業"]
[null,null,null,null,84,"保健衛生",840,"管理、補助的経済活動を行う事業所（84保健衛生）",null,null,null,null,null,null,null,{"$f":"E486&\" \"&F486","v":"84 保健衛生"},"840 管理、補助的経済活動を行う事業所（84保健衛生）","業務","84 保健衛生"]
[null,null,null,null,null,null,841,"保健所",null,null,null,null,null,null,null,null,"841 保健所","業務","84 保健衛生"]
[null,null,null,null,null,null,842,"健康相談施設",null,null,null,null,null,null,null,null,"842 健康相談施設","業務","84 保健衛生"]
[null,null,null,null,null,null,849,"その他の保健衛生",null,null,null,null,null,null,null,null,"849 その他の保健衛生","業務","84 保健衛生"]
[null,null,null,null,85,"社会保険・社会福祉・介護事業",850,"管理、補助的経済活動を行う事業所（85社会保険・社会福祉・介護事業）",null,null,null,null,null,null,null,{"$f":"E490&\" \"&F490","v":"85 社会保険・社会福祉・介護事業"},"850 管理、補助的経済活動を行う事業所（85社会保険・社会福祉・介護事業）","業務","85 社会保険・社会福祉・介護事業"]
[null,null,null,null,null,null,851,"社会保険事業団体",null,null,null,null,null,null,null,{"$f":"E491&\" \"&F491","v":" "},"851 社会保険事業団体","業務","85 社会保険・社会福祉・介護事業"]
[null,null,null,null,null,null,852,"福祉事務所",null,null,null,null,null,null,null,null,"852 福祉事務所","業務","85 社会保険・社会福祉・介護事業"]
[null,null,null,null,null,null,853,"児童福祉事業",null,null,null,null,null,null,null,null,"853 児童福祉事業","業務","85 社会保険・社会福祉・介護事業"]
[null,null,null,null,null,null,854,"老人福祉・介護事業",null,null,null,null,null,null,null,{"$f":"E494&\" \"&F494","v":" "},"854 老人福祉・介護事業","業務","85 社会保険・社会福祉・介護事業"]
[null,null,null,null,null,null,855,"障害者福祉事業",null,null,null,null,null,null,null,null,"855 障害者福祉事業","業務","85 社会保険・社会福祉・介護事業"]
[null,null,null,null,null,null,859,"その他の社会保険・社会福祉・介護事業",null,null,null,null,null,null,null,null,"859 その他の社会保険・社会福祉・介護事業","業務","85 社会保険・社会福祉・介護事業"]
[null,null,"Q","複合サービス事業",86,"郵便局",860,"管理、補助的経済活動を行う事業所（86郵便局）",null,null,null,null,null,null,null,{"$f":"E497&\" \"&F497","v":"86 郵便局"},"860 管理、補助的経済活動を行う事業所（86郵便局）","業務","86 郵便局"]
[null,null,null,null,null,null,861,"郵便局",null,null,null,null,null,null,null,null,"861 郵便局","業務","86 郵便局"]
[null,null,null,null,null,null,862,"郵便局受託業",null,null,null,null,null,null,null,null,"862 郵便局受託業","業務","86 郵便局"]
[null,null,null,null,87,"協同組合（他に分類されないもの）",870,"管理、補助的経済活動を行う事業所（87協同組合）",null,null,null,null,null,null,null,{"$f":"E500&\" \"&F500","v":"87 協同組合（他に分類されないもの）"},"870 管理、補助的経済活動を行う事業所（87協同組合）","業務","87 協同組合（他に分類されないもの）"]
[null,null,null,null,null,null,871,"農林水産業協同組合（他に分類されないもの）",null,null,null,null,null,null,null,{"$f":"E501&\" \"&F501","v":" "},"871 農林水産業協同組合（他に分類されないもの）","業務","87 協同組合（他に分類されないもの）"]
[null,null,null,null,null,null,872,"事業協同組合（他に分類されないもの）",null,null,null,null,null,null,null,null,"872 事業協同組合（他に分類されないもの）","業務","87 協同組合（他に分類されないもの）"]
[null,null,"R","サービス業（他に分類されないもの）",88,"廃棄物処理業",880,"管理、補助的経済活動を行う事業所（88廃棄物処理業）",null,null,null,null,null,null,null,{"$f":"E503&\" \"&F503","v":"88 廃棄物処理業"},"880 管理、補助的経済活動を行う事業所（88廃棄物処理業）","業務","88 廃棄物処理業"]
[null,null,null,null,null,null,881,"一般廃棄物処理業",null,null,null,null,null,null,null,null,"881 一般廃棄物処理業","業務","88 廃棄物処理業"]
[null,null,null,null,null,null,882,"産業廃棄物処理業",null,null,null,null,null,null,null,null,"882 産業廃棄物処理業","業務","88 廃棄物処理業"]
[null,null,null,null,null,null,889,"その他の廃棄物処理業",null,null,null,null,null,null,null,null,"889 その他の廃棄物処理業","業務","88 廃棄物処理業"]
[null,null,null,null,89,"自動車整備業",890,"管理、補助的経済活動を行う事業所（89自動車整備業）",null,null,null,null,null,null,null,{"$f":"E507&\" \"&F507","v":"89 自動車整備業"},"890 管理、補助的経済活動を行う事業所（89自動車整備業）","業務","89 自動車整備業"]
[null,null,null,null,null,null,891,"自動車整備業",null,null,null,null,null,null,null,{"$f":"E508&\" \"&F508","v":" "},"891 自動車整備業","業務","89 自動車整備業"]
[null,null,null,null,90,"機械等修理業（別掲を除く）",900,"管理、補助的経済活動を行う事業所（90機械等修理業）",null,null,null,null,null,null,null,{"$f":"E509&\" \"&F509","v":"90 機械等修理業（別掲を除く）"},"900 管理、補助的経済活動を行う事業所（90機械等修理業）","業務","90 機械等修理業（別掲を除く）"]
[null,null,null,null,null,null,901,"機械修理業（電気機械器具を除く）",null,null,null,null,null,null,null,null,"901 機械修理業（電気機械器具を除く）","業務","90 機械等修理業（別掲を除く）"]
[null,null,null,null,null,null,902,"電気機械器具修理業",null,null,null,null,null,null,null,{"$f":"E511&\" \"&F511","v":" "},"902 電気機械器具修理業","業務","90 機械等修理業（別掲を除く）"]
[null,null,null,null,null,null,903,"表具業",null,null,null,null,null,null,null,null,"903 表具業","業務","90 機械等修理業（別掲を除く）"]
[null,null,null,null,null,null,909,"その他の修理業",null,null,null,null,null,null,null,null,"909 その他の修理業","業務","90 機械等修理業（別掲を除く）"]
[null,null,null,null,91,"職業紹介・労働者派遣業",910,"管理、補助的経済活動を行う事業所（91職業紹介・労働者派遣業）",null,null,null,null,null,null,null,{"$f":"E514&\" \"&F514","v":"91 職業紹介・労働者派遣業"},"910 管理、補助的経済活動を行う事業所（91職業紹介・労働者派遣業）","業務","91 職業紹介・労働者派遣業"]
[null,null,null,null,null,null,911,"職業紹介業",null,null,null,null,null,null,null,null,{"$f":"G515&\" \"&H515","v":"911 職業紹介業"},"業務","91 職業紹介・労働者派遣業"]
[null,null,null,null,null,null,912,"労働者派遣業",null,null,null,null,null,null,null,{"$f":"E516&\" \"&F516","v":" "},"912 労働者派遣業","業務","91 職業紹介・労働者派遣業"]
[null,null,null,null,92,"その他の事業サービス業",920,"管理、補助的経済活動を行う事業所（92その他の事業サービス業）",null,null,null,null,null,null,null,{"$f":"E517&\" \"&F517","v":"92 その他の事業サービス業"},"920 管理、補助的経済活動を行う事業所（92その他の事業サービス業）","業務","92 その他の事業サービス業"]
[null,null,null,null,null,null,921,"速記・ワープロ入力・複写業",null,null,null,null,null,null,null,null,"921 速記・ワープロ入力・複写業","業務","92 その他の事業サービス業"]
[null,null,null,null,null,null,922,"建物等維持管理業",null,null,null,null,null,null,null,null,"922 建物等維持管理業","業務","92 その他の事業サービス業"]
[null,null,null,null,null,null,923,"警備業",null,null,null,null,null,null,null,null,"923 警備業","業務","92 その他の事業サービス業"]
[null,null,null,null,null,null,929,"他に分類されない事業サービス業",null,null,null,null,null,null,null,{"$f":"E521&\" \"&F521","v":" "},"929 他に分類されない事業サービス業","業務","92 その他の事業サービス業"]
[null,null,null,null,93,"政治・経済・文化団体",931,"経済団体",null,null,null,null,null,null,null,{"$f":"E522&\" \"&F522","v":"93 政治・経済・文化団体"},"931 経済団体","業務","93 政治・経済・文化団体"]
[null,null,null,null,null,null,932,"労働団体",null,null,null,null,null,null,null,null,"932 労働団体","業務","93 政治・経済・文化団体"]
[null,null,null,null,null,null,933,"学術・文化団体",null,null,null,null,null,null,null,null,"933 学術・文化団体","業務","93 政治・経済・文化団体"]
[null,null,null,null,null,null,934,"政治団体",null,null,null,null,null,null,null,{"$f":"E525&\" \"&F525","v":" "},"934 政治団体","業務","93 政治・経済・文化団体"]
[null,null,null,null,null,null,939,"他に分類されない非営利的団体",null,null,null,null,null,null,null,null,"939 他に分類されない非営利的団体","業務","93 政治・経済・文化団体"]
[null,null,null,null,94,"宗教",941,"神道系宗教",null,null,null,null,null,null,null,{"$f":"E527&\" \"&F527","v":"94 宗教"},"941 神道系宗教","業務","94 宗教"]
[null,null,null,null,null,null,942,"仏教系宗教",null,null,null,null,null,null,null,null,"942 仏教系宗教","業務","94 宗教"]
[null,null,null,null,null,null,943,"キリスト教系宗教",null,null,null,null,null,null,null,{"$f":"E529&\" \"&F529","v":" "},"943 キリスト教系宗教","業務","94 宗教"]
[null,null,null,null,null,null,949,"その他の宗教",null,null,null,null,null,null,null,null,"949 その他の宗教","業務","94 宗教"]
[null,null,null,null,95,"その他のサービス業",950,"管理、補助的経済活動を行う事業所（95その他のサービス業）",null,null,null,null,null,null,null,{"$f":"E531&\" \"&F531","v":"95 その他のサービス業"},"950 管理、補助的経済活動を行う事業所（95その他のサービス業）","業務","95 その他のサービス業"]
[null,null,null,null,null,null,951,"集会場",null,null,null,null,null,null,null,null,"951 集会場","業務","95 その他のサービス業"]
[null,null,null,null,null,null,952,"と畜場",null,null,null,null,null,null,null,null,"952 と畜場","業務","95 その他のサービス業"]
[null,null,null,null,null,null,959,"他に分類されないサービス業",null,null,null,null,null,null,null,{"$f":"E534&\" \"&F534","v":" "},"959 他に分類されないサービス業","業務","95 その他のサービス業"]
[null,null,null,null,96,"外国公務",961,"外国公館",null,null,null,null,null,null,null,{"$f":"E535&\" \"&F535","v":"96 外国公務"},"961 外国公館","業務","96 外国公務"]
[null,null,null,null,null,null,969,"その他の外国公務",null,null,null,null,null,null,null,{"$f":"E536&\" \"&F536","v":" "},"969 その他の外国公務","業務","96 外国公務"]
[null,null,"S","公務（他に分類されるものを除く） ",97,"国家公務",971,"立法機関",null,null,null,null,null,null,null,{"$f":"E537&\" \"&F537","v":"97 国家公務"},"971 立法機関","業務","97 国家公務"]
[null,null,null,null,null,null,972,"司法機関",null,null,null,null,null,null,null,null,"972 司法機関","業務","97 国家公務"]
[null,null,null,null,null,null,973,"行政機関",null,null,null,null,null,null,null,null,"973 行政機関","業務","97 国家公務"]
[null,null,null,null,98,"地方公務",981,"都道府県の機関",null,null,null,null,null,null,null,{"$f":"E540&\" \"&F540","v":"98 地方公務"},"981 都道府県の機関","業務","98 地方公務"]
[null,null,null,null,null,null,982,"市町村の機関",null,null,null,null,null,null,null,null,"982 市町村の機関","業務","98 地方公務"]
[null,null,"T","分類不能の産業",99,"分類不能の産業",999,"分類不能の産業",null,null,null,null,null,null,null,{"$f":"E542&\" \"&F542","v":"99 分類不能の産業"},"999 分類不能の産業","業務","99 分類不能の産業"]

{"sheet":"集計用_算定報告書","index":53,"n_rows":91,"n_cols":124,"rows_kept":91,"cut":false,"hidden":true,"merged":[[9,108,9,109],[9,114,9,115],[9,116,9,117],[9,118,9,119],[9,121,9,122],[9,105,9,106],[9,55,9,56],[9,61,9,62],[9,63,9,64],[9,65,9,66],[9,68,9,69],[9,88,9,89],[9,90,9,91],[9,92,9,93],[9,95,9,96],[9,101,9,102],[9,103,9,104],[8,98,8,110],[8,111,8,123],[9,8,9,12],[9,35,9,36],[9,37,9,38],[9,39,9,40],[9,42,9,43],[9,48,9,49],[9,50,9,51],[9,52,9,53],[8,32,8,44],[8,45,8,57],[8,58,8,70],[8,71,8,75],[8,76,8,82],[8,85,8,97],[7,1,7,12],[7,13,7,31],[7,32,7,70],[7,71,7,84],[7,85,7,123],[8,4,8,5],[8,6,8,12],[8,13,8,17],[8,18,8,24],[8,27,8,31]]}
[]
[]
[null,"INDIRECT用"]
[null,{"$f":"\"'\"&RIGHT(CELL(\"filename\",'1. 基本情報等'!$B3),LEN(CELL(\"filename\",'1. 基本情報等'!$B3))-FIND(\"]\",CELL(\"filename\",'1. 基本情報等'!$B3)))&\"'!\"","v":"'1. 基本情報等'!"},{"$f":"\"'\"&RIGHT(CELL(\"filename\",'6-1. CO2排出量①'!$B3),LEN(CELL(\"filename\",'6-1. CO2排出量①'!$B3))-FIND(\"]\",CELL(\"filename\",'6-1. CO2排出量①'!$B3)))&\"'!\"","v":"'6-1. CO2排出量①'!"},{"$f":"\"'\"&RIGHT(CELL(\"filename\",'6-2. CO2排出量②'!$B3),LEN(CELL(\"filename\",'6-2. CO2排出量②'!$B3))-FIND(\"]\",CELL(\"filename\",'6-2. CO2排出量②'!$B3)))&\"'!\"","v":"'6-2. CO2排出量②'!"},{"$f":"\"'\"&RIGHT(CELL(\"filename\",'6-3. CO2排出量③'!$B3),LEN(CELL(\"filename\",'6-3. CO2排出量③'!$B3))-FIND(\"]\",CELL(\"filename\",'6-3. CO2排出量③'!$B3)))&\"'!\"","v":"'6-3. CO2排出量③'!"},{"$f":"\"'\"&RIGHT(CELL(\"filename\",'6-4. CO2排出量_総括'!$B3),LEN(CELL(\"filename\",'6-4. CO2排出量_総括'!$B3))-FIND(\"]\",CELL(\"filename\",'6-4. CO2排出量_総括'!$B3)))&\"'!\"","v":"'6-4. CO2排出量_総括'!"},{"$f":"\"'\"&RIGHT(CELL(\"filename\",'7-1. CO2排出量①'!$B3),LEN(CELL(\"filename\",'7-1. CO2排出量①'!$B3))-FIND(\"]\",CELL(\"filename\",'7-1. CO2排出量①'!$B3)))&\"'!\"","v":"'7-1. CO2排出量①'!"},{"$f":"\"'\"&RIGHT(CELL(\"filename\",'7-2. CO2排出量②'!$B3),LEN(CELL(\"filename\",'7-2. CO2排出量②'!$B3))-FIND(\"]\",CELL(\"filename\",'7-2. CO2排出量②'!$B3)))&\"'!\"","v":"'7-2. CO2排出量②'!"},{"$f":"\"'\"&RIGHT(CELL(\"filename\",'7-3. CO2排出量③'!$B3),LEN(CELL(\"filename\",'7-3. CO2排出量③'!$B3))-FIND(\"]\",CELL(\"filename\",'7-3. CO2排出量③'!$B3)))&\"'!\"","v":"'7-3. CO2排出量③'!"},{"$f":"\"'\"&RIGHT(CELL(\"filename\",'7-4. CO2排出量_総括'!$B3),LEN(CELL(\"filename\",'7-4. CO2排出量_総括'!$B3))-FIND(\"]\",CELL(\"filename\",'7-4. CO2排出量_総括'!$B3)))&\"'!\"","v":"'7-4. CO2排出量_総括'!"}]
[]
[]
[null,"1.基本情報",null,null,null,null,null,null,null,null,null,null,null,"6-4",null,null,null,null,null,null,null,null,null,null,null,null,null,null,null,null,null,null,null,"6-1",null,null,null,null,null,null,null,null,null,null,null,null,"6-2",null,null,null,null,null,null,null,null,null,null,null,null,"6-3",null,null,null,null,null,null,null,null,null,null,null,"7-4",null,null,null,null,null,null,null,null,null,null,null,null,null,null,"7-1",null,null,null,null,null,null,null,null,null,null,null,null,"7-2",null,null,null,null,null,null,null,null,null,null,null,null,"7-3"]
[null,"1. 基本情報",null,null,null,null,null,null,null,null,null,null,null,"CO2排出量（工場・事業場全体）_総括",null,null,null,null,null,null,null,null,null,null,null,null,null,null,null,null,null,null,"CO2排出量（工場・事業場全体）_計画年度",null,null,null,null,null,null,null,null,null,null,null,null,null,null,null,null,null,null,null,null,null,null,null,null,null,null,null,null,null,null,null,null,null,null,null,null,null,null,"CO2排出量（主要システム系統）_総括",null,null,null,null,null,null,null,null,null,null,null,null,null,"CO2排出量（主要システム系統）_計画年度"]
[null,null,null,null,"業種等",null,"事業場の種類（工場の場合は記入不要）",null,null,null,null,null,null,"基準年度値",null,null,null,null,"算定年度のまとめ",null,null,null,null,null,null,null,null,"年度ごとの生産数量等",null,null,null,null,"算定年度1",null,null,null,null,null,null,null,null,null,null,null,null,"算定年度2",null,null,null,null,null,null,null,null,null,null,null,null,"算定年度3",null,null,null,null,null,null,null,null,null,null,null,null,"基準年度値",null,null,null,null,"算定年度のまとめ",null,null,null,null,null,null,null,null,"算定年度1",null,null,null,null,null,null,null,null,null,null,null,null,"算定年度2",null,null,null,null,null,null,null,null,null,null,null,null,"算定年度3"]
[null,null,null,null,null,null,null,null,"用途別内訳(m2)",null,null,null,null,"t-CO2","t-CO2","GJ",null,null,null,null,"t-CO2","t-CO2","GJ",null,null,"t-CO2","t-CO2",null,null,null,null,null,null,null,null,"活動量",null,"単位発熱量",null,"CO2排出係数",null,"CO2排出量","GJ換算",null,null,null,null,null,"活動量",null,"単位発熱量",null,"CO2排出係数",null,"CO2排出量","GJ換算",null,null,null,null,null,"活動量",null,"単位発熱量",null,"CO2排出係数",null,"CO2排出量","GJ換算",null,null,"t-CO2","t-CO2","GJ",null,null,null,null,"t-CO2","t-CO2","GJ",null,null,"t-CO2","t-CO2",null,null,null,"活動量",null,"単位発熱量",null,"CO2排出係数",null,"CO2排出量","GJ換算",null,"備考",null,null,null,"活動量",null,"単位発熱量",null,"CO2排出係数",null,"CO2排出量","GJ換算",null,"備考",null,null,null,"活動量",null,"単位発熱量",null,"CO2排出係数",null,"CO2排出量","GJ換算",null,"備考"]
[null,"目標保有者の名称","工場・事業場の名称","工場・事業場の所在地","分類番号：産業分類名\n※日本標準産業分類\n（平成25年10月改定）より","事業所形態（工場/事業場）","主たる用途","建物の延床面積（㎡）","事務所","学校","ホテル","病院","店舗","CO2排出量","エネルギー起源CO2排出量(a)","エネルギー使用量(b)","脱炭素化指標(a)/(b)","備考",null,"算定年度","CO2排出量","エネルギー起源CO2排出量(a)","エネルギー使用量(b)","脱炭素化指標(a)/(b)","備考","排出削減目標量","排出目標量",null,"算定年度","生産数量等（数値）","単位","備考",null,"モニタリングポイントNO","活動種別","量","単位","係数","単位","係数","単位","t-CO2/年","対象","GJ換算量","備考",null,"モニタリングポイントNO","活動種別","量","単位","係数","単位","係数","単位","t-CO2/年","対象","GJ換算量","備考",null,"モニタリングポイントNO","活動種別","量","単位","係数","単位","係数","単位","t-CO2/年","対象","GJ換算量","備考","CO2排出量","エネルギー起源CO2排出量(a)","エネルギー使用量(b)","脱炭素化指標(a)/(b)","備考",null,"算定年度","CO2排出量","エネルギー起源CO2排出量(a)","エネルギー使用量(b)","脱炭素化指標(a)/(b)","備考","排出削減目標量","排出目標量",null,"モニタリングポイントNO","活動種別","量","単位","係数","単位","係数","単位","t-CO2/年","対象","GJ換算量",null,null,"モニタリングポイントNO","活動種別","量","単位","係数","単位","係数","単位","t-CO2/年","対象","GJ換算量",null,null,"モニタリングポイントNO","活動種別","量","単位","係数","単位","係数","単位","t-CO2/年","対象","GJ換算量"]
[7,{"$f":"IF(INDIRECT($B$4&\"K14\")=\"\",\"★\",INDIRECT($B$4&\"K14\"))","v":"ABC工業株式会社"},{"$f":"IF(INDIRECT($B$4&\"K15\")=\"\",\"★\",INDIRECT($B$4&\"K15\"))","v":"ABC工業株式会社SHIFT工場"},{"$f":"IF(INDIRECT($B$4&\"K16\")=\"\",\"★\",INDIRECT($B$4&\"K16\"))","v":"〒120-・・・　東京都足立区・・・"},{"$f":"IF(INDIRECT($B$4&\"K18\")=\"\",\"★\",INDIRECT($B$4&\"K18\"))","v":"211 ガラス・同製品製造業"},{"$f":"IF(INDIRECT($B$4&\"K17\")=\"\",\"★\",INDIRECT($B$4&\"K17\"))","v":"工場"},{"$f":"IF(INDIRECT($B$4&\"K19\")=\"\",\"★\",INDIRECT($B$4&\"K19\"))","v":"★"},{"$f":"IF(INDIRECT($B$4&\"S20\")=\"\",\"★\",INDIRECT($B$4&\"S20\"))","v":0},{"$f":"IF(INDIRECT($B$4&\"S21\")=\"\",\"★\",INDIRECT($B$4&\"S21\"))","v":"★"},{"$f":"IF(INDIRECT($B$4&\"S22\")=\"\",\"★\",INDIRECT($B$4&\"S22\"))","v":"★"},{"$f":"IF(INDIRECT($B$4&\"S23\")=\"\",\"★\",INDIRECT($B$4&\"S23\"))","v":"★"},{"$f":"IF(INDIRECT($B$4&\"S24\")=\"\",\"★\",INDIRECT($B$4&\"S24\"))","v":"★"},{"$f":"IF(INDIRECT($B$4&\"S25\")=\"\",\"★\",INDIRECT($B$4&\"S25\"))","v":"★"},{"$f":"IF(INDIRECT($F$4&\"H11\")=\"\",\"★\",INDIRECT($F$4&\"H11\"))","v":5278.7200666666668},{"$f":"IF(INDIRECT($F$4&\"K11\")=\"\",\"★\",INDIRECT($F$4&\"K11\"))","v":4379.9200666666666},{"$f":"IF(INDIRECT($F$4&\"N11\")=\"\",\"★\",INDIRECT($F$4&\"N11\"))","v":67161.133333333331},{"$f":"IF(INDIRECT($F$4&\"P11\")=\"\",\"★\",INDIRECT($F$4&\"P11\"))","v":6.5215100598858267E-2},{"$f":"IF(INDIRECT($F$4&\"Q11\")=\"\",\"★\",INDIRECT($F$4&\"Q11\"))","v":"★"},"年度1",{"$f":"IF(INDIRECT($F$4&\"B7\")=\"\",\"★\",INDIRECT($F$4&\"B7\"))","v":"令和3年度"},{"$f":"IF(INDIRECT($F$4&\"H7\")=\"\",\"★\",INDIRECT($F$4&\"H7\"))","v":4882.8323999999993},{"$f":"IF(INDIRECT($F$4&\"K7\")=\"\",\"★\",INDIRECT($F$4&\"K7\"))","v":3984.0323999999996},{"$f":"IF(INDIRECT($F$4&\"N7\")=\"\",\"★\",INDIRECT($F$4&\"N7\"))","v":58950.2},{"$f":"IF(INDIRECT($F$4&\"P7\")=\"\",\"★\",INDIRECT($F$4&\"P7\"))","v":6.758301753005079E-2},{"$f":"IF(INDIRECT($F$4&\"Q7\")=\"\",\"★\",INDIRECT($F$4&\"Q7\"))","v":"★"},{"$f":"IF(INDIRECT($F$4&\"H16\")=\"\",\"★\",INDIRECT($F$4&\"H16\"))","v":0},{"$f":"IF(INDIRECT($F$4&\"H17\")=\"\",\"★\",INDIRECT($F$4&\"H17\"))","v":5278.7200666666668},"年度1",{"$f":"IF(INDIRECT($F$4&\"B24\")=\"\",\"★\",INDIRECT($F$4&\"B24\"))","v":"令和3年度"},{"$f":"IF(INDIRECT($F$4&\"H24\")=\"\",\"★\",INDIRECT($F$4&\"H24\"))","v":1900},{"$f":"IF(INDIRECT($F$4&\"K24\")=\"\",\"★\",INDIRECT($F$4&\"K24\"))","v":"t"},{"$f":"IF(INDIRECT($F$4&\"N24\")=\"\",\"★\",INDIRECT($F$4&\"N24\"))","v":"ガラス生産量"},1,{"$f":"IF(INDIRECT($C$4&\"C\"&$A12)=\"\",\"★\",INDIRECT($C$4&\"C\"&$A12))","v":1},{"$f":"IF(INDIRECT($C$4&\"D\"&$A12)=\"\",\"★\",INDIRECT($C$4&\"D\"&$A12))","v":"系統電力"},{"$f":"IF(INDIRECT($C$4&\"E\"&$A12)=\"\",\"★\",INDIRECT($C$4&\"E\"&$A12))","v":480000},{"$f":"IF(INDIRECT($C$4&\"F\"&$A12)=\"\",\"★\",INDIRECT($C$4&\"F\"&$A12))","v":"kWh"},{"$f":"IF(INDIRECT($C$4&\"G\"&$A12)=\"\",\"★\",INDIRECT($C$4&\"G\"&$A12))","v":"★"},{"$f":"IF(INDIRECT($C$4&\"H\"&$A12)=\"\",\"★\",INDIRECT($C$4&\"H\"&$A12))","v":"---"},{"$f":"IF(INDIRECT($C$4&\"I\"&$A12)=\"\",\"★\",INDIRECT($C$4&\"I\"&$A12))","v":4.3600000000000003E-4},{"$f":"IF(INDIRECT($C$4&\"J\"&$A12)=\"\",\"★\",INDIRECT($C$4&\"J\"&$A12))","v":"t-CO2/kWh"},{"$f":"IF(INDIRECT($C$4&\"K\"&$A12)=\"\",\"★\",INDIRECT($C$4&\"K\"&$A12))","v":209.28},{"$f":"IF(INDIRECT($C$4&\"AC\"&$A12)=\"\",\"★\",INDIRECT($C$4&\"AC\"&$A12))","v":"対象"},{"$f":"IF(INDIRECT($C$4&\"AD\"&$A12)=\"\",\"★\",INDIRECT($C$4&\"AD\"&$A12))","v":4147.2},{"$f":"IF(INDIRECT($C$4&\"L\"&$A12)=\"\",\"★\",INDIRECT($C$4&\"L\"&$A12))","v":"★"},1,{"$f":"IF(INDIRECT($D$4&\"C\"&$A12)=\"\",\"★\",INDIRECT($D$4&\"C\"&$A12))","v":1},{"$f":"IF(INDIRECT($D$4&\"D\"&$A12)=\"\",\"★\",INDIRECT($D$4&\"D\"&$A12))","v":"系統電力"},{"$f":"IF(INDIRECT($D$4&\"E\"&$A12)=\"\",\"★\",INDIRECT($D$4&\"E\"&$A12))","v":490000},{"$f":"IF(INDIRECT($D$4&\"F\"&$A12)=\"\",\"★\",INDIRECT($D$4&\"F\"&$A12))","v":"kWh"},{"$f":"IF(INDIRECT($D$4&\"G\"&$A12)=\"\",\"★\",INDIRECT($D$4&\"G\"&$A12))","v":"★"},{"$f":"IF(INDIRECT($D$4&\"H\"&$A12)=\"\",\"★\",INDIRECT($D$4&\"H\"&$A12))","v":"---"},{"$f":"IF(INDIRECT($D$4&\"I\"&$A12)=\"\",\"★\",INDIRECT($D$4&\"I\"&$A12))","v":4.3600000000000003E-4},{"$f":"IF(INDIRECT($D$4&\"J\"&$A12)=\"\",\"★\",INDIRECT($D$4&\"J\"&$A12))","v":"t-CO2/kWh"},{"$f":"IF(INDIRECT($D$4&\"K\"&$A12)=\"\",\"★\",INDIRECT($D$4&\"K\"&$A12))","v":213.64000000000001},{"$f":"IF(INDIRECT($D$4&\"AC\"&$A12)=\"\",\"★\",INDIRECT($D$4&\"AC\"&$A12))","v":"対象"},{"$f":"IF(INDIRECT($D$4&\"AD\"&$A12)=\"\",\"★\",INDIRECT($D$4&\"AD\"&$A12))","v":4233.6000000000004},{"$f":"IF(INDIRECT($D$4&\"L\"&$A12)=\"\",\"★\",INDIRECT($D$4&\"L\"&$A12))","v":"★"},1,{"$f":"IF(INDIRECT($E$4&\"C\"&$A12)=\"\",\"★\",INDIRECT($E$4&\"C\"&$A12))","v":1},{"$f":"IF(INDIRECT($E$4&\"D\"&$A12)=\"\",\"★\",INDIRECT($E$4&\"D\"&$A12))","v":"系統電力"},{"$f":"IF(INDIRECT($E$4&\"E\"&$A12)=\"\",\"★\",INDIRECT($E$4&\"E\"&$A12))","v":490000},{"$f":"IF(INDIRECT($E$4&\"F\"&$A12)=\"\",\"★\",INDIRECT($E$4&\"F\"&$A12))","v":"kWh"},{"$f":"IF(INDIRECT($E$4&\"G\"&$A12)=\"\",\"★\",INDIRECT($E$4&\"G\"&$A12))","v":"★"},{"$f":"IF(INDIRECT($E$4&\"H\"&$A12)=\"\",\"★\",INDIRECT($E$4&\"H\"&$A12))","v":"---"},{"$f":"IF(INDIRECT($E$4&\"I\"&$A12)=\"\",\"★\",INDIRECT($E$4&\"I\"&$A12))","v":4.3600000000000003E-4},{"$f":"IF(INDIRECT($E$4&\"J\"&$A12)=\"\",\"★\",INDIRECT($E$4&\"J\"&$A12))","v":"t-CO2/kWh"},{"$f":"IF(INDIRECT($E$4&\"K\"&$A12)=\"\",\"★\",INDIRECT($E$4&\"K\"&$A12))","v":213.64000000000001},{"$f":"IF(INDIRECT($E$4&\"AC\"&$A12)=\"\",\"★\",INDIRECT($E$4&\"AC\"&$A12))","v":"対象"},{"$f":"IF(INDIRECT($E$4&\"AD\"&$A12)=\"\",\"★\",INDIRECT($E$4&\"AD\"&$A12))","v":4233.6000000000004},{"$f":"IF(INDIRECT($E$4&\"L\"&$A12)=\"\",\"★\",INDIRECT($E$4&\"L\"&$A12))","v":"★"},{"$f":"IF(INDIRECT($J$4&\"H11\")=\"\",\"★\",INDIRECT($J$4&\"H11\"))","v":2657.712},{"$f":"IF(INDIRECT($J$4&\"K11\")=\"\",\"★\",INDIRECT($J$4&\"K11\"))","v":2657.712},{"$f":"IF(INDIRECT($J$4&\"N11\")=\"\",\"★\",INDIRECT($J$4&\"N11\"))","v":38034.666666666664},{"$f":"IF(INDIRECT($J$4&\"P11\")=\"\",\"★\",INDIRECT($J$4&\"P11\"))","v":6.9876042908224079E-2},{"$f":"IF(INDIRECT($J$4&\"Q11\")=\"\",\"★\",INDIRECT($J$4&\"Q11\"))","v":"★"},"年度1",{"$f":"IF(INDIRECT($J$4&\"B7\")=\"\",\"★\",INDIRECT($J$4&\"B7\"))","v":"令和3年度"},{"$f":"IF(INDIRECT($J$4&\"H7\")=\"\",\"★\",INDIRECT($J$4&\"H7\"))","v":2841.3199999999997},{"$f":"IF(INDIRECT($J$4&\"K7\")=\"\",\"★\",INDIRECT($J$4&\"K7\"))","v":2841.3199999999997},{"$f":"IF(INDIRECT($J$4&\"N7\")=\"\",\"★\",INDIRECT($J$4&\"N7\"))","v":40628},{"$f":"IF(INDIRECT($J$4&\"P7\")=\"\",\"★\",INDIRECT($J$4&\"P7\"))","v":6.9935020183124932E-2},{"$f":"IF(INDIRECT($J$4&\"Q7\")=\"\",\"★\",INDIRECT($J$4&\"Q7\"))","v":"★"},{"$f":"IF(INDIRECT($J$4&\"H16\")=\"\",\"★\",INDIRECT($J$4&\"H16\"))","v":0},{"$f":"IF(INDIRECT($J$4&\"H17\")=\"\",\"★\",INDIRECT($J$4&\"H17\"))","v":2657.712},1,{"$f":"IF(INDIRECT($G$4&\"C\"&$A12)=\"\",\"★\",INDIRECT($G$4&\"C\"&$A12))","v":1},{"$f":"IF(INDIRECT($G$4&\"D\"&$A12)=\"\",\"★\",INDIRECT($G$4&\"D\"&$A12))","v":"系統電力"},{"$f":"IF(INDIRECT($G$4&\"E\"&$A12)=\"\",\"★\",INDIRECT($G$4&\"E\"&$A12))","v":200000},{"$f":"IF(INDIRECT($G$4&\"F\"&$A12)=\"\",\"★\",INDIRECT($G$4&\"F\"&$A12))","v":"kWh"},{"$f":"IF(INDIRECT($G$4&\"G\"&$A12)=\"\",\"★\",INDIRECT($G$4&\"G\"&$A12))","v":"★"},{"$f":"IF(INDIRECT($G$4&\"H\"&$A12)=\"\",\"★\",INDIRECT($G$4&\"H\"&$A12))","v":"---"},{"$f":"IF(INDIRECT($G$4&\"I\"&$A12)=\"\",\"★\",INDIRECT($G$4&\"I\"&$A12))","v":4.3600000000000003E-4},{"$f":"IF(INDIRECT($G$4&\"J\"&$A12)=\"\",\"★\",INDIRECT($G$4&\"J\"&$A12))","v":"t-CO2/kWh"},{"$f":"IF(INDIRECT($G$4&\"K\"&$A12)=\"\",\"★\",INDIRECT($G$4&\"K\"&$A12))","v":87.2},{"$f":"IF(INDIRECT($G$4&\"N\"&$A12)=\"\",\"★\",INDIRECT($G$4&\"N\"&$A12))","v":"対象"},{"$f":"IF(INDIRECT($G$4&\"O\"&$A12)=\"\",\"★\",INDIRECT($G$4&\"O\"&$A12))","v":1728},{"$f":"IF(INDIRECT($G$4&\"L\"&$A12)=\"\",\"★\",INDIRECT($G$4&\"L\"&$A12))","v":"稼働時間、カタログ掲載値の消費電力、機器効率により算定"},1,{"$f":"IF(INDIRECT($H$4&\"C\"&$A12)=\"\",\"★\",INDIRECT($H$4&\"C\"&$A12))","v":1},{"$f":"IF(INDIRECT($H$4&\"D\"&$A12)=\"\",\"★\",INDIRECT($H$4&\"D\"&$A12))","v":"系統電力"},{"$f":"IF(INDIRECT($H$4&\"E\"&$A12)=\"\",\"★\",INDIRECT($H$4&\"E\"&$A12))","v":200000},{"$f":"IF(INDIRECT($H$4&\"F\"&$A12)=\"\",\"★\",INDIRECT($H$4&\"F\"&$A12))","v":"kWh"},{"$f":"IF(INDIRECT($H$4&\"G\"&$A12)=\"\",\"★\",INDIRECT($H$4&\"G\"&$A12))","v":"★"},{"$f":"IF(INDIRECT($H$4&\"H\"&$A12)=\"\",\"★\",INDIRECT($H$4&\"H\"&$A12))","v":"---"},{"$f":"IF(INDIRECT($H$4&\"I\"&$A12)=\"\",\"★\",INDIRECT($H$4&\"I\"&$A12))","v":4.3600000000000003E-4},{"$f":"IF(INDIRECT($H$4&\"J\"&$A12)=\"\",\"★\",INDIRECT($H$4&\"J\"&$A12))","v":"t-CO2/kWh"},{"$f":"IF(INDIRECT($H$4&\"K\"&$A12)=\"\",\"★\",INDIRECT($H$4&\"K\"&$A12))","v":87.2},{"$f":"IF(INDIRECT($H$4&\"N\"&$A12)=\"\",\"★\",INDIRECT($H$4&\"N\"&$A12))","v":"対象"},{"$f":"IF(INDIRECT($H$4&\"O\"&$A12)=\"\",\"★\",INDIRECT($H$4&\"O\"&$A12))","v":1728},{"$f":"IF(INDIRECT($H$4&\"L\"&$A12)=\"\",\"★\",INDIRECT($H$4&\"L\"&$A12))","v":"稼働時間、カタログ掲載値の消費電力、機器効率により算定"},1,{"$f":"IF(INDIRECT($I$4&\"C\"&$A12)=\"\",\"★\",INDIRECT($I$4&\"C\"&$A12))","v":1},{"$f":"IF(INDIRECT($I$4&\"D\"&$A12)=\"\",\"★\",INDIRECT($I$4&\"D\"&$A12))","v":"系統電力"},{"$f":"IF(INDIRECT($I$4&\"E\"&$A12)=\"\",\"★\",INDIRECT($I$4&\"E\"&$A12))","v":200000},{"$f":"IF(INDIRECT($I$4&\"F\"&$A12)=\"\",\"★\",INDIRECT($I$4&\"F\"&$A12))","v":"kWh"},{"$f":"IF(INDIRECT($I$4&\"G\"&$A12)=\"\",\"★\",INDIRECT($I$4&\"G\"&$A12))","v":"★"},{"$f":"IF(INDIRECT($I$4&\"H\"&$A12)=\"\",\"★\",INDIRECT($I$4&\"H\"&$A12))","v":"---"},{"$f":"IF(INDIRECT($I$4&\"I\"&$A12)=\"\",\"★\",INDIRECT($I$4&\"I\"&$A12))","v":4.3600000000000003E-4},{"$f":"IF(INDIRECT($I$4&\"J\"&$A12)=\"\",\"★\",INDIRECT($I$4&\"J\"&$A12))","v":"t-CO2/kWh"},{"$f":"IF(INDIRECT($I$4&\"K\"&$A12)=\"\",\"★\",INDIRECT($I$4&\"K\"&$A12))","v":87.2},{"$f":"IF(INDIRECT($I$4&\"N\"&$A12)=\"\",\"★\",INDIRECT($I$4&\"N\"&$A12))","v":"対象"},{"$f":"IF(INDIRECT($I$4&\"O\"&$A12)=\"\",\"★\",INDIRECT($I$4&\"O\"&$A12))","v":1728},{"$f":"IF(INDIRECT($I$4&\"L\"&$A12)=\"\",\"★\",INDIRECT($I$4&\"L\"&$A12))","v":"稼働時間、カタログ掲載値の消費電力、機器効率により算定"}]
[{"$f":"A12+1","v":8},null,null,null,null,null,null,null,null,null,null,null,null,null,null,null,null,null,"年度2",{"$f":"IF(INDIRECT($F$4&\"B8\")=\"\",\"★\",INDIRECT($F$4&\"B8\"))","v":"令和4年度"},{"$f":"IF(INDIRECT($F$4&\"H8\")=\"\",\"★\",INDIRECT($F$4&\"H8\"))","v":5772.5308000000005},{"$f":"IF(INDIRECT($F$4&\"K8\")=\"\",\"★\",INDIRECT($F$4&\"K8\"))","v":4873.7308000000003},{"$f":"IF(INDIRECT($F$4&\"N8\")=\"\",\"★\",INDIRECT($F$4&\"N8\"))","v":75259.600000000006},{"$f":"IF(INDIRECT($F$4&\"P8\")=\"\",\"★\",INDIRECT($F$4&\"P8\"))","v":6.4758925107228846E-2},{"$f":"IF(INDIRECT($F$4&\"Q8\")=\"\",\"★\",INDIRECT($F$4&\"Q8\"))","v":"★"},null,null,"年度2",{"$f":"IF(INDIRECT($F$4&\"B25\")=\"\",\"★\",INDIRECT($F$4&\"B25\"))","v":"令和4年度"},{"$f":"IF(INDIRECT($F$4&\"H25\")=\"\",\"★\",INDIRECT($F$4&\"H25\"))","v":2000},{"$f":"IF(INDIRECT($F$4&\"K25\")=\"\",\"★\",INDIRECT($F$4&\"K25\"))","v":"t"},{"$f":"IF(INDIRECT($F$4&\"N25\")=\"\",\"★\",INDIRECT($F$4&\"N25\"))","v":"ガラス生産量"},2,{"$f":"IF(INDIRECT($C$4&\"C\"&$A13)=\"\",\"★\",INDIRECT($C$4&\"C\"&$A13))","v":2},{"$f":"IF(INDIRECT($C$4&\"D\"&$A13)=\"\",\"★\",INDIRECT($C$4&\"D\"&$A13))","v":"都市ガス"},{"$f":"IF(INDIRECT($C$4&\"E\"&$A13)=\"\",\"★\",INDIRECT($C$4&\"E\"&$A13))","v":120},{"$f":"IF(INDIRECT($C$4&\"F\"&$A13)=\"\",\"★\",INDIRECT($C$4&\"F\"&$A13))","v":"千Nm3"},{"$f":"IF(INDIRECT($C$4&\"G\"&$A13)=\"\",\"★\",INDIRECT($C$4&\"G\"&$A13))","v":45},{"$f":"IF(INDIRECT($C$4&\"H\"&$A13)=\"\",\"★\",INDIRECT($C$4&\"H\"&$A13))","v":"GJ/千Nm3"},{"$f":"IF(INDIRECT($C$4&\"I\"&$A13)=\"\",\"★\",INDIRECT($C$4&\"I\"&$A13))","v":5.1299999999999998E-2},{"$f":"IF(INDIRECT($C$4&\"J\"&$A13)=\"\",\"★\",INDIRECT($C$4&\"J\"&$A13))","v":"t-CO2/GJ"},{"$f":"IF(INDIRECT($C$4&\"K\"&$A13)=\"\",\"★\",INDIRECT($C$4&\"K\"&$A13))","v":277.02},{"$f":"IF(INDIRECT($C$4&\"AC\"&$A13)=\"\",\"★\",INDIRECT($C$4&\"AC\"&$A13))","v":"対象"},{"$f":"IF(INDIRECT($C$4&\"AD\"&$A13)=\"\",\"★\",INDIRECT($C$4&\"AD\"&$A13))","v":5400},{"$f":"IF(INDIRECT($C$4&\"L\"&$A13)=\"\",\"★\",INDIRECT($C$4&\"L\"&$A13))","v":"★"},2,{"$f":"IF(INDIRECT($D$4&\"C\"&$A13)=\"\",\"★\",INDIRECT($D$4&\"C\"&$A13))","v":2},{"$f":"IF(INDIRECT($D$4&\"D\"&$A13)=\"\",\"★\",INDIRECT($D$4&\"D\"&$A13))","v":"都市ガス"},{"$f":"IF(INDIRECT($D$4&\"E\"&$A13)=\"\",\"★\",INDIRECT($D$4&\"E\"&$A13))","v":420},{"$f":"IF(INDIRECT($D$4&\"F\"&$A13)=\"\",\"★\",INDIRECT($D$4&\"F\"&$A13))","v":"千Nm3"},{"$f":"IF(INDIRECT($D$4&\"G\"&$A13)=\"\",\"★\",INDIRECT($D$4&\"G\"&$A13))","v":45},{"$f":"IF(INDIRECT($D$4&\"H\"&$A13)=\"\",\"★\",INDIRECT($D$4&\"H\"&$A13))","v":"GJ/千Nm3"},{"$f":"IF(INDIRECT($D$4&\"I\"&$A13)=\"\",\"★\",INDIRECT($D$4&\"I\"&$A13))","v":5.1299999999999998E-2},{"$f":"IF(INDIRECT($D$4&\"J\"&$A13)=\"\",\"★\",INDIRECT($D$4&\"J\"&$A13))","v":"t-CO2/GJ"},{"$f":"IF(INDIRECT($D$4&\"K\"&$A13)=\"\",\"★\",INDIRECT($D$4&\"K\"&$A13))","v":969.56999999999994},{"$f":"IF(INDIRECT($D$4&\"AC\"&$A13)=\"\",\"★\",INDIRECT($D$4&\"AC\"&$A13))","v":"対象"},{"$f":"IF(INDIRECT($D$4&\"AD\"&$A13)=\"\",\"★\",INDIRECT($D$4&\"AD\"&$A13))","v":18900},{"$f":"IF(INDIRECT($D$4&\"L\"&$A13)=\"\",\"★\",INDIRECT($D$4&\"L\"&$A13))","v":"★"},2,{"$f":"IF(INDIRECT($E$4&\"C\"&$A13)=\"\",\"★\",INDIRECT($E$4&\"C\"&$A13))","v":2},{"$f":"IF(INDIRECT($E$4&\"D\"&$A13)=\"\",\"★\",INDIRECT($E$4&\"D\"&$A13))","v":"都市ガス"},{"$f":"IF(INDIRECT($E$4&\"E\"&$A13)=\"\",\"★\",INDIRECT($E$4&\"E\"&$A13))","v":450},{"$f":"IF(INDIRECT($E$4&\"F\"&$A13)=\"\",\"★\",INDIRECT($E$4&\"F\"&$A13))","v":"千Nm3"},{"$f":"IF(INDIRECT($E$4&\"G\"&$A13)=\"\",\"★\",INDIRECT($E$4&\"G\"&$A13))","v":45},{"$f":"IF(INDIRECT($E$4&\"H\"&$A13)=\"\",\"★\",INDIRECT($E$4&\"H\"&$A13))","v":"GJ/千Nm3"},{"$f":"IF(INDIRECT($E$4&\"I\"&$A13)=\"\",\"★\",INDIRECT($E$4&\"I\"&$A13))","v":5.1299999999999998E-2},{"$f":"IF(INDIRECT($E$4&\"J\"&$A13)=\"\",\"★\",INDIRECT($E$4&\"J\"&$A13))","v":"t-CO2/GJ"},{"$f":"IF(INDIRECT($E$4&\"K\"&$A13)=\"\",\"★\",INDIRECT($E$4&\"K\"&$A13))","v":1038.825},{"$f":"IF(INDIRECT($E$4&\"AC\"&$A13)=\"\",\"★\",INDIRECT($E$4&\"AC\"&$A13))","v":"対象"},{"$f":"IF(INDIRECT($E$4&\"AD\"&$A13)=\"\",\"★\",INDIRECT($E$4&\"AD\"&$A13))","v":20250},{"$f":"IF(INDIRECT($E$4&\"L\"&$A13)=\"\",\"★\",INDIRECT($E$4&\"L\"&$A13))","v":"★"},null,null,null,null,null,"年度2",{"$f":"IF(INDIRECT($J$4&\"B8\")=\"\",\"★\",INDIRECT($J$4&\"B8\"))","v":"令和4年度"},{"$f":"IF(INDIRECT($J$4&\"H8\")=\"\",\"★\",INDIRECT($J$4&\"H8\"))","v":2841.3199999999997},{"$f":"IF(INDIRECT($J$4&\"K8\")=\"\",\"★\",INDIRECT($J$4&\"K8\"))","v":2841.3199999999997},{"$f":"IF(INDIRECT($J$4&\"N8\")=\"\",\"★\",INDIRECT($J$4&\"N8\"))","v":40628},{"$f":"IF(INDIRECT($J$4&\"P8\")=\"\",\"★\",INDIRECT($J$4&\"P8\"))","v":6.9935020183124932E-2},{"$f":"IF(INDIRECT($J$4&\"Q8\")=\"\",\"★\",INDIRECT($J$4&\"Q8\"))","v":"★"},null,null,2,{"$f":"IF(INDIRECT($G$4&\"C\"&$A13)=\"\",\"★\",INDIRECT($G$4&\"C\"&$A13))","v":3},{"$f":"IF(INDIRECT($G$4&\"D\"&$A13)=\"\",\"★\",INDIRECT($G$4&\"D\"&$A13))","v":"A重油"},{"$f":"IF(INDIRECT($G$4&\"E\"&$A13)=\"\",\"★\",INDIRECT($G$4&\"E\"&$A13))","v":1000},{"$f":"IF(INDIRECT($G$4&\"F\"&$A13)=\"\",\"★\",INDIRECT($G$4&\"F\"&$A13))","v":"kl"},{"$f":"IF(INDIRECT($G$4&\"G\"&$A13)=\"\",\"★\",INDIRECT($G$4&\"G\"&$A13))","v":38.9},{"$f":"IF(INDIRECT($G$4&\"H\"&$A13)=\"\",\"★\",INDIRECT($G$4&\"H\"&$A13))","v":"GJ/kl"},{"$f":"IF(INDIRECT($G$4&\"I\"&$A13)=\"\",\"★\",INDIRECT($G$4&\"I\"&$A13))","v":7.0800000000000002E-2},{"$f":"IF(INDIRECT($G$4&\"J\"&$A13)=\"\",\"★\",INDIRECT($G$4&\"J\"&$A13))","v":"t-CO2/GJ"},{"$f":"IF(INDIRECT($G$4&\"K\"&$A13)=\"\",\"★\",INDIRECT($G$4&\"K\"&$A13))","v":2754.12},{"$f":"IF(INDIRECT($G$4&\"N\"&$A13)=\"\",\"★\",INDIRECT($G$4&\"N\"&$A13))","v":"対象"},{"$f":"IF(INDIRECT($G$4&\"O\"&$A13)=\"\",\"★\",INDIRECT($G$4&\"O\"&$A13))","v":38900},{"$f":"IF(INDIRECT($G$4&\"L\"&$A13)=\"\",\"★\",INDIRECT($G$4&\"L\"&$A13))","v":"購買伝票より算定"},2,{"$f":"IF(INDIRECT($H$4&\"C\"&$A13)=\"\",\"★\",INDIRECT($H$4&\"C\"&$A13))","v":3},{"$f":"IF(INDIRECT($H$4&\"D\"&$A13)=\"\",\"★\",INDIRECT($H$4&\"D\"&$A13))","v":"A重油"},{"$f":"IF(INDIRECT($H$4&\"E\"&$A13)=\"\",\"★\",INDIRECT($H$4&\"E\"&$A13))","v":1000},{"$f":"IF(INDIRECT($H$4&\"F\"&$A13)=\"\",\"★\",INDIRECT($H$4&\"F\"&$A13))","v":"kl"},{"$f":"IF(INDIRECT($H$4&\"G\"&$A13)=\"\",\"★\",INDIRECT($H$4&\"G\"&$A13))","v":38.9},{"$f":"IF(INDIRECT($H$4&\"H\"&$A13)=\"\",\"★\",INDIRECT($H$4&\"H\"&$A13))","v":"GJ/kl"},{"$f":"IF(INDIRECT($H$4&\"I\"&$A13)=\"\",\"★\",INDIRECT($H$4&\"I\"&$A13))","v":7.0800000000000002E-2},{"$f":"IF(INDIRECT($H$4&\"J\"&$A13)=\"\",\"★\",INDIRECT($H$4&\"J\"&$A13))","v":"t-CO2/GJ"},{"$f":"IF(INDIRECT($H$4&\"K\"&$A13)=\"\",\"★\",INDIRECT($H$4&\"K\"&$A13))","v":2754.12},{"$f":"IF(INDIRECT($H$4&\"N\"&$A13)=\"\",\"★\",INDIRECT($H$4&\"N\"&$A13))","v":"対象"},{"$f":"IF(INDIRECT($H$4&\"O\"&$A13)=\"\",\"★\",INDIRECT($H$4&\"O\"&$A13))","v":38900},{"$f":"IF(INDIRECT($H$4&\"L\"&$A13)=\"\",\"★\",INDIRECT($H$4&\"L\"&$A13))","v":"購買伝票より算定"},2,{"$f":"IF(INDIRECT($I$4&\"C\"&$A13)=\"\",\"★\",INDIRECT($I$4&\"C\"&$A13))","v":3},{"$f":"IF(INDIRECT($I$4&\"D\"&$A13)=\"\",\"★\",INDIRECT($I$4&\"D\"&$A13))","v":"A重油"},{"$f":"IF(INDIRECT($I$4&\"E\"&$A13)=\"\",\"★\",INDIRECT($I$4&\"E\"&$A13))","v":800},{"$f":"IF(INDIRECT($I$4&\"F\"&$A13)=\"\",\"★\",INDIRECT($I$4&\"F\"&$A13))","v":"kl"},{"$f":"IF(INDIRECT($I$4&\"G\"&$A13)=\"\",\"★\",INDIRECT($I$4&\"G\"&$A13))","v":38.9},{"$f":"IF(INDIRECT($I$4&\"H\"&$A13)=\"\",\"★\",INDIRECT($I$4&\"H\"&$A13))","v":"GJ/kl"},{"$f":"IF(INDIRECT($I$4&\"I\"&$A13)=\"\",\"★\",INDIRECT($I$4&\"I\"&$A13))","v":7.0800000000000002E-2},{"$f":"IF(INDIRECT($I$4&\"J\"&$A13)=\"\",\"★\",INDIRECT($I$4&\"J\"&$A13))","v":"t-CO2/GJ"},{"$f":"IF(INDIRECT($I$4&\"K\"&$A13)=\"\",\"★\",INDIRECT($I$4&\"K\"&$A13))","v":2203.2960000000003},{"$f":"IF(INDIRECT($I$4&\"N\"&$A13)=\"\",\"★\",INDIRECT($I$4&\"N\"&$A13))","v":"対象"},{"$f":"IF(INDIRECT($I$4&\"O\"&$A13)=\"\",\"★\",INDIRECT($I$4&\"O\"&$A13))","v":31120},{"$f":"IF(INDIRECT($I$4&\"L\"&$A13)=\"\",\"★\",INDIRECT($I$4&\"L\"&$A13))","v":"購買伝票より算定"}]
[{"$f":"A13+1","v":9},null,null,null,null,null,null,null,null,null,null,null,null,null,null,null,null,null,"年度3",{"$f":"IF(INDIRECT($F$4&\"B9\")=\"\",\"★\",INDIRECT($F$4&\"B9\"))","v":"令和5年度"},{"$f":"IF(INDIRECT($F$4&\"H9\")=\"\",\"★\",INDIRECT($F$4&\"H9\"))","v":5180.7970000000005},{"$f":"IF(INDIRECT($F$4&\"K9\")=\"\",\"★\",INDIRECT($F$4&\"K9\"))","v":4281.9970000000003},{"$f":"IF(INDIRECT($F$4&\"N9\")=\"\",\"★\",INDIRECT($F$4&\"N9\"))","v":67273.600000000006},{"$f":"IF(INDIRECT($F$4&\"P9\")=\"\",\"★\",INDIRECT($F$4&\"P9\"))","v":6.3650481020786756E-2},{"$f":"IF(INDIRECT($F$4&\"Q9\")=\"\",\"★\",INDIRECT($F$4&\"Q9\"))","v":"★"},null,null,"年度3",{"$f":"IF(INDIRECT($F$4&\"B26\")=\"\",\"★\",INDIRECT($F$4&\"B26\"))","v":"令和5年度"},{"$f":"IF(INDIRECT($F$4&\"H26\")=\"\",\"★\",INDIRECT($F$4&\"H26\"))","v":2250},{"$f":"IF(INDIRECT($F$4&\"K26\")=\"\",\"★\",INDIRECT($F$4&\"K26\"))","v":"t"},{"$f":"IF(INDIRECT($F$4&\"N26\")=\"\",\"★\",INDIRECT($F$4&\"N26\"))","v":"ガラス生産量"},3,{"$f":"IF(INDIRECT($C$4&\"C\"&$A14)=\"\",\"★\",INDIRECT($C$4&\"C\"&$A14))","v":3},{"$f":"IF(INDIRECT($C$4&\"D\"&$A14)=\"\",\"★\",INDIRECT($C$4&\"D\"&$A14))","v":"A重油"},{"$f":"IF(INDIRECT($C$4&\"E\"&$A14)=\"\",\"★\",INDIRECT($C$4&\"E\"&$A14))","v":900},{"$f":"IF(INDIRECT($C$4&\"F\"&$A14)=\"\",\"★\",INDIRECT($C$4&\"F\"&$A14))","v":"kl"},{"$f":"IF(INDIRECT($C$4&\"G\"&$A14)=\"\",\"★\",INDIRECT($C$4&\"G\"&$A14))","v":38.9},{"$f":"IF(INDIRECT($C$4&\"H\"&$A14)=\"\",\"★\",INDIRECT($C$4&\"H\"&$A14))","v":"GJ/kl"},{"$f":"IF(INDIRECT($C$4&\"I\"&$A14)=\"\",\"★\",INDIRECT($C$4&\"I\"&$A14))","v":7.0800000000000002E-2},{"$f":"IF(INDIRECT($C$4&\"J\"&$A14)=\"\",\"★\",INDIRECT($C$4&\"J\"&$A14))","v":"t-CO2/GJ"},{"$f":"IF(INDIRECT($C$4&\"K\"&$A14)=\"\",\"★\",INDIRECT($C$4&\"K\"&$A14))","v":2478.7080000000001},{"$f":"IF(INDIRECT($C$4&\"AC\"&$A14)=\"\",\"★\",INDIRECT($C$4&\"AC\"&$A14))","v":"対象"},{"$f":"IF(INDIRECT($C$4&\"AD\"&$A14)=\"\",\"★\",INDIRECT($C$4&\"AD\"&$A14))","v":35010},{"$f":"IF(INDIRECT($C$4&\"L\"&$A14)=\"\",\"★\",INDIRECT($C$4&\"L\"&$A14))","v":"★"},3,{"$f":"IF(INDIRECT($D$4&\"C\"&$A14)=\"\",\"★\",INDIRECT($D$4&\"C\"&$A14))","v":3},{"$f":"IF(INDIRECT($D$4&\"D\"&$A14)=\"\",\"★\",INDIRECT($D$4&\"D\"&$A14))","v":"A重油"},{"$f":"IF(INDIRECT($D$4&\"E\"&$A14)=\"\",\"★\",INDIRECT($D$4&\"E\"&$A14))","v":1000},{"$f":"IF(INDIRECT($D$4&\"F\"&$A14)=\"\",\"★\",INDIRECT($D$4&\"F\"&$A14))","v":"kl"},{"$f":"IF(INDIRECT($D$4&\"G\"&$A14)=\"\",\"★\",INDIRECT($D$4&\"G\"&$A14))","v":38.9},{"$f":"IF(INDIRECT($D$4&\"H\"&$A14)=\"\",\"★\",INDIRECT($D$4&\"H\"&$A14))","v":"GJ/kl"},{"$f":"IF(INDIRECT($D$4&\"I\"&$A14)=\"\",\"★\",INDIRECT($D$4&\"I\"&$A14))","v":7.0800000000000002E-2},{"$f":"IF(INDIRECT($D$4&\"J\"&$A14)=\"\",\"★\",INDIRECT($D$4&\"J\"&$A14))","v":"t-CO2/GJ"},{"$f":"IF(INDIRECT($D$4&\"K\"&$A14)=\"\",\"★\",INDIRECT($D$4&\"K\"&$A14))","v":2754.12},{"$f":"IF(INDIRECT($D$4&\"AC\"&$A14)=\"\",\"★\",INDIRECT($D$4&\"AC\"&$A14))","v":"対象"},{"$f":"IF(INDIRECT($D$4&\"AD\"&$A14)=\"\",\"★\",INDIRECT($D$4&\"AD\"&$A14))","v":38900},{"$f":"IF(INDIRECT($D$4&\"L\"&$A14)=\"\",\"★\",INDIRECT($D$4&\"L\"&$A14))","v":"★"},3,{"$f":"IF(INDIRECT($E$4&\"C\"&$A14)=\"\",\"★\",INDIRECT($E$4&\"C\"&$A14))","v":3},{"$f":"IF(INDIRECT($E$4&\"D\"&$A14)=\"\",\"★\",INDIRECT($E$4&\"D\"&$A14))","v":"A重油"},{"$f":"IF(INDIRECT($E$4&\"E\"&$A14)=\"\",\"★\",INDIRECT($E$4&\"E\"&$A14))","v":800},{"$f":"IF(INDIRECT($E$4&\"F\"&$A14)=\"\",\"★\",INDIRECT($E$4&\"F\"&$A14))","v":"kl"},{"$f":"IF(INDIRECT($E$4&\"G\"&$A14)=\"\",\"★\",INDIRECT($E$4&\"G\"&$A14))","v":38.9},{"$f":"IF(INDIRECT($E$4&\"H\"&$A14)=\"\",\"★\",INDIRECT($E$4&\"H\"&$A14))","v":"GJ/kl"},{"$f":"IF(INDIRECT($E$4&\"I\"&$A14)=\"\",\"★\",INDIRECT($E$4&\"I\"&$A14))","v":7.0800000000000002E-2},{"$f":"IF(INDIRECT($E$4&\"J\"&$A14)=\"\",\"★\",INDIRECT($E$4&\"J\"&$A14))","v":"t-CO2/GJ"},{"$f":"IF(INDIRECT($E$4&\"K\"&$A14)=\"\",\"★\",INDIRECT($E$4&\"K\"&$A14))","v":2203.2960000000003},{"$f":"IF(INDIRECT($E$4&\"AC\"&$A14)=\"\",\"★\",INDIRECT($E$4&\"AC\"&$A14))","v":"対象"},{"$f":"IF(INDIRECT($E$4&\"AD\"&$A14)=\"\",\"★\",INDIRECT($E$4&\"AD\"&$A14))","v":31120},{"$f":"IF(INDIRECT($E$4&\"L\"&$A14)=\"\",\"★\",INDIRECT($E$4&\"L\"&$A14))","v":"★"},null,null,null,null,null,"年度3",{"$f":"IF(INDIRECT($J$4&\"B9\")=\"\",\"★\",INDIRECT($J$4&\"B9\"))","v":"令和5年度"},{"$f":"IF(INDIRECT($J$4&\"H9\")=\"\",\"★\",INDIRECT($J$4&\"H9\"))","v":2290.4960000000001},{"$f":"IF(INDIRECT($J$4&\"K9\")=\"\",\"★\",INDIRECT($J$4&\"K9\"))","v":2290.4960000000001},{"$f":"IF(INDIRECT($J$4&\"N9\")=\"\",\"★\",INDIRECT($J$4&\"N9\"))","v":32848},{"$f":"IF(INDIRECT($J$4&\"P9\")=\"\",\"★\",INDIRECT($J$4&\"P9\"))","v":6.9730150998538729E-2},{"$f":"IF(INDIRECT($J$4&\"Q9\")=\"\",\"★\",INDIRECT($J$4&\"Q9\"))","v":"★"},null,null,3,{"$f":"IF(INDIRECT($G$4&\"C\"&$A14)=\"\",\"★\",INDIRECT($G$4&\"C\"&$A14))","v":"★"},{"$f":"IF(INDIRECT($G$4&\"D\"&$A14)=\"\",\"★\",INDIRECT($G$4&\"D\"&$A14))","v":"★"},{"$f":"IF(INDIRECT($G$4&\"E\"&$A14)=\"\",\"★\",INDIRECT($G$4&\"E\"&$A14))","v":"★"},{"$f":"IF(INDIRECT($G$4&\"F\"&$A14)=\"\",\"★\",INDIRECT($G$4&\"F\"&$A14))","v":"★"},{"$f":"IF(INDIRECT($G$4&\"G\"&$A14)=\"\",\"★\",INDIRECT($G$4&\"G\"&$A14))","v":"★"},{"$f":"IF(INDIRECT($G$4&\"H\"&$A14)=\"\",\"★\",INDIRECT($G$4&\"H\"&$A14))","v":"★"},{"$f":"IF(INDIRECT($G$4&\"I\"&$A14)=\"\",\"★\",INDIRECT($G$4&\"I\"&$A14))","v":"★"},{"$f":"IF(INDIRECT($G$4&\"J\"&$A14)=\"\",\"★\",INDIRECT($G$4&\"J\"&$A14))","v":"★"},{"$f":"IF(INDIRECT($G$4&\"K\"&$A14)=\"\",\"★\",INDIRECT($G$4&\"K\"&$A14))","v":"★"},{"$f":"IF(INDIRECT($G$4&\"N\"&$A14)=\"\",\"★\",INDIRECT($G$4&\"N\"&$A14))","v":"★"},{"$f":"IF(INDIRECT($G$4&\"O\"&$A14)=\"\",\"★\",INDIRECT($G$4&\"O\"&$A14))","v":"★"},{"$f":"IF(INDIRECT($G$4&\"L\"&$A14)=\"\",\"★\",INDIRECT($G$4&\"L\"&$A14))","v":"★"},3,{"$f":"IF(INDIRECT($H$4&\"C\"&$A14)=\"\",\"★\",INDIRECT($H$4&\"C\"&$A14))","v":"★"},{"$f":"IF(INDIRECT($H$4&\"D\"&$A14)=\"\",\"★\",INDIRECT($H$4&\"D\"&$A14))","v":"★"},{"$f":"IF(INDIRECT($H$4&\"E\"&$A14)=\"\",\"★\",INDIRECT($H$4&\"E\"&$A14))","v":"★"},{"$f":"IF(INDIRECT($H$4&\"F\"&$A14)=\"\",\"★\",INDIRECT($H$4&\"F\"&$A14))","v":"★"},{"$f":"IF(INDIRECT($H$4&\"G\"&$A14)=\"\",\"★\",INDIRECT($H$4&\"G\"&$A14))","v":"★"},{"$f":"IF(INDIRECT($H$4&\"H\"&$A14)=\"\",\"★\",INDIRECT($H$4&\"H\"&$A14))","v":"★"},{"$f":"IF(INDIRECT($H$4&\"I\"&$A14)=\"\",\"★\",INDIRECT($H$4&\"I\"&$A14))","v":"★"},{"$f":"IF(INDIRECT($H$4&\"J\"&$A14)=\"\",\"★\",INDIRECT($H$4&\"J\"&$A14))","v":"★"},{"$f":"IF(INDIRECT($H$4&\"K\"&$A14)=\"\",\"★\",INDIRECT($H$4&\"K\"&$A14))","v":"★"},{"$f":"IF(INDIRECT($H$4&\"N\"&$A14)=\"\",\"★\",INDIRECT($H$4&\"N\"&$A14))","v":"★"},{"$f":"IF(INDIRECT($H$4&\"O\"&$A14)=\"\",\"★\",INDIRECT($H$4&\"O\"&$A14))","v":"★"},{"$f":"IF(INDIRECT($H$4&\"L\"&$A14)=\"\",\"★\",INDIRECT($H$4&\"L\"&$A14))","v":"★"},3,{"$f":"IF(INDIRECT($I$4&\"C\"&$A14)=\"\",\"★\",INDIRECT($I$4&\"C\"&$A14))","v":"★"},{"$f":"IF(INDIRECT($I$4&\"D\"&$A14)=\"\",\"★\",INDIRECT($I$4&\"D\"&$A14))","v":"★"},{"$f":"IF(INDIRECT($I$4&\"E\"&$A14)=\"\",\"★\",INDIRECT($I$4&\"E\"&$A14))","v":"★"},{"$f":"IF(INDIRECT($I$4&\"F\"&$A14)=\"\",\"★\",INDIRECT($I$4&\"F\"&$A14))","v":"★"},{"$f":"IF(INDIRECT($I$4&\"G\"&$A14)=\"\",\"★\",INDIRECT($I$4&\"G\"&$A14))","v":"★"},{"$f":"IF(INDIRECT($I$4&\"H\"&$A14)=\"\",\"★\",INDIRECT($I$4&\"H\"&$A14))","v":"★"},{"$f":"IF(INDIRECT($I$4&\"I\"&$A14)=\"\",\"★\",INDIRECT($I$4&\"I\"&$A14))","v":"★"},{"$f":"IF(INDIRECT($I$4&\"J\"&$A14)=\"\",\"★\",INDIRECT($I$4&\"J\"&$A14))","v":"★"},{"$f":"IF(INDIRECT($I$4&\"K\"&$A14)=\"\",\"★\",INDIRECT($I$4&\"K\"&$A14))","v":"★"},{"$f":"IF(INDIRECT($I$4&\"N\"&$A14)=\"\",\"★\",INDIRECT($I$4&\"N\"&$A14))","v":"★"},{"$f":"IF(INDIRECT($I$4&\"O\"&$A14)=\"\",\"★\",INDIRECT($I$4&\"O\"&$A14))","v":"★"},{"$f":"IF(INDIRECT($I$4&\"L\"&$A14)=\"\",\"★\",INDIRECT($I$4&\"L\"&$A14))","v":"★"}]
[10,null,null,null,null,null,null,null,null,null,null,null,null,null,null,null,null,null,"合計",null,{"$f":"IF(INDIRECT($F$4&\"H10\")=\"\",\"★\",INDIRECT($F$4&\"H10\"))","v":15836.1602},{"$f":"IF(INDIRECT($F$4&\"K10\")=\"\",\"★\",INDIRECT($F$4&\"K10\"))","v":13139.760200000001},{"$f":"IF(INDIRECT($F$4&\"N10\")=\"\",\"★\",INDIRECT($F$4&\"N10\"))","v":201483.4},null,{"$f":"IF(INDIRECT($F$4&\"Q10\")=\"\",\"★\",INDIRECT($F$4&\"Q10\"))","v":"★"},null,null,null,null,null,null,null,4,{"$f":"IF(INDIRECT($C$4&\"C\"&$A15)=\"\",\"★\",INDIRECT($C$4&\"C\"&$A15))","v":4},{"$f":"IF(INDIRECT($C$4&\"D\"&$A15)=\"\",\"★\",INDIRECT($C$4&\"D\"&$A15))","v":"A重油"},{"$f":"IF(INDIRECT($C$4&\"E\"&$A15)=\"\",\"★\",INDIRECT($C$4&\"E\"&$A15))","v":120},{"$f":"IF(INDIRECT($C$4&\"F\"&$A15)=\"\",\"★\",INDIRECT($C$4&\"F\"&$A15))","v":"kl"},{"$f":"IF(INDIRECT($C$4&\"G\"&$A15)=\"\",\"★\",INDIRECT($C$4&\"G\"&$A15))","v":38.9},{"$f":"IF(INDIRECT($C$4&\"H\"&$A15)=\"\",\"★\",INDIRECT($C$4&\"H\"&$A15))","v":"GJ/kl"},{"$f":"IF(INDIRECT($C$4&\"I\"&$A15)=\"\",\"★\",INDIRECT($C$4&\"I\"&$A15))","v":7.0800000000000002E-2},{"$f":"IF(INDIRECT($C$4&\"J\"&$A15)=\"\",\"★\",INDIRECT($C$4&\"J\"&$A15))","v":"t-CO2/GJ"},{"$f":"IF(INDIRECT($C$4&\"K\"&$A15)=\"\",\"★\",INDIRECT($C$4&\"K\"&$A15))","v":330.49439999999998},{"$f":"IF(INDIRECT($C$4&\"AC\"&$A15)=\"\",\"★\",INDIRECT($C$4&\"AC\"&$A15))","v":"対象"},{"$f":"IF(INDIRECT($C$4&\"AD\"&$A15)=\"\",\"★\",INDIRECT($C$4&\"AD\"&$A15))","v":4668},{"$f":"IF(INDIRECT($C$4&\"L\"&$A15)=\"\",\"★\",INDIRECT($C$4&\"L\"&$A15))","v":"モニタリングポイント4～8。活動量は所内消費電力、所内消費熱分（按分方法は8.備考参照）"},4,{"$f":"IF(INDIRECT($D$4&\"C\"&$A15)=\"\",\"★\",INDIRECT($D$4&\"C\"&$A15))","v":4},{"$f":"IF(INDIRECT($D$4&\"D\"&$A15)=\"\",\"★\",INDIRECT($D$4&\"D\"&$A15))","v":"A重油"},{"$f":"IF(INDIRECT($D$4&\"E\"&$A15)=\"\",\"★\",INDIRECT($D$4&\"E\"&$A15))","v":190},{"$f":"IF(INDIRECT($D$4&\"F\"&$A15)=\"\",\"★\",INDIRECT($D$4&\"F\"&$A15))","v":"kl"},{"$f":"IF(INDIRECT($D$4&\"G\"&$A15)=\"\",\"★\",INDIRECT($D$4&\"G\"&$A15))","v":38.9},{"$f":"IF(INDIRECT($D$4&\"H\"&$A15)=\"\",\"★\",INDIRECT($D$4&\"H\"&$A15))","v":"GJ/kl"},{"$f":"IF(INDIRECT($D$4&\"I\"&$A15)=\"\",\"★\",INDIRECT($D$4&\"I\"&$A15))","v":7.0800000000000002E-2},{"$f":"IF(INDIRECT($D$4&\"J\"&$A15)=\"\",\"★\",INDIRECT($D$4&\"J\"&$A15))","v":"t-CO2/GJ"},{"$f":"IF(INDIRECT($D$4&\"K\"&$A15)=\"\",\"★\",INDIRECT($D$4&\"K\"&$A15))","v":523.28280000000007},{"$f":"IF(INDIRECT($D$4&\"AC\"&$A15)=\"\",\"★\",INDIRECT($D$4&\"AC\"&$A15))","v":"対象"},{"$f":"IF(INDIRECT($D$4&\"AD\"&$A15)=\"\",\"★\",INDIRECT($D$4&\"AD\"&$A15))","v":7391},{"$f":"IF(INDIRECT($D$4&\"L\"&$A15)=\"\",\"★\",INDIRECT($D$4&\"L\"&$A15))","v":"モニタリングポイント4～8。活動量は所内消費電力、所内消費熱分（按分方法は8.備考参照）"},4,{"$f":"IF(INDIRECT($E$4&\"C\"&$A15)=\"\",\"★\",INDIRECT($E$4&\"C\"&$A15))","v":4},{"$f":"IF(INDIRECT($E$4&\"D\"&$A15)=\"\",\"★\",INDIRECT($E$4&\"D\"&$A15))","v":"A重油"},{"$f":"IF(INDIRECT($E$4&\"E\"&$A15)=\"\",\"★\",INDIRECT($E$4&\"E\"&$A15))","v":190},{"$f":"IF(INDIRECT($E$4&\"F\"&$A15)=\"\",\"★\",INDIRECT($E$4&\"F\"&$A15))","v":"kl"},{"$f":"IF(INDIRECT($E$4&\"G\"&$A15)=\"\",\"★\",INDIRECT($E$4&\"G\"&$A15))","v":38.9},{"$f":"IF(INDIRECT($E$4&\"H\"&$A15)=\"\",\"★\",INDIRECT($E$4&\"H\"&$A15))","v":"GJ/kl"},{"$f":"IF(INDIRECT($E$4&\"I\"&$A15)=\"\",\"★\",INDIRECT($E$4&\"I\"&$A15))","v":7.0800000000000002E-2},{"$f":"IF(INDIRECT($E$4&\"J\"&$A15)=\"\",\"★\",INDIRECT($E$4&\"J\"&$A15))","v":"t-CO2/GJ"},{"$f":"IF(INDIRECT($E$4&\"K\"&$A15)=\"\",\"★\",INDIRECT($E$4&\"K\"&$A15))","v":523.28280000000007},{"$f":"IF(INDIRECT($E$4&\"AC\"&$A15)=\"\",\"★\",INDIRECT($E$4&\"AC\"&$A15))","v":"対象"},{"$f":"IF(INDIRECT($E$4&\"AD\"&$A15)=\"\",\"★\",INDIRECT($E$4&\"AD\"&$A15))","v":7391},{"$f":"IF(INDIRECT($E$4&\"L\"&$A15)=\"\",\"★\",INDIRECT($E$4&\"L\"&$A15))","v":"モニタリングポイント4～8。活動量は所内消費電力、所内消費熱分（按分方法は8.備考参照）"},null,null,null,null,null,"合計",null,{"$f":"IF(INDIRECT($J$4&\"H10\")=\"\",\"★\",INDIRECT($J$4&\"H10\"))","v":7973.1359999999995},{"$f":"IF(INDIRECT($J$4&\"K10\")=\"\",\"★\",INDIRECT($J$4&\"K10\"))","v":7973.1359999999995},{"$f":"IF(INDIRECT($J$4&\"N10\")=\"\",\"★\",INDIRECT($J$4&\"N10\"))","v":114104},null,{"$f":"IF(INDIRECT($J$4&\"Q10\")=\"\",\"★\",INDIRECT($J$4&\"Q10\"))","v":"★"},null,null,4,{"$f":"IF(INDIRECT($G$4&\"C\"&$A15)=\"\",\"★\",INDIRECT($G$4&\"C\"&$A15))","v":"★"},{"$f":"IF(INDIRECT($G$4&\"D\"&$A15)=\"\",\"★\",INDIRECT($G$4&\"D\"&$A15))","v":"★"},{"$f":"IF(INDIRECT($G$4&\"E\"&$A15)=\"\",\"★\",INDIRECT($G$4&\"E\"&$A15))","v":"★"},{"$f":"IF(INDIRECT($G$4&\"F\"&$A15)=\"\",\"★\",INDIRECT($G$4&\"F\"&$A15))","v":"★"},{"$f":"IF(INDIRECT($G$4&\"G\"&$A15)=\"\",\"★\",INDIRECT($G$4&\"G\"&$A15))","v":"★"},{"$f":"IF(INDIRECT($G$4&\"H\"&$A15)=\"\",\"★\",INDIRECT($G$4&\"H\"&$A15))","v":"★"},{"$f":"IF(INDIRECT($G$4&\"I\"&$A15)=\"\",\"★\",INDIRECT($G$4&\"I\"&$A15))","v":"★"},{"$f":"IF(INDIRECT($G$4&\"J\"&$A15)=\"\",\"★\",INDIRECT($G$4&\"J\"&$A15))","v":"★"},{"$f":"IF(INDIRECT($G$4&\"K\"&$A15)=\"\",\"★\",INDIRECT($G$4&\"K\"&$A15))","v":"★"},{"$f":"IF(INDIRECT($G$4&\"N\"&$A15)=\"\",\"★\",INDIRECT($G$4&\"N\"&$A15))","v":"★"},{"$f":"IF(INDIRECT($G$4&\"O\"&$A15)=\"\",\"★\",INDIRECT($G$4&\"O\"&$A15))","v":"★"},{"$f":"IF(INDIRECT($G$4&\"L\"&$A15)=\"\",\"★\",INDIRECT($G$4&\"L\"&$A15))","v":"★"},4,{"$f":"IF(INDIRECT($H$4&\"C\"&$A15)=\"\",\"★\",INDIRECT($H$4&\"C\"&$A15))","v":"★"},{"$f":"IF(INDIRECT($H$4&\"D\"&$A15)=\"\",\"★\",INDIRECT($H$4&\"D\"&$A15))","v":"★"},{"$f":"IF(INDIRECT($H$4&\"E\"&$A15)=\"\",\"★\",INDIRECT($H$4&\"E\"&$A15))","v":"★"},{"$f":"IF(INDIRECT($H$4&\"F\"&$A15)=\"\",\"★\",INDIRECT($H$4&\"F\"&$A15))","v":"★"},{"$f":"IF(INDIRECT($H$4&\"G\"&$A15)=\"\",\"★\",INDIRECT($H$4&\"G\"&$A15))","v":"★"},{"$f":"IF(INDIRECT($H$4&\"H\"&$A15)=\"\",\"★\",INDIRECT($H$4&\"H\"&$A15))","v":"★"},{"$f":"IF(INDIRECT($H$4&\"I\"&$A15)=\"\",\"★\",INDIRECT($H$4&\"I\"&$A15))","v":"★"},{"$f":"IF(INDIRECT($H$4&\"J\"&$A15)=\"\",\"★\",INDIRECT($H$4&\"J\"&$A15))","v":"★"},{"$f":"IF(INDIRECT($H$4&\"K\"&$A15)=\"\",\"★\",INDIRECT($H$4&\"K\"&$A15))","v":"★"},{"$f":"IF(INDIRECT($H$4&\"N\"&$A15)=\"\",\"★\",INDIRECT($H$4&\"N\"&$A15))","v":"★"},{"$f":"IF(INDIRECT($H$4&\"O\"&$A15)=\"\",\"★\",INDIRECT($H$4&\"O\"&$A15))","v":"★"},{"$f":"IF(INDIRECT($H$4&\"L\"&$A15)=\"\",\"★\",INDIRECT($H$4&\"L\"&$A15))","v":"★"},4,{"$f":"IF(INDIRECT($I$4&\"C\"&$A15)=\"\",\"★\",INDIRECT($I$4&\"C\"&$A15))","v":"★"},{"$f":"IF(INDIRECT($I$4&\"D\"&$A15)=\"\",\"★\",INDIRECT($I$4&\"D\"&$A15))","v":"★"},{"$f":"IF(INDIRECT($I$4&\"E\"&$A15)=\"\",\"★\",INDIRECT($I$4&\"E\"&$A15))","v":"★"},{"$f":"IF(INDIRECT($I$4&\"F\"&$A15)=\"\",\"★\",INDIRECT($I$4&\"F\"&$A15))","v":"★"},{"$f":"IF(INDIRECT($I$4&\"G\"&$A15)=\"\",\"★\",INDIRECT($I$4&\"G\"&$A15))","v":"★"},{"$f":"IF(INDIRECT($I$4&\"H\"&$A15)=\"\",\"★\",INDIRECT($I$4&\"H\"&$A15))","v":"★"},{"$f":"IF(INDIRECT($I$4&\"I\"&$A15)=\"\",\"★\",INDIRECT($I$4&\"I\"&$A15))","v":"★"},{"$f":"IF(INDIRECT($I$4&\"J\"&$A15)=\"\",\"★\",INDIRECT($I$4&\"J\"&$A15))","v":"★"},{"$f":"IF(INDIRECT($I$4&\"K\"&$A15)=\"\",\"★\",INDIRECT($I$4&\"K\"&$A15))","v":"★"},{"$f":"IF(INDIRECT($I$4&\"N\"&$A15)=\"\",\"★\",INDIRECT($I$4&\"N\"&$A15))","v":"★"},{"$f":"IF(INDIRECT($I$4&\"O\"&$A15)=\"\",\"★\",INDIRECT($I$4&\"O\"&$A15))","v":"★"},{"$f":"IF(INDIRECT($I$4&\"L\"&$A15)=\"\",\"★\",INDIRECT($I$4&\"L\"&$A15))","v":"★"}]
[11,null,null,null,null,null,null,null,null,null,null,null,null,null,null,null,null,null,null,null,null,null,null,null,null,null,null,null,null,null,null,null,5,{"$f":"IF(INDIRECT($C$4&\"C\"&$A16)=\"\",\"★\",INDIRECT($C$4&\"C\"&$A16))","v":9},{"$f":"IF(INDIRECT($C$4&\"D\"&$A16)=\"\",\"★\",INDIRECT($C$4&\"D\"&$A16))","v":"生石灰の製造（原料：石灰石）"},{"$f":"IF(INDIRECT($C$4&\"E\"&$A16)=\"\",\"★\",INDIRECT($C$4&\"E\"&$A16))","v":2100},{"$f":"IF(INDIRECT($C$4&\"F\"&$A16)=\"\",\"★\",INDIRECT($C$4&\"F\"&$A16))","v":"t"},{"$f":"IF(INDIRECT($C$4&\"G\"&$A16)=\"\",\"★\",INDIRECT($C$4&\"G\"&$A16))","v":"★"},{"$f":"IF(INDIRECT($C$4&\"H\"&$A16)=\"\",\"★\",INDIRECT($C$4&\"H\"&$A16))","v":"---"},{"$f":"IF(INDIRECT($C$4&\"I\"&$A16)=\"\",\"★\",INDIRECT($C$4&\"I\"&$A16))","v":0.42799999999999999},{"$f":"IF(INDIRECT($C$4&\"J\"&$A16)=\"\",\"★\",INDIRECT($C$4&\"J\"&$A16))","v":"t-CO2/t"},{"$f":"IF(INDIRECT($C$4&\"K\"&$A16)=\"\",\"★\",INDIRECT($C$4&\"K\"&$A16))","v":898.8},{"$f":"IF(INDIRECT($C$4&\"AC\"&$A16)=\"\",\"★\",INDIRECT($C$4&\"AC\"&$A16))","v":"---"},{"$f":"IF(INDIRECT($C$4&\"AD\"&$A16)=\"\",\"★\",INDIRECT($C$4&\"AD\"&$A16))","v":"---"},{"$f":"IF(INDIRECT($C$4&\"L\"&$A16)=\"\",\"★\",INDIRECT($C$4&\"L\"&$A16))","v":"★"},5,{"$f":"IF(INDIRECT($D$4&\"C\"&$A16)=\"\",\"★\",INDIRECT($D$4&\"C\"&$A16))","v":9},{"$f":"IF(INDIRECT($D$4&\"D\"&$A16)=\"\",\"★\",INDIRECT($D$4&\"D\"&$A16))","v":"生石灰の製造（原料：石灰石）"},{"$f":"IF(INDIRECT($D$4&\"E\"&$A16)=\"\",\"★\",INDIRECT($D$4&\"E\"&$A16))","v":2100},{"$f":"IF(INDIRECT($D$4&\"F\"&$A16)=\"\",\"★\",INDIRECT($D$4&\"F\"&$A16))","v":"t"},{"$f":"IF(INDIRECT($D$4&\"G\"&$A16)=\"\",\"★\",INDIRECT($D$4&\"G\"&$A16))","v":"★"},{"$f":"IF(INDIRECT($D$4&\"H\"&$A16)=\"\",\"★\",INDIRECT($D$4&\"H\"&$A16))","v":"---"},{"$f":"IF(INDIRECT($D$4&\"I\"&$A16)=\"\",\"★\",INDIRECT($D$4&\"I\"&$A16))","v":0.42799999999999999},{"$f":"IF(INDIRECT($D$4&\"J\"&$A16)=\"\",\"★\",INDIRECT($D$4&\"J\"&$A16))","v":"t-CO2/t"},{"$f":"IF(INDIRECT($D$4&\"K\"&$A16)=\"\",\"★\",INDIRECT($D$4&\"K\"&$A16))","v":898.8},{"$f":"IF(INDIRECT($D$4&\"AC\"&$A16)=\"\",\"★\",INDIRECT($D$4&\"AC\"&$A16))","v":"---"},{"$f":"IF(INDIRECT($D$4&\"AD\"&$A16)=\"\",\"★\",INDIRECT($D$4&\"AD\"&$A16))","v":"---"},{"$f":"IF(INDIRECT($D$4&\"L\"&$A16)=\"\",\"★\",INDIRECT($D$4&\"L\"&$A16))","v":"★"},5,{"$f":"IF(INDIRECT($E$4&\"C\"&$A16)=\"\",\"★\",INDIRECT($E$4&\"C\"&$A16))","v":9},{"$f":"IF(INDIRECT($E$4&\"D\"&$A16)=\"\",\"★\",INDIRECT($E$4&\"D\"&$A16))","v":"生石灰の製造（原料：石灰石）"},{"$f":"IF(INDIRECT($E$4&\"E\"&$A16)=\"\",\"★\",INDIRECT($E$4&\"E\"&$A16))","v":2100},{"$f":"IF(INDIRECT($E$4&\"F\"&$A16)=\"\",\"★\",INDIRECT($E$4&\"F\"&$A16))","v":"t"},{"$f":"IF(INDIRECT($E$4&\"G\"&$A16)=\"\",\"★\",INDIRECT($E$4&\"G\"&$A16))","v":"★"},{"$f":"IF(INDIRECT($E$4&\"H\"&$A16)=\"\",\"★\",INDIRECT($E$4&\"H\"&$A16))","v":"---"},{"$f":"IF(INDIRECT($E$4&\"I\"&$A16)=\"\",\"★\",INDIRECT($E$4&\"I\"&$A16))","v":0.42799999999999999},{"$f":"IF(INDIRECT($E$4&\"J\"&$A16)=\"\",\"★\",INDIRECT($E$4&\"J\"&$A16))","v":"t-CO2/t"},{"$f":"IF(INDIRECT($E$4&\"K\"&$A16)=\"\",\"★\",INDIRECT($E$4&\"K\"&$A16))","v":898.8},{"$f":"IF(INDIRECT($E$4&\"AC\"&$A16)=\"\",\"★\",INDIRECT($E$4&\"AC\"&$A16))","v":"---"},{"$f":"IF(INDIRECT($E$4&\"AD\"&$A16)=\"\",\"★\",INDIRECT($E$4&\"AD\"&$A16))","v":"---"},{"$f":"IF(INDIRECT($E$4&\"L\"&$A16)=\"\",\"★\",INDIRECT($E$4&\"L\"&$A16))","v":"★"},null,null,null,null,null,null,null,null,null,null,null,null,null,null,5,{"$f":"IF(INDIRECT($G$4&\"C\"&$A16)=\"\",\"★\",INDIRECT($G$4&\"C\"&$A16))","v":"★"},{"$f":"IF(INDIRECT($G$4&\"D\"&$A16)=\"\",\"★\",INDIRECT($G$4&\"D\"&$A16))","v":"★"},{"$f":"IF(INDIRECT($G$4&\"E\"&$A16)=\"\",\"★\",INDIRECT($G$4&\"E\"&$A16))","v":"★"},{"$f":"IF(INDIRECT($G$4&\"F\"&$A16)=\"\",\"★\",INDIRECT($G$4&\"F\"&$A16))","v":"★"},{"$f":"IF(INDIRECT($G$4&\"G\"&$A16)=\"\",\"★\",INDIRECT($G$4&\"G\"&$A16))","v":"★"},{"$f":"IF(INDIRECT($G$4&\"H\"&$A16)=\"\",\"★\",INDIRECT($G$4&\"H\"&$A16))","v":"★"},{"$f":"IF(INDIRECT($G$4&\"I\"&$A16)=\"\",\"★\",INDIRECT($G$4&\"I\"&$A16))","v":"★"},{"$f":"IF(INDIRECT($G$4&\"J\"&$A16)=\"\",\"★\",INDIRECT($G$4&\"J\"&$A16))","v":"★"},{"$f":"IF(INDIRECT($G$4&\"K\"&$A16)=\"\",\"★\",INDIRECT($G$4&\"K\"&$A16))","v":"★"},{"$f":"IF(INDIRECT($G$4&\"N\"&$A16)=\"\",\"★\",INDIRECT($G$4&\"N\"&$A16))","v":"★"},{"$f":"IF(INDIRECT($G$4&\"O\"&$A16)=\"\",\"★\",INDIRECT($G$4&\"O\"&$A16))","v":"★"},{"$f":"IF(INDIRECT($G$4&\"L\"&$A16)=\"\",\"★\",INDIRECT($G$4&\"L\"&$A16))","v":"★"},5,{"$f":"IF(INDIRECT($H$4&\"C\"&$A16)=\"\",\"★\",INDIRECT($H$4&\"C\"&$A16))","v":"★"},{"$f":"IF(INDIRECT($H$4&\"D\"&$A16)=\"\",\"★\",INDIRECT($H$4&\"D\"&$A16))","v":"★"},{"$f":"IF(INDIRECT($H$4&\"E\"&$A16)=\"\",\"★\",INDIRECT($H$4&\"E\"&$A16))","v":"★"},{"$f":"IF(INDIRECT($H$4&\"F\"&$A16)=\"\",\"★\",INDIRECT($H$4&\"F\"&$A16))","v":"★"},{"$f":"IF(INDIRECT($H$4&\"G\"&$A16)=\"\",\"★\",INDIRECT($H$4&\"G\"&$A16))","v":"★"},{"$f":"IF(INDIRECT($H$4&\"H\"&$A16)=\"\",\"★\",INDIRECT($H$4&\"H\"&$A16))","v":"★"},{"$f":"IF(INDIRECT($H$4&\"I\"&$A16)=\"\",\"★\",INDIRECT($H$4&\"I\"&$A16))","v":"★"},{"$f":"IF(INDIRECT($H$4&\"J\"&$A16)=\"\",\"★\",INDIRECT($H$4&\"J\"&$A16))","v":"★"},{"$f":"IF(INDIRECT($H$4&\"K\"&$A16)=\"\",\"★\",INDIRECT($H$4&\"K\"&$A16))","v":"★"},{"$f":"IF(INDIRECT($H$4&\"N\"&$A16)=\"\",\"★\",INDIRECT($H$4&\"N\"&$A16))","v":"★"},{"$f":"IF(INDIRECT($H$4&\"O\"&$A16)=\"\",\"★\",INDIRECT($H$4&\"O\"&$A16))","v":"★"},{"$f":"IF(INDIRECT($H$4&\"L\"&$A16)=\"\",\"★\",INDIRECT($H$4&\"L\"&$A16))","v":"★"},5,{"$f":"IF(INDIRECT($I$4&\"C\"&$A16)=\"\",\"★\",INDIRECT($I$4&\"C\"&$A16))","v":"★"},{"$f":"IF(INDIRECT($I$4&\"D\"&$A16)=\"\",\"★\",INDIRECT($I$4&\"D\"&$A16))","v":"★"},{"$f":"IF(INDIRECT($I$4&\"E\"&$A16)=\"\",\"★\",INDIRECT($I$4&\"E\"&$A16))","v":"★"},{"$f":"IF(INDIRECT($I$4&\"F\"&$A16)=\"\",\"★\",INDIRECT($I$4&\"F\"&$A16))","v":"★"},{"$f":"IF(INDIRECT($I$4&\"G\"&$A16)=\"\",\"★\",INDIRECT($I$4&\"G\"&$A16))","v":"★"},{"$f":"IF(INDIRECT($I$4&\"H\"&$A16)=\"\",\"★\",INDIRECT($I$4&\"H\"&$A16))","v":"★"},{"$f":"IF(INDIRECT($I$4&\"I\"&$A16)=\"\",\"★\",INDIRECT($I$4&\"I\"&$A16))","v":"★"},{"$f":"IF(INDIRECT($I$4&\"J\"&$A16)=\"\",\"★\",INDIRECT($I$4&\"J\"&$A16))","v":"★"},{"$f":"IF(INDIRECT($I$4&\"K\"&$A16)=\"\",\"★\",INDIRECT($I$4&\"K\"&$A16))","v":"★"},{"$f":"IF(INDIRECT($I$4&\"N\"&$A16)=\"\",\"★\",INDIRECT($I$4&\"N\"&$A16))","v":"★"},{"$f":"IF(INDIRECT($I$4&\"O\"&$A16)=\"\",\"★\",INDIRECT($I$4&\"O\"&$A16))","v":"★"},{"$f":"IF(INDIRECT($I$4&\"L\"&$A16)=\"\",\"★\",INDIRECT($I$4&\"L\"&$A16))","v":"★"}]
[12,null,null,null,null,null,null,null,null,null,null,null,null,null,null,null,null,null,null,null,null,null,null,null,null,null,null,null,null,null,null,null,6,{"$f":"IF(INDIRECT($C$4&\"C\"&$A17)=\"\",\"★\",INDIRECT($C$4&\"C\"&$A17))","v":10},{"$f":"IF(INDIRECT($C$4&\"D\"&$A17)=\"\",\"★\",INDIRECT($C$4&\"D\"&$A17))","v":"A重油"},{"$f":"IF(INDIRECT($C$4&\"E\"&$A17)=\"\",\"★\",INDIRECT($C$4&\"E\"&$A17))","v":220},{"$f":"IF(INDIRECT($C$4&\"F\"&$A17)=\"\",\"★\",INDIRECT($C$4&\"F\"&$A17))","v":"kl"},{"$f":"IF(INDIRECT($C$4&\"G\"&$A17)=\"\",\"★\",INDIRECT($C$4&\"G\"&$A17))","v":38.9},{"$f":"IF(INDIRECT($C$4&\"H\"&$A17)=\"\",\"★\",INDIRECT($C$4&\"H\"&$A17))","v":"GJ/kl"},{"$f":"IF(INDIRECT($C$4&\"I\"&$A17)=\"\",\"★\",INDIRECT($C$4&\"I\"&$A17))","v":7.0800000000000002E-2},{"$f":"IF(INDIRECT($C$4&\"J\"&$A17)=\"\",\"★\",INDIRECT($C$4&\"J\"&$A17))","v":"t-CO2/GJ"},{"$f":"IF(INDIRECT($C$4&\"K\"&$A17)=\"\",\"★\",INDIRECT($C$4&\"K\"&$A17))","v":605.90639999999996},{"$f":"IF(INDIRECT($C$4&\"AC\"&$A17)=\"\",\"★\",INDIRECT($C$4&\"AC\"&$A17))","v":"対象"},{"$f":"IF(INDIRECT($C$4&\"AD\"&$A17)=\"\",\"★\",INDIRECT($C$4&\"AD\"&$A17))","v":8558},{"$f":"IF(INDIRECT($C$4&\"L\"&$A17)=\"\",\"★\",INDIRECT($C$4&\"L\"&$A17))","v":"★"},6,{"$f":"IF(INDIRECT($D$4&\"C\"&$A17)=\"\",\"★\",INDIRECT($D$4&\"C\"&$A17))","v":10},{"$f":"IF(INDIRECT($D$4&\"D\"&$A17)=\"\",\"★\",INDIRECT($D$4&\"D\"&$A17))","v":"A重油"},{"$f":"IF(INDIRECT($D$4&\"E\"&$A17)=\"\",\"★\",INDIRECT($D$4&\"E\"&$A17))","v":155},{"$f":"IF(INDIRECT($D$4&\"F\"&$A17)=\"\",\"★\",INDIRECT($D$4&\"F\"&$A17))","v":"kl"},{"$f":"IF(INDIRECT($D$4&\"G\"&$A17)=\"\",\"★\",INDIRECT($D$4&\"G\"&$A17))","v":38.9},{"$f":"IF(INDIRECT($D$4&\"H\"&$A17)=\"\",\"★\",INDIRECT($D$4&\"H\"&$A17))","v":"GJ/kl"},{"$f":"IF(INDIRECT($D$4&\"I\"&$A17)=\"\",\"★\",INDIRECT($D$4&\"I\"&$A17))","v":7.0800000000000002E-2},{"$f":"IF(INDIRECT($D$4&\"J\"&$A17)=\"\",\"★\",INDIRECT($D$4&\"J\"&$A17))","v":"t-CO2/GJ"},{"$f":"IF(INDIRECT($D$4&\"K\"&$A17)=\"\",\"★\",INDIRECT($D$4&\"K\"&$A17))","v":426.8886},{"$f":"IF(INDIRECT($D$4&\"AC\"&$A17)=\"\",\"★\",INDIRECT($D$4&\"AC\"&$A17))","v":"対象"},{"$f":"IF(INDIRECT($D$4&\"AD\"&$A17)=\"\",\"★\",INDIRECT($D$4&\"AD\"&$A17))","v":6029.5},{"$f":"IF(INDIRECT($D$4&\"L\"&$A17)=\"\",\"★\",INDIRECT($D$4&\"L\"&$A17))","v":"★"},6,{"$f":"IF(INDIRECT($E$4&\"C\"&$A17)=\"\",\"★\",INDIRECT($E$4&\"C\"&$A17))","v":10},{"$f":"IF(INDIRECT($E$4&\"D\"&$A17)=\"\",\"★\",INDIRECT($E$4&\"D\"&$A17))","v":"A重油"},{"$f":"IF(INDIRECT($E$4&\"E\"&$A17)=\"\",\"★\",INDIRECT($E$4&\"E\"&$A17))","v":100},{"$f":"IF(INDIRECT($E$4&\"F\"&$A17)=\"\",\"★\",INDIRECT($E$4&\"F\"&$A17))","v":"kl"},{"$f":"IF(INDIRECT($E$4&\"G\"&$A17)=\"\",\"★\",INDIRECT($E$4&\"G\"&$A17))","v":38.9},{"$f":"IF(INDIRECT($E$4&\"H\"&$A17)=\"\",\"★\",INDIRECT($E$4&\"H\"&$A17))","v":"GJ/kl"},{"$f":"IF(INDIRECT($E$4&\"I\"&$A17)=\"\",\"★\",INDIRECT($E$4&\"I\"&$A17))","v":7.0800000000000002E-2},{"$f":"IF(INDIRECT($E$4&\"J\"&$A17)=\"\",\"★\",INDIRECT($E$4&\"J\"&$A17))","v":"t-CO2/GJ"},{"$f":"IF(INDIRECT($E$4&\"K\"&$A17)=\"\",\"★\",INDIRECT($E$4&\"K\"&$A17))","v":275.41200000000003},{"$f":"IF(INDIRECT($E$4&\"AC\"&$A17)=\"\",\"★\",INDIRECT($E$4&\"AC\"&$A17))","v":"対象"},{"$f":"IF(INDIRECT($E$4&\"AD\"&$A17)=\"\",\"★\",INDIRECT($E$4&\"AD\"&$A17))","v":3890},{"$f":"IF(INDIRECT($E$4&\"L\"&$A17)=\"\",\"★\",INDIRECT($E$4&\"L\"&$A17))","v":"★"},null,null,null,null,null,null,null,null,null,null,null,null,null,null,6,{"$f":"IF(INDIRECT($G$4&\"C\"&$A17)=\"\",\"★\",INDIRECT($G$4&\"C\"&$A17))","v":"★"},{"$f":"IF(INDIRECT($G$4&\"D\"&$A17)=\"\",\"★\",INDIRECT($G$4&\"D\"&$A17))","v":"★"},{"$f":"IF(INDIRECT($G$4&\"E\"&$A17)=\"\",\"★\",INDIRECT($G$4&\"E\"&$A17))","v":"★"},{"$f":"IF(INDIRECT($G$4&\"F\"&$A17)=\"\",\"★\",INDIRECT($G$4&\"F\"&$A17))","v":"★"},{"$f":"IF(INDIRECT($G$4&\"G\"&$A17)=\"\",\"★\",INDIRECT($G$4&\"G\"&$A17))","v":"★"},{"$f":"IF(INDIRECT($G$4&\"H\"&$A17)=\"\",\"★\",INDIRECT($G$4&\"H\"&$A17))","v":"★"},{"$f":"IF(INDIRECT($G$4&\"I\"&$A17)=\"\",\"★\",INDIRECT($G$4&\"I\"&$A17))","v":"★"},{"$f":"IF(INDIRECT($G$4&\"J\"&$A17)=\"\",\"★\",INDIRECT($G$4&\"J\"&$A17))","v":"★"},{"$f":"IF(INDIRECT($G$4&\"K\"&$A17)=\"\",\"★\",INDIRECT($G$4&\"K\"&$A17))","v":"★"},{"$f":"IF(INDIRECT($G$4&\"N\"&$A17)=\"\",\"★\",INDIRECT($G$4&\"N\"&$A17))","v":"★"},{"$f":"IF(INDIRECT($G$4&\"O\"&$A17)=\"\",\"★\",INDIRECT($G$4&\"O\"&$A17))","v":"★"},{"$f":"IF(INDIRECT($G$4&\"L\"&$A17)=\"\",\"★\",INDIRECT($G$4&\"L\"&$A17))","v":"★"},6,{"$f":"IF(INDIRECT($H$4&\"C\"&$A17)=\"\",\"★\",INDIRECT($H$4&\"C\"&$A17))","v":"★"},{"$f":"IF(INDIRECT($H$4&\"D\"&$A17)=\"\",\"★\",INDIRECT($H$4&\"D\"&$A17))","v":"★"},{"$f":"IF(INDIRECT($H$4&\"E\"&$A17)=\"\",\"★\",INDIRECT($H$4&\"E\"&$A17))","v":"★"},{"$f":"IF(INDIRECT($H$4&\"F\"&$A17)=\"\",\"★\",INDIRECT($H$4&\"F\"&$A17))","v":"★"},{"$f":"IF(INDIRECT($H$4&\"G\"&$A17)=\"\",\"★\",INDIRECT($H$4&\"G\"&$A17))","v":"★"},{"$f":"IF(INDIRECT($H$4&\"H\"&$A17)=\"\",\"★\",INDIRECT($H$4&\"H\"&$A17))","v":"★"},{"$f":"IF(INDIRECT($H$4&\"I\"&$A17)=\"\",\"★\",INDIRECT($H$4&\"I\"&$A17))","v":"★"},{"$f":"IF(INDIRECT($H$4&\"J\"&$A17)=\"\",\"★\",INDIRECT($H$4&\"J\"&$A17))","v":"★"},{"$f":"IF(INDIRECT($H$4&\"K\"&$A17)=\"\",\"★\",INDIRECT($H$4&\"K\"&$A17))","v":"★"},{"$f":"IF(INDIRECT($H$4&\"N\"&$A17)=\"\",\"★\",INDIRECT($H$4&\"N\"&$A17))","v":"★"},{"$f":"IF(INDIRECT($H$4&\"O\"&$A17)=\"\",\"★\",INDIRECT($H$4&\"O\"&$A17))","v":"★"},{"$f":"IF(INDIRECT($H$4&\"L\"&$A17)=\"\",\"★\",INDIRECT($H$4&\"L\"&$A17))","v":"★"},6,{"$f":"IF(INDIRECT($I$4&\"C\"&$A17)=\"\",\"★\",INDIRECT($I$4&\"C\"&$A17))","v":"★"},{"$f":"IF(INDIRECT($I$4&\"D\"&$A17)=\"\",\"★\",INDIRECT($I$4&\"D\"&$A17))","v":"★"},{"$f":"IF(INDIRECT($I$4&\"E\"&$A17)=\"\",\"★\",INDIRECT($I$4&\"E\"&$A17))","v":"★"},{"$f":"IF(INDIRECT($I$4&\"F\"&$A17)=\"\",\"★\",INDIRECT($I$4&\"F\"&$A17))","v":"★"},{"$f":"IF(INDIRECT($I$4&\"G\"&$A17)=\"\",\"★\",INDIRECT($I$4&\"G\"&$A17))","v":"★"},{"$f":"IF(INDIRECT($I$4&\"H\"&$A17)=\"\",\"★\",INDIRECT($I$4&\"H\"&$A17))","v":"★"},{"$f":"IF(INDIRECT($I$4&\"I\"&$A17)=\"\",\"★\",INDIRECT($I$4&\"I\"&$A17))","v":"★"},{"$f":"IF(INDIRECT($I$4&\"J\"&$A17)=\"\",\"★\",INDIRECT($I$4&\"J\"&$A17))","v":"★"},{"$f":"IF(INDIRECT($I$4&\"K\"&$A17)=\"\",\"★\",INDIRECT($I$4&\"K\"&$A17))","v":"★"},{"$f":"IF(INDIRECT($I$4&\"N\"&$A17)=\"\",\"★\",INDIRECT($I$4&\"N\"&$A17))","v":"★"},{"$f":"IF(INDIRECT($I$4&\"O\"&$A17)=\"\",\"★\",INDIRECT($I$4&\"O\"&$A17))","v":"★"},{"$f":"IF(INDIRECT($I$4&\"L\"&$A17)=\"\",\"★\",INDIRECT($I$4&\"L\"&$A17))","v":"★"}]
[13,null,null,null,null,null,null,null,null,null,null,null,null,null,null,null,null,null,null,null,null,null,null,null,null,null,null,null,null,null,null,null,7,{"$f":"IF(INDIRECT($C$4&\"C\"&$A18)=\"\",\"★\",INDIRECT($C$4&\"C\"&$A18))","v":11},{"$f":"IF(INDIRECT($C$4&\"D\"&$A18)=\"\",\"★\",INDIRECT($C$4&\"D\"&$A18))","v":"A重油"},{"$f":"IF(INDIRECT($C$4&\"E\"&$A18)=\"\",\"★\",INDIRECT($C$4&\"E\"&$A18))","v":30},{"$f":"IF(INDIRECT($C$4&\"F\"&$A18)=\"\",\"★\",INDIRECT($C$4&\"F\"&$A18))","v":"kl"},{"$f":"IF(INDIRECT($C$4&\"G\"&$A18)=\"\",\"★\",INDIRECT($C$4&\"G\"&$A18))","v":38.9},{"$f":"IF(INDIRECT($C$4&\"H\"&$A18)=\"\",\"★\",INDIRECT($C$4&\"H\"&$A18))","v":"GJ/kl"},{"$f":"IF(INDIRECT($C$4&\"I\"&$A18)=\"\",\"★\",INDIRECT($C$4&\"I\"&$A18))","v":7.0800000000000002E-2},{"$f":"IF(INDIRECT($C$4&\"J\"&$A18)=\"\",\"★\",INDIRECT($C$4&\"J\"&$A18))","v":"t-CO2/GJ"},{"$f":"IF(INDIRECT($C$4&\"K\"&$A18)=\"\",\"★\",INDIRECT($C$4&\"K\"&$A18))","v":82.623599999999996},{"$f":"IF(INDIRECT($C$4&\"AC\"&$A18)=\"\",\"★\",INDIRECT($C$4&\"AC\"&$A18))","v":"対象"},{"$f":"IF(INDIRECT($C$4&\"AD\"&$A18)=\"\",\"★\",INDIRECT($C$4&\"AD\"&$A18))","v":1167},{"$f":"IF(INDIRECT($C$4&\"L\"&$A18)=\"\",\"★\",INDIRECT($C$4&\"L\"&$A18))","v":"★"},7,{"$f":"IF(INDIRECT($D$4&\"C\"&$A18)=\"\",\"★\",INDIRECT($D$4&\"C\"&$A18))","v":11},{"$f":"IF(INDIRECT($D$4&\"D\"&$A18)=\"\",\"★\",INDIRECT($D$4&\"D\"&$A18))","v":"A重油"},{"$f":"IF(INDIRECT($D$4&\"E\"&$A18)=\"\",\"★\",INDIRECT($D$4&\"E\"&$A18))","v":-5},{"$f":"IF(INDIRECT($D$4&\"F\"&$A18)=\"\",\"★\",INDIRECT($D$4&\"F\"&$A18))","v":"kl"},{"$f":"IF(INDIRECT($D$4&\"G\"&$A18)=\"\",\"★\",INDIRECT($D$4&\"G\"&$A18))","v":38.9},{"$f":"IF(INDIRECT($D$4&\"H\"&$A18)=\"\",\"★\",INDIRECT($D$4&\"H\"&$A18))","v":"GJ/kl"},{"$f":"IF(INDIRECT($D$4&\"I\"&$A18)=\"\",\"★\",INDIRECT($D$4&\"I\"&$A18))","v":7.0800000000000002E-2},{"$f":"IF(INDIRECT($D$4&\"J\"&$A18)=\"\",\"★\",INDIRECT($D$4&\"J\"&$A18))","v":"t-CO2/GJ"},{"$f":"IF(INDIRECT($D$4&\"K\"&$A18)=\"\",\"★\",INDIRECT($D$4&\"K\"&$A18))","v":-13.7706},{"$f":"IF(INDIRECT($D$4&\"AC\"&$A18)=\"\",\"★\",INDIRECT($D$4&\"AC\"&$A18))","v":"対象"},{"$f":"IF(INDIRECT($D$4&\"AD\"&$A18)=\"\",\"★\",INDIRECT($D$4&\"AD\"&$A18))","v":-194.5},{"$f":"IF(INDIRECT($D$4&\"L\"&$A18)=\"\",\"★\",INDIRECT($D$4&\"L\"&$A18))","v":"★"},7,{"$f":"IF(INDIRECT($E$4&\"C\"&$A18)=\"\",\"★\",INDIRECT($E$4&\"C\"&$A18))","v":11},{"$f":"IF(INDIRECT($E$4&\"D\"&$A18)=\"\",\"★\",INDIRECT($E$4&\"D\"&$A18))","v":"A重油"},{"$f":"IF(INDIRECT($E$4&\"E\"&$A18)=\"\",\"★\",INDIRECT($E$4&\"E\"&$A18))","v":10},{"$f":"IF(INDIRECT($E$4&\"F\"&$A18)=\"\",\"★\",INDIRECT($E$4&\"F\"&$A18))","v":"kl"},{"$f":"IF(INDIRECT($E$4&\"G\"&$A18)=\"\",\"★\",INDIRECT($E$4&\"G\"&$A18))","v":38.9},{"$f":"IF(INDIRECT($E$4&\"H\"&$A18)=\"\",\"★\",INDIRECT($E$4&\"H\"&$A18))","v":"GJ/kl"},{"$f":"IF(INDIRECT($E$4&\"I\"&$A18)=\"\",\"★\",INDIRECT($E$4&\"I\"&$A18))","v":7.0800000000000002E-2},{"$f":"IF(INDIRECT($E$4&\"J\"&$A18)=\"\",\"★\",INDIRECT($E$4&\"J\"&$A18))","v":"t-CO2/GJ"},{"$f":"IF(INDIRECT($E$4&\"K\"&$A18)=\"\",\"★\",INDIRECT($E$4&\"K\"&$A18))","v":27.5412},{"$f":"IF(INDIRECT($E$4&\"AC\"&$A18)=\"\",\"★\",INDIRECT($E$4&\"AC\"&$A18))","v":"対象"},{"$f":"IF(INDIRECT($E$4&\"AD\"&$A18)=\"\",\"★\",INDIRECT($E$4&\"AD\"&$A18))","v":389},{"$f":"IF(INDIRECT($E$4&\"L\"&$A18)=\"\",\"★\",INDIRECT($E$4&\"L\"&$A18))","v":"★"},null,null,null,null,null,null,null,null,null,null,null,null,null,null,7,{"$f":"IF(INDIRECT($G$4&\"C\"&$A18)=\"\",\"★\",INDIRECT($G$4&\"C\"&$A18))","v":"★"},{"$f":"IF(INDIRECT($G$4&\"D\"&$A18)=\"\",\"★\",INDIRECT($G$4&\"D\"&$A18))","v":"★"},{"$f":"IF(INDIRECT($G$4&\"E\"&$A18)=\"\",\"★\",INDIRECT($G$4&\"E\"&$A18))","v":"★"},{"$f":"IF(INDIRECT($G$4&\"F\"&$A18)=\"\",\"★\",INDIRECT($G$4&\"F\"&$A18))","v":"★"},{"$f":"IF(INDIRECT($G$4&\"G\"&$A18)=\"\",\"★\",INDIRECT($G$4&\"G\"&$A18))","v":"★"},{"$f":"IF(INDIRECT($G$4&\"H\"&$A18)=\"\",\"★\",INDIRECT($G$4&\"H\"&$A18))","v":"★"},{"$f":"IF(INDIRECT($G$4&\"I\"&$A18)=\"\",\"★\",INDIRECT($G$4&\"I\"&$A18))","v":"★"},{"$f":"IF(INDIRECT($G$4&\"J\"&$A18)=\"\",\"★\",INDIRECT($G$4&\"J\"&$A18))","v":"★"},{"$f":"IF(INDIRECT($G$4&\"K\"&$A18)=\"\",\"★\",INDIRECT($G$4&\"K\"&$A18))","v":"★"},{"$f":"IF(INDIRECT($G$4&\"N\"&$A18)=\"\",\"★\",INDIRECT($G$4&\"N\"&$A18))","v":"★"},{"$f":"IF(INDIRECT($G$4&\"O\"&$A18)=\"\",\"★\",INDIRECT($G$4&\"O\"&$A18))","v":"★"},{"$f":"IF(INDIRECT($G$4&\"L\"&$A18)=\"\",\"★\",INDIRECT($G$4&\"L\"&$A18))","v":"★"},7,{"$f":"IF(INDIRECT($H$4&\"C\"&$A18)=\"\",\"★\",INDIRECT($H$4&\"C\"&$A18))","v":"★"},{"$f":"IF(INDIRECT($H$4&\"D\"&$A18)=\"\",\"★\",INDIRECT($H$4&\"D\"&$A18))","v":"★"},{"$f":"IF(INDIRECT($H$4&\"E\"&$A18)=\"\",\"★\",INDIRECT($H$4&\"E\"&$A18))","v":"★"},{"$f":"IF(INDIRECT($H$4&\"F\"&$A18)=\"\",\"★\",INDIRECT($H$4&\"F\"&$A18))","v":"★"},{"$f":"IF(INDIRECT($H$4&\"G\"&$A18)=\"\",\"★\",INDIRECT($H$4&\"G\"&$A18))","v":"★"},{"$f":"IF(INDIRECT($H$4&\"H\"&$A18)=\"\",\"★\",INDIRECT($H$4&\"H\"&$A18))","v":"★"},{"$f":"IF(INDIRECT($H$4&\"I\"&$A18)=\"\",\"★\",INDIRECT($H$4&\"I\"&$A18))","v":"★"},{"$f":"IF(INDIRECT($H$4&\"J\"&$A18)=\"\",\"★\",INDIRECT($H$4&\"J\"&$A18))","v":"★"},{"$f":"IF(INDIRECT($H$4&\"K\"&$A18)=\"\",\"★\",INDIRECT($H$4&\"K\"&$A18))","v":"★"},{"$f":"IF(INDIRECT($H$4&\"N\"&$A18)=\"\",\"★\",INDIRECT($H$4&\"N\"&$A18))","v":"★"},{"$f":"IF(INDIRECT($H$4&\"O\"&$A18)=\"\",\"★\",INDIRECT($H$4&\"O\"&$A18))","v":"★"},{"$f":"IF(INDIRECT($H$4&\"L\"&$A18)=\"\",\"★\",INDIRECT($H$4&\"L\"&$A18))","v":"★"},7,{"$f":"IF(INDIRECT($I$4&\"C\"&$A18)=\"\",\"★\",INDIRECT($I$4&\"C\"&$A18))","v":"★"},{"$f":"IF(INDIRECT($I$4&\"D\"&$A18)=\"\",\"★\",INDIRECT($I$4&\"D\"&$A18))","v":"★"},{"$f":"IF(INDIRECT($I$4&\"E\"&$A18)=\"\",\"★\",INDIRECT($I$4&\"E\"&$A18))","v":"★"},{"$f":"IF(INDIRECT($I$4&\"F\"&$A18)=\"\",\"★\",INDIRECT($I$4&\"F\"&$A18))","v":"★"},{"$f":"IF(INDIRECT($I$4&\"G\"&$A18)=\"\",\"★\",INDIRECT($I$4&\"G\"&$A18))","v":"★"},{"$f":"IF(INDIRECT($I$4&\"H\"&$A18)=\"\",\"★\",INDIRECT($I$4&\"H\"&$A18))","v":"★"},{"$f":"IF(INDIRECT($I$4&\"I\"&$A18)=\"\",\"★\",INDIRECT($I$4&\"I\"&$A18))","v":"★"},{"$f":"IF(INDIRECT($I$4&\"J\"&$A18)=\"\",\"★\",INDIRECT($I$4&\"J\"&$A18))","v":"★"},{"$f":"IF(INDIRECT($I$4&\"K\"&$A18)=\"\",\"★\",INDIRECT($I$4&\"K\"&$A18))","v":"★"},{"$f":"IF(INDIRECT($I$4&\"N\"&$A18)=\"\",\"★\",INDIRECT($I$4&\"N\"&$A18))","v":"★"},{"$f":"IF(INDIRECT($I$4&\"O\"&$A18)=\"\",\"★\",INDIRECT($I$4&\"O\"&$A18))","v":"★"},{"$f":"IF(INDIRECT($I$4&\"L\"&$A18)=\"\",\"★\",INDIRECT($I$4&\"L\"&$A18))","v":"★"}]
[14,null,null,null,null,null,null,null,null,null,null,null,null,null,null,null,null,null,null,null,null,null,null,null,null,null,null,null,null,null,null,null,8,{"$f":"IF(INDIRECT($C$4&\"C\"&$A19)=\"\",\"★\",INDIRECT($C$4&\"C\"&$A19))","v":"★"},{"$f":"IF(INDIRECT($C$4&\"D\"&$A19)=\"\",\"★\",INDIRECT($C$4&\"D\"&$A19))","v":"★"},{"$f":"IF(INDIRECT($C$4&\"E\"&$A19)=\"\",\"★\",INDIRECT($C$4&\"E\"&$A19))","v":0},{"$f":"IF(INDIRECT($C$4&\"F\"&$A19)=\"\",\"★\",INDIRECT($C$4&\"F\"&$A19))","v":"★"},{"$f":"IF(INDIRECT($C$4&\"G\"&$A19)=\"\",\"★\",INDIRECT($C$4&\"G\"&$A19))","v":"★"},{"$f":"IF(INDIRECT($C$4&\"H\"&$A19)=\"\",\"★\",INDIRECT($C$4&\"H\"&$A19))","v":"★"},{"$f":"IF(INDIRECT($C$4&\"I\"&$A19)=\"\",\"★\",INDIRECT($C$4&\"I\"&$A19))","v":"★"},{"$f":"IF(INDIRECT($C$4&\"J\"&$A19)=\"\",\"★\",INDIRECT($C$4&\"J\"&$A19))","v":"★"},{"$f":"IF(INDIRECT($C$4&\"K\"&$A19)=\"\",\"★\",INDIRECT($C$4&\"K\"&$A19))","v":"★"},{"$f":"IF(INDIRECT($C$4&\"AC\"&$A19)=\"\",\"★\",INDIRECT($C$4&\"AC\"&$A19))","v":"★"},{"$f":"IF(INDIRECT($C$4&\"AD\"&$A19)=\"\",\"★\",INDIRECT($C$4&\"AD\"&$A19))","v":"★"},{"$f":"IF(INDIRECT($C$4&\"L\"&$A19)=\"\",\"★\",INDIRECT($C$4&\"L\"&$A19))","v":"★"},8,{"$f":"IF(INDIRECT($D$4&\"C\"&$A19)=\"\",\"★\",INDIRECT($D$4&\"C\"&$A19))","v":"★"},{"$f":"IF(INDIRECT($D$4&\"D\"&$A19)=\"\",\"★\",INDIRECT($D$4&\"D\"&$A19))","v":"★"},{"$f":"IF(INDIRECT($D$4&\"E\"&$A19)=\"\",\"★\",INDIRECT($D$4&\"E\"&$A19))","v":0},{"$f":"IF(INDIRECT($D$4&\"F\"&$A19)=\"\",\"★\",INDIRECT($D$4&\"F\"&$A19))","v":"★"},{"$f":"IF(INDIRECT($D$4&\"G\"&$A19)=\"\",\"★\",INDIRECT($D$4&\"G\"&$A19))","v":"★"},{"$f":"IF(INDIRECT($D$4&\"H\"&$A19)=\"\",\"★\",INDIRECT($D$4&\"H\"&$A19))","v":"★"},{"$f":"IF(INDIRECT($D$4&\"I\"&$A19)=\"\",\"★\",INDIRECT($D$4&\"I\"&$A19))","v":"★"},{"$f":"IF(INDIRECT($D$4&\"J\"&$A19)=\"\",\"★\",INDIRECT($D$4&\"J\"&$A19))","v":"★"},{"$f":"IF(INDIRECT($D$4&\"K\"&$A19)=\"\",\"★\",INDIRECT($D$4&\"K\"&$A19))","v":"★"},{"$f":"IF(INDIRECT($D$4&\"AC\"&$A19)=\"\",\"★\",INDIRECT($D$4&\"AC\"&$A19))","v":"★"},{"$f":"IF(INDIRECT($D$4&\"AD\"&$A19)=\"\",\"★\",INDIRECT($D$4&\"AD\"&$A19))","v":"★"},{"$f":"IF(INDIRECT($D$4&\"L\"&$A19)=\"\",\"★\",INDIRECT($D$4&\"L\"&$A19))","v":"★"},8,{"$f":"IF(INDIRECT($E$4&\"C\"&$A19)=\"\",\"★\",INDIRECT($E$4&\"C\"&$A19))","v":"★"},{"$f":"IF(INDIRECT($E$4&\"D\"&$A19)=\"\",\"★\",INDIRECT($E$4&\"D\"&$A19))","v":"★"},{"$f":"IF(INDIRECT($E$4&\"E\"&$A19)=\"\",\"★\",INDIRECT($E$4&\"E\"&$A19))","v":0},{"$f":"IF(INDIRECT($E$4&\"F\"&$A19)=\"\",\"★\",INDIRECT($E$4&\"F\"&$A19))","v":"★"},{"$f":"IF(INDIRECT($E$4&\"G\"&$A19)=\"\",\"★\",INDIRECT($E$4&\"G\"&$A19))","v":"★"},{"$f":"IF(INDIRECT($E$4&\"H\"&$A19)=\"\",\"★\",INDIRECT($E$4&\"H\"&$A19))","v":"★"},{"$f":"IF(INDIRECT($E$4&\"I\"&$A19)=\"\",\"★\",INDIRECT($E$4&\"I\"&$A19))","v":"★"},{"$f":"IF(INDIRECT($E$4&\"J\"&$A19)=\"\",\"★\",INDIRECT($E$4&\"J\"&$A19))","v":"★"},{"$f":"IF(INDIRECT($E$4&\"K\"&$A19)=\"\",\"★\",INDIRECT($E$4&\"K\"&$A19))","v":"★"},{"$f":"IF(INDIRECT($E$4&\"AC\"&$A19)=\"\",\"★\",INDIRECT($E$4&\"AC\"&$A19))","v":"★"},{"$f":"IF(INDIRECT($E$4&\"AD\"&$A19)=\"\",\"★\",INDIRECT($E$4&\"AD\"&$A19))","v":"★"},{"$f":"IF(INDIRECT($E$4&\"L\"&$A19)=\"\",\"★\",INDIRECT($E$4&\"L\"&$A19))","v":"★"},null,null,null,null,null,null,null,null,null,null,null,null,null,null,8,{"$f":"IF(INDIRECT($G$4&\"C\"&$A19)=\"\",\"★\",INDIRECT($G$4&\"C\"&$A19))","v":"★"},{"$f":"IF(INDIRECT($G$4&\"D\"&$A19)=\"\",\"★\",INDIRECT($G$4&\"D\"&$A19))","v":"★"},{"$f":"IF(INDIRECT($G$4&\"E\"&$A19)=\"\",\"★\",INDIRECT($G$4&\"E\"&$A19))","v":"★"},{"$f":"IF(INDIRECT($G$4&\"F\"&$A19)=\"\",\"★\",INDIRECT($G$4&\"F\"&$A19))","v":"★"},{"$f":"IF(INDIRECT($G$4&\"G\"&$A19)=\"\",\"★\",INDIRECT($G$4&\"G\"&$A19))","v":"★"},{"$f":"IF(INDIRECT($G$4&\"H\"&$A19)=\"\",\"★\",INDIRECT($G$4&\"H\"&$A19))","v":"★"},{"$f":"IF(INDIRECT($G$4&\"I\"&$A19)=\"\",\"★\",INDIRECT($G$4&\"I\"&$A19))","v":"★"},{"$f":"IF(INDIRECT($G$4&\"J\"&$A19)=\"\",\"★\",INDIRECT($G$4&\"J\"&$A19))","v":"★"},{"$f":"IF(INDIRECT($G$4&\"K\"&$A19)=\"\",\"★\",INDIRECT($G$4&\"K\"&$A19))","v":"★"},{"$f":"IF(INDIRECT($G$4&\"N\"&$A19)=\"\",\"★\",INDIRECT($G$4&\"N\"&$A19))","v":"★"},{"$f":"IF(INDIRECT($G$4&\"O\"&$A19)=\"\",\"★\",INDIRECT($G$4&\"O\"&$A19))","v":"★"},{"$f":"IF(INDIRECT($G$4&\"L\"&$A19)=\"\",\"★\",INDIRECT($G$4&\"L\"&$A19))","v":"★"},8,{"$f":"IF(INDIRECT($H$4&\"C\"&$A19)=\"\",\"★\",INDIRECT($H$4&\"C\"&$A19))","v":"★"},{"$f":"IF(INDIRECT($H$4&\"D\"&$A19)=\"\",\"★\",INDIRECT($H$4&\"D\"&$A19))","v":"★"},{"$f":"IF(INDIRECT($H$4&\"E\"&$A19)=\"\",\"★\",INDIRECT($H$4&\"E\"&$A19))","v":"★"},{"$f":"IF(INDIRECT($H$4&\"F\"&$A19)=\"\",\"★\",INDIRECT($H$4&\"F\"&$A19))","v":"★"},{"$f":"IF(INDIRECT($H$4&\"G\"&$A19)=\"\",\"★\",INDIRECT($H$4&\"G\"&$A19))","v":"★"},{"$f":"IF(INDIRECT($H$4&\"H\"&$A19)=\"\",\"★\",INDIRECT($H$4&\"H\"&$A19))","v":"★"},{"$f":"IF(INDIRECT($H$4&\"I\"&$A19)=\"\",\"★\",INDIRECT($H$4&\"I\"&$A19))","v":"★"},{"$f":"IF(INDIRECT($H$4&\"J\"&$A19)=\"\",\"★\",INDIRECT($H$4&\"J\"&$A19))","v":"★"},{"$f":"IF(INDIRECT($H$4&\"K\"&$A19)=\"\",\"★\",INDIRECT($H$4&\"K\"&$A19))","v":"★"},{"$f":"IF(INDIRECT($H$4&\"N\"&$A19)=\"\",\"★\",INDIRECT($H$4&\"N\"&$A19))","v":"★"},{"$f":"IF(INDIRECT($H$4&\"O\"&$A19)=\"\",\"★\",INDIRECT($H$4&\"O\"&$A19))","v":"★"},{"$f":"IF(INDIRECT($H$4&\"L\"&$A19)=\"\",\"★\",INDIRECT($H$4&\"L\"&$A19))","v":"★"},8,{"$f":"IF(INDIRECT($I$4&\"C\"&$A19)=\"\",\"★\",INDIRECT($I$4&\"C\"&$A19))","v":"★"},{"$f":"IF(INDIRECT($I$4&\"D\"&$A19)=\"\",\"★\",INDIRECT($I$4&\"D\"&$A19))","v":"★"},{"$f":"IF(INDIRECT($I$4&\"E\"&$A19)=\"\",\"★\",INDIRECT($I$4&\"E\"&$A19))","v":"★"},{"$f":"IF(INDIRECT($I$4&\"F\"&$A19)=\"\",\"★\",INDIRECT($I$4&\"F\"&$A19))","v":"★"},{"$f":"IF(INDIRECT($I$4&\"G\"&$A19)=\"\",\"★\",INDIRECT($I$4&\"G\"&$A19))","v":"★"},{"$f":"IF(INDIRECT($I$4&\"H\"&$A19)=\"\",\"★\",INDIRECT($I$4&\"H\"&$A19))","v":"★"},{"$f":"IF(INDIRECT($I$4&\"I\"&$A19)=\"\",\"★\",INDIRECT($I$4&\"I\"&$A19))","v":"★"},{"$f":"IF(INDIRECT($I$4&\"J\"&$A19)=\"\",\"★\",INDIRECT($I$4&\"J\"&$A19))","v":"★"},{"$f":"IF(INDIRECT($I$4&\"K\"&$A19)=\"\",\"★\",INDIRECT($I$4&\"K\"&$A19))","v":"★"},{"$f":"IF(INDIRECT($I$4&\"N\"&$A19)=\"\",\"★\",INDIRECT($I$4&\"N\"&$A19))","v":"★"},{"$f":"IF(INDIRECT($I$4&\"O\"&$A19)=\"\",\"★\",INDIRECT($I$4&\"O\"&$A19))","v":"★"},{"$f":"IF(INDIRECT($I$4&\"L\"&$A19)=\"\",\"★\",INDIRECT($I$4&\"L\"&$A19))","v":"★"}]
[15,null,null,null,null,null,null,null,null,null,null,null,null,null,null,null,null,null,null,null,null,null,null,null,null,null,null,null,null,null,null,null,9,{"$f":"IF(INDIRECT($C$4&\"C\"&$A20)=\"\",\"★\",INDIRECT($C$4&\"C\"&$A20))","v":"★"},{"$f":"IF(INDIRECT($C$4&\"D\"&$A20)=\"\",\"★\",INDIRECT($C$4&\"D\"&$A20))","v":"★"},{"$f":"IF(INDIRECT($C$4&\"E\"&$A20)=\"\",\"★\",INDIRECT($C$4&\"E\"&$A20))","v":0},{"$f":"IF(INDIRECT($C$4&\"F\"&$A20)=\"\",\"★\",INDIRECT($C$4&\"F\"&$A20))","v":"★"},{"$f":"IF(INDIRECT($C$4&\"G\"&$A20)=\"\",\"★\",INDIRECT($C$4&\"G\"&$A20))","v":"★"},{"$f":"IF(INDIRECT($C$4&\"H\"&$A20)=\"\",\"★\",INDIRECT($C$4&\"H\"&$A20))","v":"★"},{"$f":"IF(INDIRECT($C$4&\"I\"&$A20)=\"\",\"★\",INDIRECT($C$4&\"I\"&$A20))","v":"★"},{"$f":"IF(INDIRECT($C$4&\"J\"&$A20)=\"\",\"★\",INDIRECT($C$4&\"J\"&$A20))","v":"★"},{"$f":"IF(INDIRECT($C$4&\"K\"&$A20)=\"\",\"★\",INDIRECT($C$4&\"K\"&$A20))","v":"★"},{"$f":"IF(INDIRECT($C$4&\"AC\"&$A20)=\"\",\"★\",INDIRECT($C$4&\"AC\"&$A20))","v":"★"},{"$f":"IF(INDIRECT($C$4&\"AD\"&$A20)=\"\",\"★\",INDIRECT($C$4&\"AD\"&$A20))","v":"★"},{"$f":"IF(INDIRECT($C$4&\"L\"&$A20)=\"\",\"★\",INDIRECT($C$4&\"L\"&$A20))","v":"★"},9,{"$f":"IF(INDIRECT($D$4&\"C\"&$A20)=\"\",\"★\",INDIRECT($D$4&\"C\"&$A20))","v":"★"},{"$f":"IF(INDIRECT($D$4&\"D\"&$A20)=\"\",\"★\",INDIRECT($D$4&\"D\"&$A20))","v":"★"},{"$f":"IF(INDIRECT($D$4&\"E\"&$A20)=\"\",\"★\",INDIRECT($D$4&\"E\"&$A20))","v":0},{"$f":"IF(INDIRECT($D$4&\"F\"&$A20)=\"\",\"★\",INDIRECT($D$4&\"F\"&$A20))","v":"★"},{"$f":"IF(INDIRECT($D$4&\"G\"&$A20)=\"\",\"★\",INDIRECT($D$4&\"G\"&$A20))","v":"★"},{"$f":"IF(INDIRECT($D$4&\"H\"&$A20)=\"\",\"★\",INDIRECT($D$4&\"H\"&$A20))","v":"★"},{"$f":"IF(INDIRECT($D$4&\"I\"&$A20)=\"\",\"★\",INDIRECT($D$4&\"I\"&$A20))","v":"★"},{"$f":"IF(INDIRECT($D$4&\"J\"&$A20)=\"\",\"★\",INDIRECT($D$4&\"J\"&$A20))","v":"★"},{"$f":"IF(INDIRECT($D$4&\"K\"&$A20)=\"\",\"★\",INDIRECT($D$4&\"K\"&$A20))","v":"★"},{"$f":"IF(INDIRECT($D$4&\"AC\"&$A20)=\"\",\"★\",INDIRECT($D$4&\"AC\"&$A20))","v":"★"},{"$f":"IF(INDIRECT($D$4&\"AD\"&$A20)=\"\",\"★\",INDIRECT($D$4&\"AD\"&$A20))","v":"★"},{"$f":"IF(INDIRECT($D$4&\"L\"&$A20)=\"\",\"★\",INDIRECT($D$4&\"L\"&$A20))","v":"★"},9,{"$f":"IF(INDIRECT($E$4&\"C\"&$A20)=\"\",\"★\",INDIRECT($E$4&\"C\"&$A20))","v":"★"},{"$f":"IF(INDIRECT($E$4&\"D\"&$A20)=\"\",\"★\",INDIRECT($E$4&\"D\"&$A20))","v":"★"},{"$f":"IF(INDIRECT($E$4&\"E\"&$A20)=\"\",\"★\",INDIRECT($E$4&\"E\"&$A20))","v":0},{"$f":"IF(INDIRECT($E$4&\"F\"&$A20)=\"\",\"★\",INDIRECT($E$4&\"F\"&$A20))","v":"★"},{"$f":"IF(INDIRECT($E$4&\"G\"&$A20)=\"\",\"★\",INDIRECT($E$4&\"G\"&$A20))","v":"★"},{"$f":"IF(INDIRECT($E$4&\"H\"&$A20)=\"\",\"★\",INDIRECT($E$4&\"H\"&$A20))","v":"★"},{"$f":"IF(INDIRECT($E$4&\"I\"&$A20)=\"\",\"★\",INDIRECT($E$4&\"I\"&$A20))","v":"★"},{"$f":"IF(INDIRECT($E$4&\"J\"&$A20)=\"\",\"★\",INDIRECT($E$4&\"J\"&$A20))","v":"★"},{"$f":"IF(INDIRECT($E$4&\"K\"&$A20)=\"\",\"★\",INDIRECT($E$4&\"K\"&$A20))","v":"★"},{"$f":"IF(INDIRECT($E$4&\"AC\"&$A20)=\"\",\"★\",INDIRECT($E$4&\"AC\"&$A20))","v":"★"},{"$f":"IF(INDIRECT($E$4&\"AD\"&$A20)=\"\",\"★\",INDIRECT($E$4&\"AD\"&$A20))","v":"★"},{"$f":"IF(INDIRECT($E$4&\"L\"&$A20)=\"\",\"★\",INDIRECT($E$4&\"L\"&$A20))","v":"★"},null,null,null,null,null,null,null,null,null,null,null,null,null,null,9,{"$f":"IF(INDIRECT($G$4&\"C\"&$A20)=\"\",\"★\",INDIRECT($G$4&\"C\"&$A20))","v":"★"},{"$f":"IF(INDIRECT($G$4&\"D\"&$A20)=\"\",\"★\",INDIRECT($G$4&\"D\"&$A20))","v":"★"},{"$f":"IF(INDIRECT($G$4&\"E\"&$A20)=\"\",\"★\",INDIRECT($G$4&\"E\"&$A20))","v":"★"},{"$f":"IF(INDIRECT($G$4&\"F\"&$A20)=\"\",\"★\",INDIRECT($G$4&\"F\"&$A20))","v":"★"},{"$f":"IF(INDIRECT($G$4&\"G\"&$A20)=\"\",\"★\",INDIRECT($G$4&\"G\"&$A20))","v":"★"},{"$f":"IF(INDIRECT($G$4&\"H\"&$A20)=\"\",\"★\",INDIRECT($G$4&\"H\"&$A20))","v":"★"},{"$f":"IF(INDIRECT($G$4&\"I\"&$A20)=\"\",\"★\",INDIRECT($G$4&\"I\"&$A20))","v":"★"},{"$f":"IF(INDIRECT($G$4&\"J\"&$A20)=\"\",\"★\",INDIRECT($G$4&\"J\"&$A20))","v":"★"},{"$f":"IF(INDIRECT($G$4&\"K\"&$A20)=\"\",\"★\",INDIRECT($G$4&\"K\"&$A20))","v":"★"},{"$f":"IF(INDIRECT($G$4&\"N\"&$A20)=\"\",\"★\",INDIRECT($G$4&\"N\"&$A20))","v":"★"},{"$f":"IF(INDIRECT($G$4&\"O\"&$A20)=\"\",\"★\",INDIRECT($G$4&\"O\"&$A20))","v":"★"},{"$f":"IF(INDIRECT($G$4&\"L\"&$A20)=\"\",\"★\",INDIRECT($G$4&\"L\"&$A20))","v":"★"},9,{"$f":"IF(INDIRECT($H$4&\"C\"&$A20)=\"\",\"★\",INDIRECT($H$4&\"C\"&$A20))","v":"★"},{"$f":"IF(INDIRECT($H$4&\"D\"&$A20)=\"\",\"★\",INDIRECT($H$4&\"D\"&$A20))","v":"★"},{"$f":"IF(INDIRECT($H$4&\"E\"&$A20)=\"\",\"★\",INDIRECT($H$4&\"E\"&$A20))","v":"★"},{"$f":"IF(INDIRECT($H$4&\"F\"&$A20)=\"\",\"★\",INDIRECT($H$4&\"F\"&$A20))","v":"★"},{"$f":"IF(INDIRECT($H$4&\"G\"&$A20)=\"\",\"★\",INDIRECT($H$4&\"G\"&$A20))","v":"★"},{"$f":"IF(INDIRECT($H$4&\"H\"&$A20)=\"\",\"★\",INDIRECT($H$4&\"H\"&$A20))","v":"★"},{"$f":"IF(INDIRECT($H$4&\"I\"&$A20)=\"\",\"★\",INDIRECT($H$4&\"I\"&$A20))","v":"★"},{"$f":"IF(INDIRECT($H$4&\"J\"&$A20)=\"\",\"★\",INDIRECT($H$4&\"J\"&$A20))","v":"★"},{"$f":"IF(INDIRECT($H$4&\"K\"&$A20)=\"\",\"★\",INDIRECT($H$4&\"K\"&$A20))","v":"★"},{"$f":"IF(INDIRECT($H$4&\"N\"&$A20)=\"\",\"★\",INDIRECT($H$4&\"N\"&$A20))","v":"★"},{"$f":"IF(INDIRECT($H$4&\"O\"&$A20)=\"\",\"★\",INDIRECT($H$4&\"O\"&$A20))","v":"★"},{"$f":"IF(INDIRECT($H$4&\"L\"&$A20)=\"\",\"★\",INDIRECT($H$4&\"L\"&$A20))","v":"★"},9,{"$f":"IF(INDIRECT($I$4&\"C\"&$A20)=\"\",\"★\",INDIRECT($I$4&\"C\"&$A20))","v":"★"},{"$f":"IF(INDIRECT($I$4&\"D\"&$A20)=\"\",\"★\",INDIRECT($I$4&\"D\"&$A20))","v":"★"},{"$f":"IF(INDIRECT($I$4&\"E\"&$A20)=\"\",\"★\",INDIRECT($I$4&\"E\"&$A20))","v":"★"},{"$f":"IF(INDIRECT($I$4&\"F\"&$A20)=\"\",\"★\",INDIRECT($I$4&\"F\"&$A20))","v":"★"},{"$f":"IF(INDIRECT($I$4&\"G\"&$A20)=\"\",\"★\",INDIRECT($I$4&\"G\"&$A20))","v":"★"},{"$f":"IF(INDIRECT($I$4&\"H\"&$A20)=\"\",\"★\",INDIRECT($I$4&\"H\"&$A20))","v":"★"},{"$f":"IF(INDIRECT($I$4&\"I\"&$A20)=\"\",\"★\",INDIRECT($I$4&\"I\"&$A20))","v":"★"},{"$f":"IF(INDIRECT($I$4&\"J\"&$A20)=\"\",\"★\",INDIRECT($I$4&\"J\"&$A20))","v":"★"},{"$f":"IF(INDIRECT($I$4&\"K\"&$A20)=\"\",\"★\",INDIRECT($I$4&\"K\"&$A20))","v":"★"},{"$f":"IF(INDIRECT($I$4&\"N\"&$A20)=\"\",\"★\",INDIRECT($I$4&\"N\"&$A20))","v":"★"},{"$f":"IF(INDIRECT($I$4&\"O\"&$A20)=\"\",\"★\",INDIRECT($I$4&\"O\"&$A20))","v":"★"},{"$f":"IF(INDIRECT($I$4&\"L\"&$A20)=\"\",\"★\",INDIRECT($I$4&\"L\"&$A20))","v":"★"}]
[16,null,null,null,null,null,null,null,null,null,null,null,null,null,null,null,null,null,null,null,null,null,null,null,null,null,null,null,null,null,null,null,10,{"$f":"IF(INDIRECT($C$4&\"C\"&$A21)=\"\",\"★\",INDIRECT($C$4&\"C\"&$A21))","v":"★"},{"$f":"IF(INDIRECT($C$4&\"D\"&$A21)=\"\",\"★\",INDIRECT($C$4&\"D\"&$A21))","v":"★"},{"$f":"IF(INDIRECT($C$4&\"E\"&$A21)=\"\",\"★\",INDIRECT($C$4&\"E\"&$A21))","v":0},{"$f":"IF(INDIRECT($C$4&\"F\"&$A21)=\"\",\"★\",INDIRECT($C$4&\"F\"&$A21))","v":"★"},{"$f":"IF(INDIRECT($C$4&\"G\"&$A21)=\"\",\"★\",INDIRECT($C$4&\"G\"&$A21))","v":"★"},{"$f":"IF(INDIRECT($C$4&\"H\"&$A21)=\"\",\"★\",INDIRECT($C$4&\"H\"&$A21))","v":"★"},{"$f":"IF(INDIRECT($C$4&\"I\"&$A21)=\"\",\"★\",INDIRECT($C$4&\"I\"&$A21))","v":"★"},{"$f":"IF(INDIRECT($C$4&\"J\"&$A21)=\"\",\"★\",INDIRECT($C$4&\"J\"&$A21))","v":"★"},{"$f":"IF(INDIRECT($C$4&\"K\"&$A21)=\"\",\"★\",INDIRECT($C$4&\"K\"&$A21))","v":"★"},{"$f":"IF(INDIRECT($C$4&\"AC\"&$A21)=\"\",\"★\",INDIRECT($C$4&\"AC\"&$A21))","v":"★"},{"$f":"IF(INDIRECT($C$4&\"AD\"&$A21)=\"\",\"★\",INDIRECT($C$4&\"AD\"&$A21))","v":"★"},{"$f":"IF(INDIRECT($C$4&\"L\"&$A21)=\"\",\"★\",INDIRECT($C$4&\"L\"&$A21))","v":"★"},10,{"$f":"IF(INDIRECT($D$4&\"C\"&$A21)=\"\",\"★\",INDIRECT($D$4&\"C\"&$A21))","v":"★"},{"$f":"IF(INDIRECT($D$4&\"D\"&$A21)=\"\",\"★\",INDIRECT($D$4&\"D\"&$A21))","v":"★"},{"$f":"IF(INDIRECT($D$4&\"E\"&$A21)=\"\",\"★\",INDIRECT($D$4&\"E\"&$A21))","v":0},{"$f":"IF(INDIRECT($D$4&\"F\"&$A21)=\"\",\"★\",INDIRECT($D$4&\"F\"&$A21))","v":"★"},{"$f":"IF(INDIRECT($D$4&\"G\"&$A21)=\"\",\"★\",INDIRECT($D$4&\"G\"&$A21))","v":"★"},{"$f":"IF(INDIRECT($D$4&\"H\"&$A21)=\"\",\"★\",INDIRECT($D$4&\"H\"&$A21))","v":"★"},{"$f":"IF(INDIRECT($D$4&\"I\"&$A21)=\"\",\"★\",INDIRECT($D$4&\"I\"&$A21))","v":"★"},{"$f":"IF(INDIRECT($D$4&\"J\"&$A21)=\"\",\"★\",INDIRECT($D$4&\"J\"&$A21))","v":"★"},{"$f":"IF(INDIRECT($D$4&\"K\"&$A21)=\"\",\"★\",INDIRECT($D$4&\"K\"&$A21))","v":"★"},{"$f":"IF(INDIRECT($D$4&\"AC\"&$A21)=\"\",\"★\",INDIRECT($D$4&\"AC\"&$A21))","v":"★"},{"$f":"IF(INDIRECT($D$4&\"AD\"&$A21)=\"\",\"★\",INDIRECT($D$4&\"AD\"&$A21))","v":"★"},{"$f":"IF(INDIRECT($D$4&\"L\"&$A21)=\"\",\"★\",INDIRECT($D$4&\"L\"&$A21))","v":"★"},10,{"$f":"IF(INDIRECT($E$4&\"C\"&$A21)=\"\",\"★\",INDIRECT($E$4&\"C\"&$A21))","v":"★"},{"$f":"IF(INDIRECT($E$4&\"D\"&$A21)=\"\",\"★\",INDIRECT($E$4&\"D\"&$A21))","v":"★"},{"$f":"IF(INDIRECT($E$4&\"E\"&$A21)=\"\",\"★\",INDIRECT($E$4&\"E\"&$A21))","v":0},{"$f":"IF(INDIRECT($E$4&\"F\"&$A21)=\"\",\"★\",INDIRECT($E$4&\"F\"&$A21))","v":"★"},{"$f":"IF(INDIRECT($E$4&\"G\"&$A21)=\"\",\"★\",INDIRECT($E$4&\"G\"&$A21))","v":"★"},{"$f":"IF(INDIRECT($E$4&\"H\"&$A21)=\"\",\"★\",INDIRECT($E$4&\"H\"&$A21))","v":"★"},{"$f":"IF(INDIRECT($E$4&\"I\"&$A21)=\"\",\"★\",INDIRECT($E$4&\"I\"&$A21))","v":"★"},{"$f":"IF(INDIRECT($E$4&\"J\"&$A21)=\"\",\"★\",INDIRECT($E$4&\"J\"&$A21))","v":"★"},{"$f":"IF(INDIRECT($E$4&\"K\"&$A21)=\"\",\"★\",INDIRECT($E$4&\"K\"&$A21))","v":"★"},{"$f":"IF(INDIRECT($E$4&\"AC\"&$A21)=\"\",\"★\",INDIRECT($E$4&\"AC\"&$A21))","v":"★"},{"$f":"IF(INDIRECT($E$4&\"AD\"&$A21)=\"\",\"★\",INDIRECT($E$4&\"AD\"&$A21))","v":"★"},{"$f":"IF(INDIRECT($E$4&\"L\"&$A21)=\"\",\"★\",INDIRECT($E$4&\"L\"&$A21))","v":"★"},null,null,null,null,null,null,null,null,null,null,null,null,null,null,10,{"$f":"IF(INDIRECT($G$4&\"C\"&$A21)=\"\",\"★\",INDIRECT($G$4&\"C\"&$A21))","v":"★"},{"$f":"IF(INDIRECT($G$4&\"D\"&$A21)=\"\",\"★\",INDIRECT($G$4&\"D\"&$A21))","v":"★"},{"$f":"IF(INDIRECT($G$4&\"E\"&$A21)=\"\",\"★\",INDIRECT($G$4&\"E\"&$A21))","v":"★"},{"$f":"IF(INDIRECT($G$4&\"F\"&$A21)=\"\",\"★\",INDIRECT($G$4&\"F\"&$A21))","v":"★"},{"$f":"IF(INDIRECT($G$4&\"G\"&$A21)=\"\",\"★\",INDIRECT($G$4&\"G\"&$A21))","v":"★"},{"$f":"IF(INDIRECT($G$4&\"H\"&$A21)=\"\",\"★\",INDIRECT($G$4&\"H\"&$A21))","v":"★"},{"$f":"IF(INDIRECT($G$4&\"I\"&$A21)=\"\",\"★\",INDIRECT($G$4&\"I\"&$A21))","v":"★"},{"$f":"IF(INDIRECT($G$4&\"J\"&$A21)=\"\",\"★\",INDIRECT($G$4&\"J\"&$A21))","v":"★"},{"$f":"IF(INDIRECT($G$4&\"K\"&$A21)=\"\",\"★\",INDIRECT($G$4&\"K\"&$A21))","v":"★"},{"$f":"IF(INDIRECT($G$4&\"N\"&$A21)=\"\",\"★\",INDIRECT($G$4&\"N\"&$A21))","v":"★"},{"$f":"IF(INDIRECT($G$4&\"O\"&$A21)=\"\",\"★\",INDIRECT($G$4&\"O\"&$A21))","v":"★"},{"$f":"IF(INDIRECT($G$4&\"L\"&$A21)=\"\",\"★\",INDIRECT($G$4&\"L\"&$A21))","v":"★"},10,{"$f":"IF(INDIRECT($H$4&\"C\"&$A21)=\"\",\"★\",INDIRECT($H$4&\"C\"&$A21))","v":"★"},{"$f":"IF(INDIRECT($H$4&\"D\"&$A21)=\"\",\"★\",INDIRECT($H$4&\"D\"&$A21))","v":"★"},{"$f":"IF(INDIRECT($H$4&\"E\"&$A21)=\"\",\"★\",INDIRECT($H$4&\"E\"&$A21))","v":"★"},{"$f":"IF(INDIRECT($H$4&\"F\"&$A21)=\"\",\"★\",INDIRECT($H$4&\"F\"&$A21))","v":"★"},{"$f":"IF(INDIRECT($H$4&\"G\"&$A21)=\"\",\"★\",INDIRECT($H$4&\"G\"&$A21))","v":"★"},{"$f":"IF(INDIRECT($H$4&\"H\"&$A21)=\"\",\"★\",INDIRECT($H$4&\"H\"&$A21))","v":"★"},{"$f":"IF(INDIRECT($H$4&\"I\"&$A21)=\"\",\"★\",INDIRECT($H$4&\"I\"&$A21))","v":"★"},{"$f":"IF(INDIRECT($H$4&\"J\"&$A21)=\"\",\"★\",INDIRECT($H$4&\"J\"&$A21))","v":"★"},{"$f":"IF(INDIRECT($H$4&\"K\"&$A21)=\"\",\"★\",INDIRECT($H$4&\"K\"&$A21))","v":"★"},{"$f":"IF(INDIRECT($H$4&\"N\"&$A21)=\"\",\"★\",INDIRECT($H$4&\"N\"&$A21))","v":"★"},{"$f":"IF(INDIRECT($H$4&\"O\"&$A21)=\"\",\"★\",INDIRECT($H$4&\"O\"&$A21))","v":"★"},{"$f":"IF(INDIRECT($H$4&\"L\"&$A21)=\"\",\"★\",INDIRECT($H$4&\"L\"&$A21))","v":"★"},10,{"$f":"IF(INDIRECT($I$4&\"C\"&$A21)=\"\",\"★\",INDIRECT($I$4&\"C\"&$A21))","v":"★"},{"$f":"IF(INDIRECT($I$4&\"D\"&$A21)=\"\",\"★\",INDIRECT($I$4&\"D\"&$A21))","v":"★"},{"$f":"IF(INDIRECT($I$4&\"E\"&$A21)=\"\",\"★\",INDIRECT($I$4&\"E\"&$A21))","v":"★"},{"$f":"IF(INDIRECT($I$4&\"F\"&$A21)=\"\",\"★\",INDIRECT($I$4&\"F\"&$A21))","v":"★"},{"$f":"IF(INDIRECT($I$4&\"G\"&$A21)=\"\",\"★\",INDIRECT($I$4&\"G\"&$A21))","v":"★"},{"$f":"IF(INDIRECT($I$4&\"H\"&$A21)=\"\",\"★\",INDIRECT($I$4&\"H\"&$A21))","v":"★"},{"$f":"IF(INDIRECT($I$4&\"I\"&$A21)=\"\",\"★\",INDIRECT($I$4&\"I\"&$A21))","v":"★"},{"$f":"IF(INDIRECT($I$4&\"J\"&$A21)=\"\",\"★\",INDIRECT($I$4&\"J\"&$A21))","v":"★"},{"$f":"IF(INDIRECT($I$4&\"K\"&$A21)=\"\",\"★\",INDIRECT($I$4&\"K\"&$A21))","v":"★"},{"$f":"IF(INDIRECT($I$4&\"N\"&$A21)=\"\",\"★\",INDIRECT($I$4&\"N\"&$A21))","v":"★"},{"$f":"IF(INDIRECT($I$4&\"O\"&$A21)=\"\",\"★\",INDIRECT($I$4&\"O\"&$A21))","v":"★"},{"$f":"IF(INDIRECT($I$4&\"L\"&$A21)=\"\",\"★\",INDIRECT($I$4&\"L\"&$A21))","v":"★"}]
[17,null,null,null,null,null,null,null,null,null,null,null,null,null,null,null,null,null,null,null,null,null,null,null,null,null,null,null,null,null,null,null,11,{"$f":"IF(INDIRECT($C$4&\"C\"&$A22)=\"\",\"★\",INDIRECT($C$4&\"C\"&$A22))","v":"★"},{"$f":"IF(INDIRECT($C$4&\"D\"&$A22)=\"\",\"★\",INDIRECT($C$4&\"D\"&$A22))","v":"★"},{"$f":"IF(INDIRECT($C$4&\"E\"&$A22)=\"\",\"★\",INDIRECT($C$4&\"E\"&$A22))","v":0},{"$f":"IF(INDIRECT($C$4&\"F\"&$A22)=\"\",\"★\",INDIRECT($C$4&\"F\"&$A22))","v":"★"},{"$f":"IF(INDIRECT($C$4&\"G\"&$A22)=\"\",\"★\",INDIRECT($C$4&\"G\"&$A22))","v":"★"},{"$f":"IF(INDIRECT($C$4&\"H\"&$A22)=\"\",\"★\",INDIRECT($C$4&\"H\"&$A22))","v":"★"},{"$f":"IF(INDIRECT($C$4&\"I\"&$A22)=\"\",\"★\",INDIRECT($C$4&\"I\"&$A22))","v":"★"},{"$f":"IF(INDIRECT($C$4&\"J\"&$A22)=\"\",\"★\",INDIRECT($C$4&\"J\"&$A22))","v":"★"},{"$f":"IF(INDIRECT($C$4&\"K\"&$A22)=\"\",\"★\",INDIRECT($C$4&\"K\"&$A22))","v":"★"},{"$f":"IF(INDIRECT($C$4&\"AC\"&$A22)=\"\",\"★\",INDIRECT($C$4&\"AC\"&$A22))","v":"★"},{"$f":"IF(INDIRECT($C$4&\"AD\"&$A22)=\"\",\"★\",INDIRECT($C$4&\"AD\"&$A22))","v":"★"},{"$f":"IF(INDIRECT($C$4&\"L\"&$A22)=\"\",\"★\",INDIRECT($C$4&\"L\"&$A22))","v":"★"},11,{"$f":"IF(INDIRECT($D$4&\"C\"&$A22)=\"\",\"★\",INDIRECT($D$4&\"C\"&$A22))","v":"★"},{"$f":"IF(INDIRECT($D$4&\"D\"&$A22)=\"\",\"★\",INDIRECT($D$4&\"D\"&$A22))","v":"★"},{"$f":"IF(INDIRECT($D$4&\"E\"&$A22)=\"\",\"★\",INDIRECT($D$4&\"E\"&$A22))","v":0},{"$f":"IF(INDIRECT($D$4&\"F\"&$A22)=\"\",\"★\",INDIRECT($D$4&\"F\"&$A22))","v":"★"},{"$f":"IF(INDIRECT($D$4&\"G\"&$A22)=\"\",\"★\",INDIRECT($D$4&\"G\"&$A22))","v":"★"},{"$f":"IF(INDIRECT($D$4&\"H\"&$A22)=\"\",\"★\",INDIRECT($D$4&\"H\"&$A22))","v":"★"},{"$f":"IF(INDIRECT($D$4&\"I\"&$A22)=\"\",\"★\",INDIRECT($D$4&\"I\"&$A22))","v":"★"},{"$f":"IF(INDIRECT($D$4&\"J\"&$A22)=\"\",\"★\",INDIRECT($D$4&\"J\"&$A22))","v":"★"},{"$f":"IF(INDIRECT($D$4&\"K\"&$A22)=\"\",\"★\",INDIRECT($D$4&\"K\"&$A22))","v":"★"},{"$f":"IF(INDIRECT($D$4&\"AC\"&$A22)=\"\",\"★\",INDIRECT($D$4&\"AC\"&$A22))","v":"★"},{"$f":"IF(INDIRECT($D$4&\"AD\"&$A22)=\"\",\"★\",INDIRECT($D$4&\"AD\"&$A22))","v":"★"},{"$f":"IF(INDIRECT($D$4&\"L\"&$A22)=\"\",\"★\",INDIRECT($D$4&\"L\"&$A22))","v":"★"},11,{"$f":"IF(INDIRECT($E$4&\"C\"&$A22)=\"\",\"★\",INDIRECT($E$4&\"C\"&$A22))","v":"★"},{"$f":"IF(INDIRECT($E$4&\"D\"&$A22)=\"\",\"★\",INDIRECT($E$4&\"D\"&$A22))","v":"★"},{"$f":"IF(INDIRECT($E$4&\"E\"&$A22)=\"\",\"★\",INDIRECT($E$4&\"E\"&$A22))","v":0},{"$f":"IF(INDIRECT($E$4&\"F\"&$A22)=\"\",\"★\",INDIRECT($E$4&\"F\"&$A22))","v":"★"},{"$f":"IF(INDIRECT($E$4&\"G\"&$A22)=\"\",\"★\",INDIRECT($E$4&\"G\"&$A22))","v":"★"},{"$f":"IF(INDIRECT($E$4&\"H\"&$A22)=\"\",\"★\",INDIRECT($E$4&\"H\"&$A22))","v":"★"},{"$f":"IF(INDIRECT($E$4&\"I\"&$A22)=\"\",\"★\",INDIRECT($E$4&\"I\"&$A22))","v":"★"},{"$f":"IF(INDIRECT($E$4&\"J\"&$A22)=\"\",\"★\",INDIRECT($E$4&\"J\"&$A22))","v":"★"},{"$f":"IF(INDIRECT($E$4&\"K\"&$A22)=\"\",\"★\",INDIRECT($E$4&\"K\"&$A22))","v":"★"},{"$f":"IF(INDIRECT($E$4&\"AC\"&$A22)=\"\",\"★\",INDIRECT($E$4&\"AC\"&$A22))","v":"★"},{"$f":"IF(INDIRECT($E$4&\"AD\"&$A22)=\"\",\"★\",INDIRECT($E$4&\"AD\"&$A22))","v":"★"},{"$f":"IF(INDIRECT($E$4&\"L\"&$A22)=\"\",\"★\",INDIRECT($E$4&\"L\"&$A22))","v":"★"},null,null,null,null,null,null,null,null,null,null,null,null,null,null,11,{"$f":"IF(INDIRECT($G$4&\"C\"&$A22)=\"\",\"★\",INDIRECT($G$4&\"C\"&$A22))","v":"★"},{"$f":"IF(INDIRECT($G$4&\"D\"&$A22)=\"\",\"★\",INDIRECT($G$4&\"D\"&$A22))","v":"★"},{"$f":"IF(INDIRECT($G$4&\"E\"&$A22)=\"\",\"★\",INDIRECT($G$4&\"E\"&$A22))","v":"★"},{"$f":"IF(INDIRECT($G$4&\"F\"&$A22)=\"\",\"★\",INDIRECT($G$4&\"F\"&$A22))","v":"★"},{"$f":"IF(INDIRECT($G$4&\"G\"&$A22)=\"\",\"★\",INDIRECT($G$4&\"G\"&$A22))","v":"★"},{"$f":"IF(INDIRECT($G$4&\"H\"&$A22)=\"\",\"★\",INDIRECT($G$4&\"H\"&$A22))","v":"★"},{"$f":"IF(INDIRECT($G$4&\"I\"&$A22)=\"\",\"★\",INDIRECT($G$4&\"I\"&$A22))","v":"★"},{"$f":"IF(INDIRECT($G$4&\"J\"&$A22)=\"\",\"★\",INDIRECT($G$4&\"J\"&$A22))","v":"★"},{"$f":"IF(INDIRECT($G$4&\"K\"&$A22)=\"\",\"★\",INDIRECT($G$4&\"K\"&$A22))","v":"★"},{"$f":"IF(INDIRECT($G$4&\"N\"&$A22)=\"\",\"★\",INDIRECT($G$4&\"N\"&$A22))","v":"★"},{"$f":"IF(INDIRECT($G$4&\"O\"&$A22)=\"\",\"★\",INDIRECT($G$4&\"O\"&$A22))","v":"★"},{"$f":"IF(INDIRECT($G$4&\"L\"&$A22)=\"\",\"★\",INDIRECT($G$4&\"L\"&$A22))","v":"★"},11,{"$f":"IF(INDIRECT($H$4&\"C\"&$A22)=\"\",\"★\",INDIRECT($H$4&\"C\"&$A22))","v":"★"},{"$f":"IF(INDIRECT($H$4&\"D\"&$A22)=\"\",\"★\",INDIRECT($H$4&\"D\"&$A22))","v":"★"},{"$f":"IF(INDIRECT($H$4&\"E\"&$A22)=\"\",\"★\",INDIRECT($H$4&\"E\"&$A22))","v":"★"},{"$f":"IF(INDIRECT($H$4&\"F\"&$A22)=\"\",\"★\",INDIRECT($H$4&\"F\"&$A22))","v":"★"},{"$f":"IF(INDIRECT($H$4&\"G\"&$A22)=\"\",\"★\",INDIRECT($H$4&\"G\"&$A22))","v":"★"},{"$f":"IF(INDIRECT($H$4&\"H\"&$A22)=\"\",\"★\",INDIRECT($H$4&\"H\"&$A22))","v":"★"},{"$f":"IF(INDIRECT($H$4&\"I\"&$A22)=\"\",\"★\",INDIRECT($H$4&\"I\"&$A22))","v":"★"},{"$f":"IF(INDIRECT($H$4&\"J\"&$A22)=\"\",\"★\",INDIRECT($H$4&\"J\"&$A22))","v":"★"},{"$f":"IF(INDIRECT($H$4&\"K\"&$A22)=\"\",\"★\",INDIRECT($H$4&\"K\"&$A22))","v":"★"},{"$f":"IF(INDIRECT($H$4&\"N\"&$A22)=\"\",\"★\",INDIRECT($H$4&\"N\"&$A22))","v":"★"},{"$f":"IF(INDIRECT($H$4&\"O\"&$A22)=\"\",\"★\",INDIRECT($H$4&\"O\"&$A22))","v":"★"},{"$f":"IF(INDIRECT($H$4&\"L\"&$A22)=\"\",\"★\",INDIRECT($H$4&\"L\"&$A22))","v":"★"},11,{"$f":"IF(INDIRECT($I$4&\"C\"&$A22)=\"\",\"★\",INDIRECT($I$4&\"C\"&$A22))","v":"★"},{"$f":"IF(INDIRECT($I$4&\"D\"&$A22)=\"\",\"★\",INDIRECT($I$4&\"D\"&$A22))","v":"★"},{"$f":"IF(INDIRECT($I$4&\"E\"&$A22)=\"\",\"★\",INDIRECT($I$4&\"E\"&$A22))","v":"★"},{"$f":"IF(INDIRECT($I$4&\"F\"&$A22)=\"\",\"★\",INDIRECT($I$4&\"F\"&$A22))","v":"★"},{"$f":"IF(INDIRECT($I$4&\"G\"&$A22)=\"\",\"★\",INDIRECT($I$4&\"G\"&$A22))","v":"★"},{"$f":"IF(INDIRECT($I$4&\"H\"&$A22)=\"\",\"★\",INDIRECT($I$4&\"H\"&$A22))","v":"★"},{"$f":"IF(INDIRECT($I$4&\"I\"&$A22)=\"\",\"★\",INDIRECT($I$4&\"I\"&$A22))","v":"★"},{"$f":"IF(INDIRECT($I$4&\"J\"&$A22)=\"\",\"★\",INDIRECT($I$4&\"J\"&$A22))","v":"★"},{"$f":"IF(INDIRECT($I$4&\"K\"&$A22)=\"\",\"★\",INDIRECT($I$4&\"K\"&$A22))","v":"★"},{"$f":"IF(INDIRECT($I$4&\"N\"&$A22)=\"\",\"★\",INDIRECT($I$4&\"N\"&$A22))","v":"★"},{"$f":"IF(INDIRECT($I$4&\"O\"&$A22)=\"\",\"★\",INDIRECT($I$4&\"O\"&$A22))","v":"★"},{"$f":"IF(INDIRECT($I$4&\"L\"&$A22)=\"\",\"★\",INDIRECT($I$4&\"L\"&$A22))","v":"★"}]
[18,null,null,null,null,null,null,null,null,null,null,null,null,null,null,null,null,null,null,null,null,null,null,null,null,null,null,null,null,null,null,null,12,{"$f":"IF(INDIRECT($C$4&\"C\"&$A23)=\"\",\"★\",INDIRECT($C$4&\"C\"&$A23))","v":"★"},{"$f":"IF(INDIRECT($C$4&\"D\"&$A23)=\"\",\"★\",INDIRECT($C$4&\"D\"&$A23))","v":"★"},{"$f":"IF(INDIRECT($C$4&\"E\"&$A23)=\"\",\"★\",INDIRECT($C$4&\"E\"&$A23))","v":0},{"$f":"IF(INDIRECT($C$4&\"F\"&$A23)=\"\",\"★\",INDIRECT($C$4&\"F\"&$A23))","v":"★"},{"$f":"IF(INDIRECT($C$4&\"G\"&$A23)=\"\",\"★\",INDIRECT($C$4&\"G\"&$A23))","v":"★"},{"$f":"IF(INDIRECT($C$4&\"H\"&$A23)=\"\",\"★\",INDIRECT($C$4&\"H\"&$A23))","v":"★"},{"$f":"IF(INDIRECT($C$4&\"I\"&$A23)=\"\",\"★\",INDIRECT($C$4&\"I\"&$A23))","v":"★"},{"$f":"IF(INDIRECT($C$4&\"J\"&$A23)=\"\",\"★\",INDIRECT($C$4&\"J\"&$A23))","v":"★"},{"$f":"IF(INDIRECT($C$4&\"K\"&$A23)=\"\",\"★\",INDIRECT($C$4&\"K\"&$A23))","v":"★"},{"$f":"IF(INDIRECT($C$4&\"AC\"&$A23)=\"\",\"★\",INDIRECT($C$4&\"AC\"&$A23))","v":"★"},{"$f":"IF(INDIRECT($C$4&\"AD\"&$A23)=\"\",\"★\",INDIRECT($C$4&\"AD\"&$A23))","v":"★"},{"$f":"IF(INDIRECT($C$4&\"L\"&$A23)=\"\",\"★\",INDIRECT($C$4&\"L\"&$A23))","v":"★"},12,{"$f":"IF(INDIRECT($D$4&\"C\"&$A23)=\"\",\"★\",INDIRECT($D$4&\"C\"&$A23))","v":"★"},{"$f":"IF(INDIRECT($D$4&\"D\"&$A23)=\"\",\"★\",INDIRECT($D$4&\"D\"&$A23))","v":"★"},{"$f":"IF(INDIRECT($D$4&\"E\"&$A23)=\"\",\"★\",INDIRECT($D$4&\"E\"&$A23))","v":0},{"$f":"IF(INDIRECT($D$4&\"F\"&$A23)=\"\",\"★\",INDIRECT($D$4&\"F\"&$A23))","v":"★"},{"$f":"IF(INDIRECT($D$4&\"G\"&$A23)=\"\",\"★\",INDIRECT($D$4&\"G\"&$A23))","v":"★"},{"$f":"IF(INDIRECT($D$4&\"H\"&$A23)=\"\",\"★\",INDIRECT($D$4&\"H\"&$A23))","v":"★"},{"$f":"IF(INDIRECT($D$4&\"I\"&$A23)=\"\",\"★\",INDIRECT($D$4&\"I\"&$A23))","v":"★"},{"$f":"IF(INDIRECT($D$4&\"J\"&$A23)=\"\",\"★\",INDIRECT($D$4&\"J\"&$A23))","v":"★"},{"$f":"IF(INDIRECT($D$4&\"K\"&$A23)=\"\",\"★\",INDIRECT($D$4&\"K\"&$A23))","v":"★"},{"$f":"IF(INDIRECT($D$4&\"AC\"&$A23)=\"\",\"★\",INDIRECT($D$4&\"AC\"&$A23))","v":"★"},{"$f":"IF(INDIRECT($D$4&\"AD\"&$A23)=\"\",\"★\",INDIRECT($D$4&\"AD\"&$A23))","v":"★"},{"$f":"IF(INDIRECT($D$4&\"L\"&$A23)=\"\",\"★\",INDIRECT($D$4&\"L\"&$A23))","v":"★"},12,{"$f":"IF(INDIRECT($E$4&\"C\"&$A23)=\"\",\"★\",INDIRECT($E$4&\"C\"&$A23))","v":"★"},{"$f":"IF(INDIRECT($E$4&\"D\"&$A23)=\"\",\"★\",INDIRECT($E$4&\"D\"&$A23))","v":"★"},{"$f":"IF(INDIRECT($E$4&\"E\"&$A23)=\"\",\"★\",INDIRECT($E$4&\"E\"&$A23))","v":0},{"$f":"IF(INDIRECT($E$4&\"F\"&$A23)=\"\",\"★\",INDIRECT($E$4&\"F\"&$A23))","v":"★"},{"$f":"IF(INDIRECT($E$4&\"G\"&$A23)=\"\",\"★\",INDIRECT($E$4&\"G\"&$A23))","v":"★"},{"$f":"IF(INDIRECT($E$4&\"H\"&$A23)=\"\",\"★\",INDIRECT($E$4&\"H\"&$A23))","v":"★"},{"$f":"IF(INDIRECT($E$4&\"I\"&$A23)=\"\",\"★\",INDIRECT($E$4&\"I\"&$A23))","v":"★"},{"$f":"IF(INDIRECT($E$4&\"J\"&$A23)=\"\",\"★\",INDIRECT($E$4&\"J\"&$A23))","v":"★"},{"$f":"IF(INDIRECT($E$4&\"K\"&$A23)=\"\",\"★\",INDIRECT($E$4&\"K\"&$A23))","v":"★"},{"$f":"IF(INDIRECT($E$4&\"AC\"&$A23)=\"\",\"★\",INDIRECT($E$4&\"AC\"&$A23))","v":"★"},{"$f":"IF(INDIRECT($E$4&\"AD\"&$A23)=\"\",\"★\",INDIRECT($E$4&\"AD\"&$A23))","v":"★"},{"$f":"IF(INDIRECT($E$4&\"L\"&$A23)=\"\",\"★\",INDIRECT($E$4&\"L\"&$A23))","v":"★"},null,null,null,null,null,null,null,null,null,null,null,null,null,null,12,{"$f":"IF(INDIRECT($G$4&\"C\"&$A23)=\"\",\"★\",INDIRECT($G$4&\"C\"&$A23))","v":"★"},{"$f":"IF(INDIRECT($G$4&\"D\"&$A23)=\"\",\"★\",INDIRECT($G$4&\"D\"&$A23))","v":"★"},{"$f":"IF(INDIRECT($G$4&\"E\"&$A23)=\"\",\"★\",INDIRECT($G$4&\"E\"&$A23))","v":"★"},{"$f":"IF(INDIRECT($G$4&\"F\"&$A23)=\"\",\"★\",INDIRECT($G$4&\"F\"&$A23))","v":"★"},{"$f":"IF(INDIRECT($G$4&\"G\"&$A23)=\"\",\"★\",INDIRECT($G$4&\"G\"&$A23))","v":"★"},{"$f":"IF(INDIRECT($G$4&\"H\"&$A23)=\"\",\"★\",INDIRECT($G$4&\"H\"&$A23))","v":"★"},{"$f":"IF(INDIRECT($G$4&\"I\"&$A23)=\"\",\"★\",INDIRECT($G$4&\"I\"&$A23))","v":"★"},{"$f":"IF(INDIRECT($G$4&\"J\"&$A23)=\"\",\"★\",INDIRECT($G$4&\"J\"&$A23))","v":"★"},{"$f":"IF(INDIRECT($G$4&\"K\"&$A23)=\"\",\"★\",INDIRECT($G$4&\"K\"&$A23))","v":"★"},{"$f":"IF(INDIRECT($G$4&\"N\"&$A23)=\"\",\"★\",INDIRECT($G$4&\"N\"&$A23))","v":"★"},{"$f":"IF(INDIRECT($G$4&\"O\"&$A23)=\"\",\"★\",INDIRECT($G$4&\"O\"&$A23))","v":"★"},{"$f":"IF(INDIRECT($G$4&\"L\"&$A23)=\"\",\"★\",INDIRECT($G$4&\"L\"&$A23))","v":"★"},12,{"$f":"IF(INDIRECT($H$4&\"C\"&$A23)=\"\",\"★\",INDIRECT($H$4&\"C\"&$A23))","v":"★"},{"$f":"IF(INDIRECT($H$4&\"D\"&$A23)=\"\",\"★\",INDIRECT($H$4&\"D\"&$A23))","v":"★"},{"$f":"IF(INDIRECT($H$4&\"E\"&$A23)=\"\",\"★\",INDIRECT($H$4&\"E\"&$A23))","v":"★"},{"$f":"IF(INDIRECT($H$4&\"F\"&$A23)=\"\",\"★\",INDIRECT($H$4&\"F\"&$A23))","v":"★"},{"$f":"IF(INDIRECT($H$4&\"G\"&$A23)=\"\",\"★\",INDIRECT($H$4&\"G\"&$A23))","v":"★"},{"$f":"IF(INDIRECT($H$4&\"H\"&$A23)=\"\",\"★\",INDIRECT($H$4&\"H\"&$A23))","v":"★"},{"$f":"IF(INDIRECT($H$4&\"I\"&$A23)=\"\",\"★\",INDIRECT($H$4&\"I\"&$A23))","v":"★"},{"$f":"IF(INDIRECT($H$4&\"J\"&$A23)=\"\",\"★\",INDIRECT($H$4&\"J\"&$A23))","v":"★"},{"$f":"IF(INDIRECT($H$4&\"K\"&$A23)=\"\",\"★\",INDIRECT($H$4&\"K\"&$A23))","v":"★"},{"$f":"IF(INDIRECT($H$4&\"N\"&$A23)=\"\",\"★\",INDIRECT($H$4&\"N\"&$A23))","v":"★"},{"$f":"IF(INDIRECT($H$4&\"O\"&$A23)=\"\",\"★\",INDIRECT($H$4&\"O\"&$A23))","v":"★"},{"$f":"IF(INDIRECT($H$4&\"L\"&$A23)=\"\",\"★\",INDIRECT($H$4&\"L\"&$A23))","v":"★"},12,{"$f":"IF(INDIRECT($I$4&\"C\"&$A23)=\"\",\"★\",INDIRECT($I$4&\"C\"&$A23))","v":"★"},{"$f":"IF(INDIRECT($I$4&\"D\"&$A23)=\"\",\"★\",INDIRECT($I$4&\"D\"&$A23))","v":"★"},{"$f":"IF(INDIRECT($I$4&\"E\"&$A23)=\"\",\"★\",INDIRECT($I$4&\"E\"&$A23))","v":"★"},{"$f":"IF(INDIRECT($I$4&\"F\"&$A23)=\"\",\"★\",INDIRECT($I$4&\"F\"&$A23))","v":"★"},{"$f":"IF(INDIRECT($I$4&\"G\"&$A23)=\"\",\"★\",INDIRECT($I$4&\"G\"&$A23))","v":"★"},{"$f":"IF(INDIRECT($I$4&\"H\"&$A23)=\"\",\"★\",INDIRECT($I$4&\"H\"&$A23))","v":"★"},{"$f":"IF(INDIRECT($I$4&\"I\"&$A23)=\"\",\"★\",INDIRECT($I$4&\"I\"&$A23))","v":"★"},{"$f":"IF(INDIRECT($I$4&\"J\"&$A23)=\"\",\"★\",INDIRECT($I$4&\"J\"&$A23))","v":"★"},{"$f":"IF(INDIRECT($I$4&\"K\"&$A23)=\"\",\"★\",INDIRECT($I$4&\"K\"&$A23))","v":"★"},{"$f":"IF(INDIRECT($I$4&\"N\"&$A23)=\"\",\"★\",INDIRECT($I$4&\"N\"&$A23))","v":"★"},{"$f":"IF(INDIRECT($I$4&\"O\"&$A23)=\"\",\"★\",INDIRECT($I$4&\"O\"&$A23))","v":"★"},{"$f":"IF(INDIRECT($I$4&\"L\"&$A23)=\"\",\"★\",INDIRECT($I$4&\"L\"&$A23))","v":"★"}]
[19,null,null,null,null,null,null,null,null,null,null,null,null,null,null,null,null,null,null,null,null,null,null,null,null,null,null,null,null,null,null,null,13,{"$f":"IF(INDIRECT($C$4&\"C\"&$A24)=\"\",\"★\",INDIRECT($C$4&\"C\"&$A24))","v":"★"},{"$f":"IF(INDIRECT($C$4&\"D\"&$A24)=\"\",\"★\",INDIRECT($C$4&\"D\"&$A24))","v":"★"},{"$f":"IF(INDIRECT($C$4&\"E\"&$A24)=\"\",\"★\",INDIRECT($C$4&\"E\"&$A24))","v":0},{"$f":"IF(INDIRECT($C$4&\"F\"&$A24)=\"\",\"★\",INDIRECT($C$4&\"F\"&$A24))","v":"★"},{"$f":"IF(INDIRECT($C$4&\"G\"&$A24)=\"\",\"★\",INDIRECT($C$4&\"G\"&$A24))","v":"★"},{"$f":"IF(INDIRECT($C$4&\"H\"&$A24)=\"\",\"★\",INDIRECT($C$4&\"H\"&$A24))","v":"★"},{"$f":"IF(INDIRECT($C$4&\"I\"&$A24)=\"\",\"★\",INDIRECT($C$4&\"I\"&$A24))","v":"★"},{"$f":"IF(INDIRECT($C$4&\"J\"&$A24)=\"\",\"★\",INDIRECT($C$4&\"J\"&$A24))","v":"★"},{"$f":"IF(INDIRECT($C$4&\"K\"&$A24)=\"\",\"★\",INDIRECT($C$4&\"K\"&$A24))","v":"★"},{"$f":"IF(INDIRECT($C$4&\"AC\"&$A24)=\"\",\"★\",INDIRECT($C$4&\"AC\"&$A24))","v":"★"},{"$f":"IF(INDIRECT($C$4&\"AD\"&$A24)=\"\",\"★\",INDIRECT($C$4&\"AD\"&$A24))","v":"★"},{"$f":"IF(INDIRECT($C$4&\"L\"&$A24)=\"\",\"★\",INDIRECT($C$4&\"L\"&$A24))","v":"★"},13,{"$f":"IF(INDIRECT($D$4&\"C\"&$A24)=\"\",\"★\",INDIRECT($D$4&\"C\"&$A24))","v":"★"},{"$f":"IF(INDIRECT($D$4&\"D\"&$A24)=\"\",\"★\",INDIRECT($D$4&\"D\"&$A24))","v":"★"},{"$f":"IF(INDIRECT($D$4&\"E\"&$A24)=\"\",\"★\",INDIRECT($D$4&\"E\"&$A24))","v":0},{"$f":"IF(INDIRECT($D$4&\"F\"&$A24)=\"\",\"★\",INDIRECT($D$4&\"F\"&$A24))","v":"★"},{"$f":"IF(INDIRECT($D$4&\"G\"&$A24)=\"\",\"★\",INDIRECT($D$4&\"G\"&$A24))","v":"★"},{"$f":"IF(INDIRECT($D$4&\"H\"&$A24)=\"\",\"★\",INDIRECT($D$4&\"H\"&$A24))","v":"★"},{"$f":"IF(INDIRECT($D$4&\"I\"&$A24)=\"\",\"★\",INDIRECT($D$4&\"I\"&$A24))","v":"★"},{"$f":"IF(INDIRECT($D$4&\"J\"&$A24)=\"\",\"★\",INDIRECT($D$4&\"J\"&$A24))","v":"★"},{"$f":"IF(INDIRECT($D$4&\"K\"&$A24)=\"\",\"★\",INDIRECT($D$4&\"K\"&$A24))","v":"★"},{"$f":"IF(INDIRECT($D$4&\"AC\"&$A24)=\"\",\"★\",INDIRECT($D$4&\"AC\"&$A24))","v":"★"},{"$f":"IF(INDIRECT($D$4&\"AD\"&$A24)=\"\",\"★\",INDIRECT($D$4&\"AD\"&$A24))","v":"★"},{"$f":"IF(INDIRECT($D$4&\"L\"&$A24)=\"\",\"★\",INDIRECT($D$4&\"L\"&$A24))","v":"★"},13,{"$f":"IF(INDIRECT($E$4&\"C\"&$A24)=\"\",\"★\",INDIRECT($E$4&\"C\"&$A24))","v":"★"},{"$f":"IF(INDIRECT($E$4&\"D\"&$A24)=\"\",\"★\",INDIRECT($E$4&\"D\"&$A24))","v":"★"},{"$f":"IF(INDIRECT($E$4&\"E\"&$A24)=\"\",\"★\",INDIRECT($E$4&\"E\"&$A24))","v":0},{"$f":"IF(INDIRECT($E$4&\"F\"&$A24)=\"\",\"★\",INDIRECT($E$4&\"F\"&$A24))","v":"★"},{"$f":"IF(INDIRECT($E$4&\"G\"&$A24)=\"\",\"★\",INDIRECT($E$4&\"G\"&$A24))","v":"★"},{"$f":"IF(INDIRECT($E$4&\"H\"&$A24)=\"\",\"★\",INDIRECT($E$4&\"H\"&$A24))","v":"★"},{"$f":"IF(INDIRECT($E$4&\"I\"&$A24)=\"\",\"★\",INDIRECT($E$4&\"I\"&$A24))","v":"★"},{"$f":"IF(INDIRECT($E$4&\"J\"&$A24)=\"\",\"★\",INDIRECT($E$4&\"J\"&$A24))","v":"★"},{"$f":"IF(INDIRECT($E$4&\"K\"&$A24)=\"\",\"★\",INDIRECT($E$4&\"K\"&$A24))","v":"★"},{"$f":"IF(INDIRECT($E$4&\"AC\"&$A24)=\"\",\"★\",INDIRECT($E$4&\"AC\"&$A24))","v":"★"},{"$f":"IF(INDIRECT($E$4&\"AD\"&$A24)=\"\",\"★\",INDIRECT($E$4&\"AD\"&$A24))","v":"★"},{"$f":"IF(INDIRECT($E$4&\"L\"&$A24)=\"\",\"★\",INDIRECT($E$4&\"L\"&$A24))","v":"★"},null,null,null,null,null,null,null,null,null,null,null,null,null,null,13,{"$f":"IF(INDIRECT($G$4&\"C\"&$A24)=\"\",\"★\",INDIRECT($G$4&\"C\"&$A24))","v":"★"},{"$f":"IF(INDIRECT($G$4&\"D\"&$A24)=\"\",\"★\",INDIRECT($G$4&\"D\"&$A24))","v":"★"},{"$f":"IF(INDIRECT($G$4&\"E\"&$A24)=\"\",\"★\",INDIRECT($G$4&\"E\"&$A24))","v":"★"},{"$f":"IF(INDIRECT($G$4&\"F\"&$A24)=\"\",\"★\",INDIRECT($G$4&\"F\"&$A24))","v":"★"},{"$f":"IF(INDIRECT($G$4&\"G\"&$A24)=\"\",\"★\",INDIRECT($G$4&\"G\"&$A24))","v":"★"},{"$f":"IF(INDIRECT($G$4&\"H\"&$A24)=\"\",\"★\",INDIRECT($G$4&\"H\"&$A24))","v":"★"},{"$f":"IF(INDIRECT($G$4&\"I\"&$A24)=\"\",\"★\",INDIRECT($G$4&\"I\"&$A24))","v":"★"},{"$f":"IF(INDIRECT($G$4&\"J\"&$A24)=\"\",\"★\",INDIRECT($G$4&\"J\"&$A24))","v":"★"},{"$f":"IF(INDIRECT($G$4&\"K\"&$A24)=\"\",\"★\",INDIRECT($G$4&\"K\"&$A24))","v":"★"},{"$f":"IF(INDIRECT($G$4&\"N\"&$A24)=\"\",\"★\",INDIRECT($G$4&\"N\"&$A24))","v":"★"},{"$f":"IF(INDIRECT($G$4&\"O\"&$A24)=\"\",\"★\",INDIRECT($G$4&\"O\"&$A24))","v":"★"},{"$f":"IF(INDIRECT($G$4&\"L\"&$A24)=\"\",\"★\",INDIRECT($G$4&\"L\"&$A24))","v":"★"},13,{"$f":"IF(INDIRECT($H$4&\"C\"&$A24)=\"\",\"★\",INDIRECT($H$4&\"C\"&$A24))","v":"★"},{"$f":"IF(INDIRECT($H$4&\"D\"&$A24)=\"\",\"★\",INDIRECT($H$4&\"D\"&$A24))","v":"★"},{"$f":"IF(INDIRECT($H$4&\"E\"&$A24)=\"\",\"★\",INDIRECT($H$4&\"E\"&$A24))","v":"★"},{"$f":"IF(INDIRECT($H$4&\"F\"&$A24)=\"\",\"★\",INDIRECT($H$4&\"F\"&$A24))","v":"★"},{"$f":"IF(INDIRECT($H$4&\"G\"&$A24)=\"\",\"★\",INDIRECT($H$4&\"G\"&$A24))","v":"★"},{"$f":"IF(INDIRECT($H$4&\"H\"&$A24)=\"\",\"★\",INDIRECT($H$4&\"H\"&$A24))","v":"★"},{"$f":"IF(INDIRECT($H$4&\"I\"&$A24)=\"\",\"★\",INDIRECT($H$4&\"I\"&$A24))","v":"★"},{"$f":"IF(INDIRECT($H$4&\"J\"&$A24)=\"\",\"★\",INDIRECT($H$4&\"J\"&$A24))","v":"★"},{"$f":"IF(INDIRECT($H$4&\"K\"&$A24)=\"\",\"★\",INDIRECT($H$4&\"K\"&$A24))","v":"★"},{"$f":"IF(INDIRECT($H$4&\"N\"&$A24)=\"\",\"★\",INDIRECT($H$4&\"N\"&$A24))","v":"★"},{"$f":"IF(INDIRECT($H$4&\"O\"&$A24)=\"\",\"★\",INDIRECT($H$4&\"O\"&$A24))","v":"★"},{"$f":"IF(INDIRECT($H$4&\"L\"&$A24)=\"\",\"★\",INDIRECT($H$4&\"L\"&$A24))","v":"★"},13,{"$f":"IF(INDIRECT($I$4&\"C\"&$A24)=\"\",\"★\",INDIRECT($I$4&\"C\"&$A24))","v":"★"},{"$f":"IF(INDIRECT($I$4&\"D\"&$A24)=\"\",\"★\",INDIRECT($I$4&\"D\"&$A24))","v":"★"},{"$f":"IF(INDIRECT($I$4&\"E\"&$A24)=\"\",\"★\",INDIRECT($I$4&\"E\"&$A24))","v":"★"},{"$f":"IF(INDIRECT($I$4&\"F\"&$A24)=\"\",\"★\",INDIRECT($I$4&\"F\"&$A24))","v":"★"},{"$f":"IF(INDIRECT($I$4&\"G\"&$A24)=\"\",\"★\",INDIRECT($I$4&\"G\"&$A24))","v":"★"},{"$f":"IF(INDIRECT($I$4&\"H\"&$A24)=\"\",\"★\",INDIRECT($I$4&\"H\"&$A24))","v":"★"},{"$f":"IF(INDIRECT($I$4&\"I\"&$A24)=\"\",\"★\",INDIRECT($I$4&\"I\"&$A24))","v":"★"},{"$f":"IF(INDIRECT($I$4&\"J\"&$A24)=\"\",\"★\",INDIRECT($I$4&\"J\"&$A24))","v":"★"},{"$f":"IF(INDIRECT($I$4&\"K\"&$A24)=\"\",\"★\",INDIRECT($I$4&\"K\"&$A24))","v":"★"},{"$f":"IF(INDIRECT($I$4&\"N\"&$A24)=\"\",\"★\",INDIRECT($I$4&\"N\"&$A24))","v":"★"},{"$f":"IF(INDIRECT($I$4&\"O\"&$A24)=\"\",\"★\",INDIRECT($I$4&\"O\"&$A24))","v":"★"},{"$f":"IF(INDIRECT($I$4&\"L\"&$A24)=\"\",\"★\",INDIRECT($I$4&\"L\"&$A24))","v":"★"}]
[20,null,null,null,null,null,null,null,null,null,null,null,null,null,null,null,null,null,null,null,null,null,null,null,null,null,null,null,null,null,null,null,14,{"$f":"IF(INDIRECT($C$4&\"C\"&$A25)=\"\",\"★\",INDIRECT($C$4&\"C\"&$A25))","v":"★"},{"$f":"IF(INDIRECT($C$4&\"D\"&$A25)=\"\",\"★\",INDIRECT($C$4&\"D\"&$A25))","v":"★"},{"$f":"IF(INDIRECT($C$4&\"E\"&$A25)=\"\",\"★\",INDIRECT($C$4&\"E\"&$A25))","v":0},{"$f":"IF(INDIRECT($C$4&\"F\"&$A25)=\"\",\"★\",INDIRECT($C$4&\"F\"&$A25))","v":"★"},{"$f":"IF(INDIRECT($C$4&\"G\"&$A25)=\"\",\"★\",INDIRECT($C$4&\"G\"&$A25))","v":"★"},{"$f":"IF(INDIRECT($C$4&\"H\"&$A25)=\"\",\"★\",INDIRECT($C$4&\"H\"&$A25))","v":"★"},{"$f":"IF(INDIRECT($C$4&\"I\"&$A25)=\"\",\"★\",INDIRECT($C$4&\"I\"&$A25))","v":"★"},{"$f":"IF(INDIRECT($C$4&\"J\"&$A25)=\"\",\"★\",INDIRECT($C$4&\"J\"&$A25))","v":"★"},{"$f":"IF(INDIRECT($C$4&\"K\"&$A25)=\"\",\"★\",INDIRECT($C$4&\"K\"&$A25))","v":"★"},{"$f":"IF(INDIRECT($C$4&\"AC\"&$A25)=\"\",\"★\",INDIRECT($C$4&\"AC\"&$A25))","v":"★"},{"$f":"IF(INDIRECT($C$4&\"AD\"&$A25)=\"\",\"★\",INDIRECT($C$4&\"AD\"&$A25))","v":"★"},{"$f":"IF(INDIRECT($C$4&\"L\"&$A25)=\"\",\"★\",INDIRECT($C$4&\"L\"&$A25))","v":"★"},14,{"$f":"IF(INDIRECT($D$4&\"C\"&$A25)=\"\",\"★\",INDIRECT($D$4&\"C\"&$A25))","v":"★"},{"$f":"IF(INDIRECT($D$4&\"D\"&$A25)=\"\",\"★\",INDIRECT($D$4&\"D\"&$A25))","v":"★"},{"$f":"IF(INDIRECT($D$4&\"E\"&$A25)=\"\",\"★\",INDIRECT($D$4&\"E\"&$A25))","v":0},{"$f":"IF(INDIRECT($D$4&\"F\"&$A25)=\"\",\"★\",INDIRECT($D$4&\"F\"&$A25))","v":"★"},{"$f":"IF(INDIRECT($D$4&\"G\"&$A25)=\"\",\"★\",INDIRECT($D$4&\"G\"&$A25))","v":"★"},{"$f":"IF(INDIRECT($D$4&\"H\"&$A25)=\"\",\"★\",INDIRECT($D$4&\"H\"&$A25))","v":"★"},{"$f":"IF(INDIRECT($D$4&\"I\"&$A25)=\"\",\"★\",INDIRECT($D$4&\"I\"&$A25))","v":"★"},{"$f":"IF(INDIRECT($D$4&\"J\"&$A25)=\"\",\"★\",INDIRECT($D$4&\"J\"&$A25))","v":"★"},{"$f":"IF(INDIRECT($D$4&\"K\"&$A25)=\"\",\"★\",INDIRECT($D$4&\"K\"&$A25))","v":"★"},{"$f":"IF(INDIRECT($D$4&\"AC\"&$A25)=\"\",\"★\",INDIRECT($D$4&\"AC\"&$A25))","v":"★"},{"$f":"IF(INDIRECT($D$4&\"AD\"&$A25)=\"\",\"★\",INDIRECT($D$4&\"AD\"&$A25))","v":"★"},{"$f":"IF(INDIRECT($D$4&\"L\"&$A25)=\"\",\"★\",INDIRECT($D$4&\"L\"&$A25))","v":"★"},14,{"$f":"IF(INDIRECT($E$4&\"C\"&$A25)=\"\",\"★\",INDIRECT($E$4&\"C\"&$A25))","v":"★"},{"$f":"IF(INDIRECT($E$4&\"D\"&$A25)=\"\",\"★\",INDIRECT($E$4&\"D\"&$A25))","v":"★"},{"$f":"IF(INDIRECT($E$4&\"E\"&$A25)=\"\",\"★\",INDIRECT($E$4&\"E\"&$A25))","v":0},{"$f":"IF(INDIRECT($E$4&\"F\"&$A25)=\"\",\"★\",INDIRECT($E$4&\"F\"&$A25))","v":"★"},{"$f":"IF(INDIRECT($E$4&\"G\"&$A25)=\"\",\"★\",INDIRECT($E$4&\"G\"&$A25))","v":"★"},{"$f":"IF(INDIRECT($E$4&\"H\"&$A25)=\"\",\"★\",INDIRECT($E$4&\"H\"&$A25))","v":"★"},{"$f":"IF(INDIRECT($E$4&\"I\"&$A25)=\"\",\"★\",INDIRECT($E$4&\"I\"&$A25))","v":"★"},{"$f":"IF(INDIRECT($E$4&\"J\"&$A25)=\"\",\"★\",INDIRECT($E$4&\"J\"&$A25))","v":"★"},{"$f":"IF(INDIRECT($E$4&\"K\"&$A25)=\"\",\"★\",INDIRECT($E$4&\"K\"&$A25))","v":"★"},{"$f":"IF(INDIRECT($E$4&\"AC\"&$A25)=\"\",\"★\",INDIRECT($E$4&\"AC\"&$A25))","v":"★"},{"$f":"IF(INDIRECT($E$4&\"AD\"&$A25)=\"\",\"★\",INDIRECT($E$4&\"AD\"&$A25))","v":"★"},{"$f":"IF(INDIRECT($E$4&\"L\"&$A25)=\"\",\"★\",INDIRECT($E$4&\"L\"&$A25))","v":"★"},null,null,null,null,null,null,null,null,null,null,null,null,null,null,14,{"$f":"IF(INDIRECT($G$4&\"C\"&$A25)=\"\",\"★\",INDIRECT($G$4&\"C\"&$A25))","v":"★"},{"$f":"IF(INDIRECT($G$4&\"D\"&$A25)=\"\",\"★\",INDIRECT($G$4&\"D\"&$A25))","v":"★"},{"$f":"IF(INDIRECT($G$4&\"E\"&$A25)=\"\",\"★\",INDIRECT($G$4&\"E\"&$A25))","v":"★"},{"$f":"IF(INDIRECT($G$4&\"F\"&$A25)=\"\",\"★\",INDIRECT($G$4&\"F\"&$A25))","v":"★"},{"$f":"IF(INDIRECT($G$4&\"G\"&$A25)=\"\",\"★\",INDIRECT($G$4&\"G\"&$A25))","v":"★"},{"$f":"IF(INDIRECT($G$4&\"H\"&$A25)=\"\",\"★\",INDIRECT($G$4&\"H\"&$A25))","v":"★"},{"$f":"IF(INDIRECT($G$4&\"I\"&$A25)=\"\",\"★\",INDIRECT($G$4&\"I\"&$A25))","v":"★"},{"$f":"IF(INDIRECT($G$4&\"J\"&$A25)=\"\",\"★\",INDIRECT($G$4&\"J\"&$A25))","v":"★"},{"$f":"IF(INDIRECT($G$4&\"K\"&$A25)=\"\",\"★\",INDIRECT($G$4&\"K\"&$A25))","v":"★"},{"$f":"IF(INDIRECT($G$4&\"N\"&$A25)=\"\",\"★\",INDIRECT($G$4&\"N\"&$A25))","v":"★"},{"$f":"IF(INDIRECT($G$4&\"O\"&$A25)=\"\",\"★\",INDIRECT($G$4&\"O\"&$A25))","v":"★"},{"$f":"IF(INDIRECT($G$4&\"L\"&$A25)=\"\",\"★\",INDIRECT($G$4&\"L\"&$A25))","v":"★"},14,{"$f":"IF(INDIRECT($H$4&\"C\"&$A25)=\"\",\"★\",INDIRECT($H$4&\"C\"&$A25))","v":"★"},{"$f":"IF(INDIRECT($H$4&\"D\"&$A25)=\"\",\"★\",INDIRECT($H$4&\"D\"&$A25))","v":"★"},{"$f":"IF(INDIRECT($H$4&\"E\"&$A25)=\"\",\"★\",INDIRECT($H$4&\"E\"&$A25))","v":"★"},{"$f":"IF(INDIRECT($H$4&\"F\"&$A25)=\"\",\"★\",INDIRECT($H$4&\"F\"&$A25))","v":"★"},{"$f":"IF(INDIRECT($H$4&\"G\"&$A25)=\"\",\"★\",INDIRECT($H$4&\"G\"&$A25))","v":"★"},{"$f":"IF(INDIRECT($H$4&\"H\"&$A25)=\"\",\"★\",INDIRECT($H$4&\"H\"&$A25))","v":"★"},{"$f":"IF(INDIRECT($H$4&\"I\"&$A25)=\"\",\"★\",INDIRECT($H$4&\"I\"&$A25))","v":"★"},{"$f":"IF(INDIRECT($H$4&\"J\"&$A25)=\"\",\"★\",INDIRECT($H$4&\"J\"&$A25))","v":"★"},{"$f":"IF(INDIRECT($H$4&\"K\"&$A25)=\"\",\"★\",INDIRECT($H$4&\"K\"&$A25))","v":"★"},{"$f":"IF(INDIRECT($H$4&\"N\"&$A25)=\"\",\"★\",INDIRECT($H$4&\"N\"&$A25))","v":"★"},{"$f":"IF(INDIRECT($H$4&\"O\"&$A25)=\"\",\"★\",INDIRECT($H$4&\"O\"&$A25))","v":"★"},{"$f":"IF(INDIRECT($H$4&\"L\"&$A25)=\"\",\"★\",INDIRECT($H$4&\"L\"&$A25))","v":"★"},14,{"$f":"IF(INDIRECT($I$4&\"C\"&$A25)=\"\",\"★\",INDIRECT($I$4&\"C\"&$A25))","v":"★"},{"$f":"IF(INDIRECT($I$4&\"D\"&$A25)=\"\",\"★\",INDIRECT($I$4&\"D\"&$A25))","v":"★"},{"$f":"IF(INDIRECT($I$4&\"E\"&$A25)=\"\",\"★\",INDIRECT($I$4&\"E\"&$A25))","v":"★"},{"$f":"IF(INDIRECT($I$4&\"F\"&$A25)=\"\",\"★\",INDIRECT($I$4&\"F\"&$A25))","v":"★"},{"$f":"IF(INDIRECT($I$4&\"G\"&$A25)=\"\",\"★\",INDIRECT($I$4&\"G\"&$A25))","v":"★"},{"$f":"IF(INDIRECT($I$4&\"H\"&$A25)=\"\",\"★\",INDIRECT($I$4&\"H\"&$A25))","v":"★"},{"$f":"IF(INDIRECT($I$4&\"I\"&$A25)=\"\",\"★\",INDIRECT($I$4&\"I\"&$A25))","v":"★"},{"$f":"IF(INDIRECT($I$4&\"J\"&$A25)=\"\",\"★\",INDIRECT($I$4&\"J\"&$A25))","v":"★"},{"$f":"IF(INDIRECT($I$4&\"K\"&$A25)=\"\",\"★\",INDIRECT($I$4&\"K\"&$A25))","v":"★"},{"$f":"IF(INDIRECT($I$4&\"N\"&$A25)=\"\",\"★\",INDIRECT($I$4&\"N\"&$A25))","v":"★"},{"$f":"IF(INDIRECT($I$4&\"O\"&$A25)=\"\",\"★\",INDIRECT($I$4&\"O\"&$A25))","v":"★"},{"$f":"IF(INDIRECT($I$4&\"L\"&$A25)=\"\",\"★\",INDIRECT($I$4&\"L\"&$A25))","v":"★"}]
[21,null,null,null,null,null,null,null,null,null,null,null,null,null,null,null,null,null,null,null,null,null,null,null,null,null,null,null,null,null,null,null,15,{"$f":"IF(INDIRECT($C$4&\"C\"&$A26)=\"\",\"★\",INDIRECT($C$4&\"C\"&$A26))","v":"★"},{"$f":"IF(INDIRECT($C$4&\"D\"&$A26)=\"\",\"★\",INDIRECT($C$4&\"D\"&$A26))","v":"★"},{"$f":"IF(INDIRECT($C$4&\"E\"&$A26)=\"\",\"★\",INDIRECT($C$4&\"E\"&$A26))","v":0},{"$f":"IF(INDIRECT($C$4&\"F\"&$A26)=\"\",\"★\",INDIRECT($C$4&\"F\"&$A26))","v":"★"},{"$f":"IF(INDIRECT($C$4&\"G\"&$A26)=\"\",\"★\",INDIRECT($C$4&\"G\"&$A26))","v":"★"},{"$f":"IF(INDIRECT($C$4&\"H\"&$A26)=\"\",\"★\",INDIRECT($C$4&\"H\"&$A26))","v":"★"},{"$f":"IF(INDIRECT($C$4&\"I\"&$A26)=\"\",\"★\",INDIRECT($C$4&\"I\"&$A26))","v":"★"},{"$f":"IF(INDIRECT($C$4&\"J\"&$A26)=\"\",\"★\",INDIRECT($C$4&\"J\"&$A26))","v":"★"},{"$f":"IF(INDIRECT($C$4&\"K\"&$A26)=\"\",\"★\",INDIRECT($C$4&\"K\"&$A26))","v":"★"},{"$f":"IF(INDIRECT($C$4&\"AC\"&$A26)=\"\",\"★\",INDIRECT($C$4&\"AC\"&$A26))","v":"★"},{"$f":"IF(INDIRECT($C$4&\"AD\"&$A26)=\"\",\"★\",INDIRECT($C$4&\"AD\"&$A26))","v":"★"},{"$f":"IF(INDIRECT($C$4&\"L\"&$A26)=\"\",\"★\",INDIRECT($C$4&\"L\"&$A26))","v":"★"},15,{"$f":"IF(INDIRECT($D$4&\"C\"&$A26)=\"\",\"★\",INDIRECT($D$4&\"C\"&$A26))","v":"★"},{"$f":"IF(INDIRECT($D$4&\"D\"&$A26)=\"\",\"★\",INDIRECT($D$4&\"D\"&$A26))","v":"★"},{"$f":"IF(INDIRECT($D$4&\"E\"&$A26)=\"\",\"★\",INDIRECT($D$4&\"E\"&$A26))","v":0},{"$f":"IF(INDIRECT($D$4&\"F\"&$A26)=\"\",\"★\",INDIRECT($D$4&\"F\"&$A26))","v":"★"},{"$f":"IF(INDIRECT($D$4&\"G\"&$A26)=\"\",\"★\",INDIRECT($D$4&\"G\"&$A26))","v":"★"},{"$f":"IF(INDIRECT($D$4&\"H\"&$A26)=\"\",\"★\",INDIRECT($D$4&\"H\"&$A26))","v":"★"},{"$f":"IF(INDIRECT($D$4&\"I\"&$A26)=\"\",\"★\",INDIRECT($D$4&\"I\"&$A26))","v":"★"},{"$f":"IF(INDIRECT($D$4&\"J\"&$A26)=\"\",\"★\",INDIRECT($D$4&\"J\"&$A26))","v":"★"},{"$f":"IF(INDIRECT($D$4&\"K\"&$A26)=\"\",\"★\",INDIRECT($D$4&\"K\"&$A26))","v":"★"},{"$f":"IF(INDIRECT($D$4&\"AC\"&$A26)=\"\",\"★\",INDIRECT($D$4&\"AC\"&$A26))","v":"★"},{"$f":"IF(INDIRECT($D$4&\"AD\"&$A26)=\"\",\"★\",INDIRECT($D$4&\"AD\"&$A26))","v":"★"},{"$f":"IF(INDIRECT($D$4&\"L\"&$A26)=\"\",\"★\",INDIRECT($D$4&\"L\"&$A26))","v":"★"},15,{"$f":"IF(INDIRECT($E$4&\"C\"&$A26)=\"\",\"★\",INDIRECT($E$4&\"C\"&$A26))","v":"★"},{"$f":"IF(INDIRECT($E$4&\"D\"&$A26)=\"\",\"★\",INDIRECT($E$4&\"D\"&$A26))","v":"★"},{"$f":"IF(INDIRECT($E$4&\"E\"&$A26)=\"\",\"★\",INDIRECT($E$4&\"E\"&$A26))","v":0},{"$f":"IF(INDIRECT($E$4&\"F\"&$A26)=\"\",\"★\",INDIRECT($E$4&\"F\"&$A26))","v":"★"},{"$f":"IF(INDIRECT($E$4&\"G\"&$A26)=\"\",\"★\",INDIRECT($E$4&\"G\"&$A26))","v":"★"},{"$f":"IF(INDIRECT($E$4&\"H\"&$A26)=\"\",\"★\",INDIRECT($E$4&\"H\"&$A26))","v":"★"},{"$f":"IF(INDIRECT($E$4&\"I\"&$A26)=\"\",\"★\",INDIRECT($E$4&\"I\"&$A26))","v":"★"},{"$f":"IF(INDIRECT($E$4&\"J\"&$A26)=\"\",\"★\",INDIRECT($E$4&\"J\"&$A26))","v":"★"},{"$f":"IF(INDIRECT($E$4&\"K\"&$A26)=\"\",\"★\",INDIRECT($E$4&\"K\"&$A26))","v":"★"},{"$f":"IF(INDIRECT($E$4&\"AC\"&$A26)=\"\",\"★\",INDIRECT($E$4&\"AC\"&$A26))","v":"★"},{"$f":"IF(INDIRECT($E$4&\"AD\"&$A26)=\"\",\"★\",INDIRECT($E$4&\"AD\"&$A26))","v":"★"},{"$f":"IF(INDIRECT($E$4&\"L\"&$A26)=\"\",\"★\",INDIRECT($E$4&\"L\"&$A26))","v":"★"},null,null,null,null,null,null,null,null,null,null,null,null,null,null,15,{"$f":"IF(INDIRECT($G$4&\"C\"&$A26)=\"\",\"★\",INDIRECT($G$4&\"C\"&$A26))","v":"★"},{"$f":"IF(INDIRECT($G$4&\"D\"&$A26)=\"\",\"★\",INDIRECT($G$4&\"D\"&$A26))","v":"★"},{"$f":"IF(INDIRECT($G$4&\"E\"&$A26)=\"\",\"★\",INDIRECT($G$4&\"E\"&$A26))","v":"★"},{"$f":"IF(INDIRECT($G$4&\"F\"&$A26)=\"\",\"★\",INDIRECT($G$4&\"F\"&$A26))","v":"★"},{"$f":"IF(INDIRECT($G$4&\"G\"&$A26)=\"\",\"★\",INDIRECT($G$4&\"G\"&$A26))","v":"★"},{"$f":"IF(INDIRECT($G$4&\"H\"&$A26)=\"\",\"★\",INDIRECT($G$4&\"H\"&$A26))","v":"★"},{"$f":"IF(INDIRECT($G$4&\"I\"&$A26)=\"\",\"★\",INDIRECT($G$4&\"I\"&$A26))","v":"★"},{"$f":"IF(INDIRECT($G$4&\"J\"&$A26)=\"\",\"★\",INDIRECT($G$4&\"J\"&$A26))","v":"★"},{"$f":"IF(INDIRECT($G$4&\"K\"&$A26)=\"\",\"★\",INDIRECT($G$4&\"K\"&$A26))","v":"★"},{"$f":"IF(INDIRECT($G$4&\"N\"&$A26)=\"\",\"★\",INDIRECT($G$4&\"N\"&$A26))","v":"★"},{"$f":"IF(INDIRECT($G$4&\"O\"&$A26)=\"\",\"★\",INDIRECT($G$4&\"O\"&$A26))","v":"★"},{"$f":"IF(INDIRECT($G$4&\"L\"&$A26)=\"\",\"★\",INDIRECT($G$4&\"L\"&$A26))","v":"★"},15,{"$f":"IF(INDIRECT($H$4&\"C\"&$A26)=\"\",\"★\",INDIRECT($H$4&\"C\"&$A26))","v":"★"},{"$f":"IF(INDIRECT($H$4&\"D\"&$A26)=\"\",\"★\",INDIRECT($H$4&\"D\"&$A26))","v":"★"},{"$f":"IF(INDIRECT($H$4&\"E\"&$A26)=\"\",\"★\",INDIRECT($H$4&\"E\"&$A26))","v":"★"},{"$f":"IF(INDIRECT($H$4&\"F\"&$A26)=\"\",\"★\",INDIRECT($H$4&\"F\"&$A26))","v":"★"},{"$f":"IF(INDIRECT($H$4&\"G\"&$A26)=\"\",\"★\",INDIRECT($H$4&\"G\"&$A26))","v":"★"},{"$f":"IF(INDIRECT($H$4&\"H\"&$A26)=\"\",\"★\",INDIRECT($H$4&\"H\"&$A26))","v":"★"},{"$f":"IF(INDIRECT($H$4&\"I\"&$A26)=\"\",\"★\",INDIRECT($H$4&\"I\"&$A26))","v":"★"},{"$f":"IF(INDIRECT($H$4&\"J\"&$A26)=\"\",\"★\",INDIRECT($H$4&\"J\"&$A26))","v":"★"},{"$f":"IF(INDIRECT($H$4&\"K\"&$A26)=\"\",\"★\",INDIRECT($H$4&\"K\"&$A26))","v":"★"},{"$f":"IF(INDIRECT($H$4&\"N\"&$A26)=\"\",\"★\",INDIRECT($H$4&\"N\"&$A26))","v":"★"},{"$f":"IF(INDIRECT($H$4&\"O\"&$A26)=\"\",\"★\",INDIRECT($H$4&\"O\"&$A26))","v":"★"},{"$f":"IF(INDIRECT($H$4&\"L\"&$A26)=\"\",\"★\",INDIRECT($H$4&\"L\"&$A26))","v":"★"},15,{"$f":"IF(INDIRECT($I$4&\"C\"&$A26)=\"\",\"★\",INDIRECT($I$4&\"C\"&$A26))","v":"★"},{"$f":"IF(INDIRECT($I$4&\"D\"&$A26)=\"\",\"★\",INDIRECT($I$4&\"D\"&$A26))","v":"★"},{"$f":"IF(INDIRECT($I$4&\"E\"&$A26)=\"\",\"★\",INDIRECT($I$4&\"E\"&$A26))","v":"★"},{"$f":"IF(INDIRECT($I$4&\"F\"&$A26)=\"\",\"★\",INDIRECT($I$4&\"F\"&$A26))","v":"★"},{"$f":"IF(INDIRECT($I$4&\"G\"&$A26)=\"\",\"★\",INDIRECT($I$4&\"G\"&$A26))","v":"★"},{"$f":"IF(INDIRECT($I$4&\"H\"&$A26)=\"\",\"★\",INDIRECT($I$4&\"H\"&$A26))","v":"★"},{"$f":"IF(INDIRECT($I$4&\"I\"&$A26)=\"\",\"★\",INDIRECT($I$4&\"I\"&$A26))","v":"★"},{"$f":"IF(INDIRECT($I$4&\"J\"&$A26)=\"\",\"★\",INDIRECT($I$4&\"J\"&$A26))","v":"★"},{"$f":"IF(INDIRECT($I$4&\"K\"&$A26)=\"\",\"★\",INDIRECT($I$4&\"K\"&$A26))","v":"★"},{"$f":"IF(INDIRECT($I$4&\"N\"&$A26)=\"\",\"★\",INDIRECT($I$4&\"N\"&$A26))","v":"★"},{"$f":"IF(INDIRECT($I$4&\"O\"&$A26)=\"\",\"★\",INDIRECT($I$4&\"O\"&$A26))","v":"★"},{"$f":"IF(INDIRECT($I$4&\"L\"&$A26)=\"\",\"★\",INDIRECT($I$4&\"L\"&$A26))","v":"★"}]
[22,null,null,null,null,null,null,null,null,null,null,null,null,null,null,null,null,null,null,null,null,null,null,null,null,null,null,null,null,null,null,null,16,{"$f":"IF(INDIRECT($C$4&\"C\"&$A27)=\"\",\"★\",INDIRECT($C$4&\"C\"&$A27))","v":"★"},{"$f":"IF(INDIRECT($C$4&\"D\"&$A27)=\"\",\"★\",INDIRECT($C$4&\"D\"&$A27))","v":"その他（要：備考欄への詳細記載）"},{"$f":"IF(INDIRECT($C$4&\"E\"&$A27)=\"\",\"★\",INDIRECT($C$4&\"E\"&$A27))","v":0},{"$f":"IF(INDIRECT($C$4&\"F\"&$A27)=\"\",\"★\",INDIRECT($C$4&\"F\"&$A27))","v":"★"},{"$f":"IF(INDIRECT($C$4&\"G\"&$A27)=\"\",\"★\",INDIRECT($C$4&\"G\"&$A27))","v":"★"},{"$f":"IF(INDIRECT($C$4&\"H\"&$A27)=\"\",\"★\",INDIRECT($C$4&\"H\"&$A27))","v":"★"},{"$f":"IF(INDIRECT($C$4&\"I\"&$A27)=\"\",\"★\",INDIRECT($C$4&\"I\"&$A27))","v":"★"},{"$f":"IF(INDIRECT($C$4&\"J\"&$A27)=\"\",\"★\",INDIRECT($C$4&\"J\"&$A27))","v":"★"},{"$f":"IF(INDIRECT($C$4&\"K\"&$A27)=\"\",\"★\",INDIRECT($C$4&\"K\"&$A27))","v":"★"},{"$f":"IF(INDIRECT($C$4&\"AC\"&$A27)=\"\",\"★\",INDIRECT($C$4&\"AC\"&$A27))","v":"---"},{"$f":"IF(INDIRECT($C$4&\"AD\"&$A27)=\"\",\"★\",INDIRECT($C$4&\"AD\"&$A27))","v":"---"},{"$f":"IF(INDIRECT($C$4&\"L\"&$A27)=\"\",\"★\",INDIRECT($C$4&\"L\"&$A27))","v":"★"},16,{"$f":"IF(INDIRECT($D$4&\"C\"&$A27)=\"\",\"★\",INDIRECT($D$4&\"C\"&$A27))","v":"★"},{"$f":"IF(INDIRECT($D$4&\"D\"&$A27)=\"\",\"★\",INDIRECT($D$4&\"D\"&$A27))","v":"その他（要：備考欄への詳細記載）"},{"$f":"IF(INDIRECT($D$4&\"E\"&$A27)=\"\",\"★\",INDIRECT($D$4&\"E\"&$A27))","v":0},{"$f":"IF(INDIRECT($D$4&\"F\"&$A27)=\"\",\"★\",INDIRECT($D$4&\"F\"&$A27))","v":"★"},{"$f":"IF(INDIRECT($D$4&\"G\"&$A27)=\"\",\"★\",INDIRECT($D$4&\"G\"&$A27))","v":"★"},{"$f":"IF(INDIRECT($D$4&\"H\"&$A27)=\"\",\"★\",INDIRECT($D$4&\"H\"&$A27))","v":"★"},{"$f":"IF(INDIRECT($D$4&\"I\"&$A27)=\"\",\"★\",INDIRECT($D$4&\"I\"&$A27))","v":"★"},{"$f":"IF(INDIRECT($D$4&\"J\"&$A27)=\"\",\"★\",INDIRECT($D$4&\"J\"&$A27))","v":"★"},{"$f":"IF(INDIRECT($D$4&\"K\"&$A27)=\"\",\"★\",INDIRECT($D$4&\"K\"&$A27))","v":"★"},{"$f":"IF(INDIRECT($D$4&\"AC\"&$A27)=\"\",\"★\",INDIRECT($D$4&\"AC\"&$A27))","v":"---"},{"$f":"IF(INDIRECT($D$4&\"AD\"&$A27)=\"\",\"★\",INDIRECT($D$4&\"AD\"&$A27))","v":"---"},{"$f":"IF(INDIRECT($D$4&\"L\"&$A27)=\"\",\"★\",INDIRECT($D$4&\"L\"&$A27))","v":"★"},16,{"$f":"IF(INDIRECT($E$4&\"C\"&$A27)=\"\",\"★\",INDIRECT($E$4&\"C\"&$A27))","v":"★"},{"$f":"IF(INDIRECT($E$4&\"D\"&$A27)=\"\",\"★\",INDIRECT($E$4&\"D\"&$A27))","v":"その他（要：備考欄への詳細記載）"},{"$f":"IF(INDIRECT($E$4&\"E\"&$A27)=\"\",\"★\",INDIRECT($E$4&\"E\"&$A27))","v":0},{"$f":"IF(INDIRECT($E$4&\"F\"&$A27)=\"\",\"★\",INDIRECT($E$4&\"F\"&$A27))","v":"★"},{"$f":"IF(INDIRECT($E$4&\"G\"&$A27)=\"\",\"★\",INDIRECT($E$4&\"G\"&$A27))","v":"★"},{"$f":"IF(INDIRECT($E$4&\"H\"&$A27)=\"\",\"★\",INDIRECT($E$4&\"H\"&$A27))","v":"★"},{"$f":"IF(INDIRECT($E$4&\"I\"&$A27)=\"\",\"★\",INDIRECT($E$4&\"I\"&$A27))","v":"★"},{"$f":"IF(INDIRECT($E$4&\"J\"&$A27)=\"\",\"★\",INDIRECT($E$4&\"J\"&$A27))","v":"★"},{"$f":"IF(INDIRECT($E$4&\"K\"&$A27)=\"\",\"★\",INDIRECT($E$4&\"K\"&$A27))","v":"★"},{"$f":"IF(INDIRECT($E$4&\"AC\"&$A27)=\"\",\"★\",INDIRECT($E$4&\"AC\"&$A27))","v":"---"},{"$f":"IF(INDIRECT($E$4&\"AD\"&$A27)=\"\",\"★\",INDIRECT($E$4&\"AD\"&$A27))","v":"---"},{"$f":"IF(INDIRECT($E$4&\"L\"&$A27)=\"\",\"★\",INDIRECT($E$4&\"L\"&$A27))","v":"★"},null,null,null,null,null,null,null,null,null,null,null,null,null,null,16,{"$f":"IF(INDIRECT($G$4&\"C\"&$A27)=\"\",\"★\",INDIRECT($G$4&\"C\"&$A27))","v":"★"},{"$f":"IF(INDIRECT($G$4&\"D\"&$A27)=\"\",\"★\",INDIRECT($G$4&\"D\"&$A27))","v":"その他（要：備考欄への詳細記載）"},{"$f":"IF(INDIRECT($G$4&\"E\"&$A27)=\"\",\"★\",INDIRECT($G$4&\"E\"&$A27))","v":"★"},{"$f":"IF(INDIRECT($G$4&\"F\"&$A27)=\"\",\"★\",INDIRECT($G$4&\"F\"&$A27))","v":"★"},{"$f":"IF(INDIRECT($G$4&\"G\"&$A27)=\"\",\"★\",INDIRECT($G$4&\"G\"&$A27))","v":"★"},{"$f":"IF(INDIRECT($G$4&\"H\"&$A27)=\"\",\"★\",INDIRECT($G$4&\"H\"&$A27))","v":"★"},{"$f":"IF(INDIRECT($G$4&\"I\"&$A27)=\"\",\"★\",INDIRECT($G$4&\"I\"&$A27))","v":"★"},{"$f":"IF(INDIRECT($G$4&\"J\"&$A27)=\"\",\"★\",INDIRECT($G$4&\"J\"&$A27))","v":"★"},{"$f":"IF(INDIRECT($G$4&\"K\"&$A27)=\"\",\"★\",INDIRECT($G$4&\"K\"&$A27))","v":"★"},{"$f":"IF(INDIRECT($G$4&\"N\"&$A27)=\"\",\"★\",INDIRECT($G$4&\"N\"&$A27))","v":"---"},{"$f":"IF(INDIRECT($G$4&\"O\"&$A27)=\"\",\"★\",INDIRECT($G$4&\"O\"&$A27))","v":"---"},{"$f":"IF(INDIRECT($G$4&\"L\"&$A27)=\"\",\"★\",INDIRECT($G$4&\"L\"&$A27))","v":"★"},16,{"$f":"IF(INDIRECT($H$4&\"C\"&$A27)=\"\",\"★\",INDIRECT($H$4&\"C\"&$A27))","v":"★"},{"$f":"IF(INDIRECT($H$4&\"D\"&$A27)=\"\",\"★\",INDIRECT($H$4&\"D\"&$A27))","v":"その他（要：備考欄への詳細記載）"},{"$f":"IF(INDIRECT($H$4&\"E\"&$A27)=\"\",\"★\",INDIRECT($H$4&\"E\"&$A27))","v":"★"},{"$f":"IF(INDIRECT($H$4&\"F\"&$A27)=\"\",\"★\",INDIRECT($H$4&\"F\"&$A27))","v":"★"},{"$f":"IF(INDIRECT($H$4&\"G\"&$A27)=\"\",\"★\",INDIRECT($H$4&\"G\"&$A27))","v":"★"},{"$f":"IF(INDIRECT($H$4&\"H\"&$A27)=\"\",\"★\",INDIRECT($H$4&\"H\"&$A27))","v":"★"},{"$f":"IF(INDIRECT($H$4&\"I\"&$A27)=\"\",\"★\",INDIRECT($H$4&\"I\"&$A27))","v":"★"},{"$f":"IF(INDIRECT($H$4&\"J\"&$A27)=\"\",\"★\",INDIRECT($H$4&\"J\"&$A27))","v":"★"},{"$f":"IF(INDIRECT($H$4&\"K\"&$A27)=\"\",\"★\",INDIRECT($H$4&\"K\"&$A27))","v":"★"},{"$f":"IF(INDIRECT($H$4&\"N\"&$A27)=\"\",\"★\",INDIRECT($H$4&\"N\"&$A27))","v":"---"},{"$f":"IF(INDIRECT($H$4&\"O\"&$A27)=\"\",\"★\",INDIRECT($H$4&\"O\"&$A27))","v":"---"},{"$f":"IF(INDIRECT($H$4&\"L\"&$A27)=\"\",\"★\",INDIRECT($H$4&\"L\"&$A27))","v":"★"},16,{"$f":"IF(INDIRECT($I$4&\"C\"&$A27)=\"\",\"★\",INDIRECT($I$4&\"C\"&$A27))","v":"★"},{"$f":"IF(INDIRECT($I$4&\"D\"&$A27)=\"\",\"★\",INDIRECT($I$4&\"D\"&$A27))","v":"その他（要：備考欄への詳細記載）"},{"$f":"IF(INDIRECT($I$4&\"E\"&$A27)=\"\",\"★\",INDIRECT($I$4&\"E\"&$A27))","v":"★"},{"$f":"IF(INDIRECT($I$4&\"F\"&$A27)=\"\",\"★\",INDIRECT($I$4&\"F\"&$A27))","v":"★"},{"$f":"IF(INDIRECT($I$4&\"G\"&$A27)=\"\",\"★\",INDIRECT($I$4&\"G\"&$A27))","v":"★"},{"$f":"IF(INDIRECT($I$4&\"H\"&$A27)=\"\",\"★\",INDIRECT($I$4&\"H\"&$A27))","v":"★"},{"$f":"IF(INDIRECT($I$4&\"I\"&$A27)=\"\",\"★\",INDIRECT($I$4&\"I\"&$A27))","v":"★"},{"$f":"IF(INDIRECT($I$4&\"J\"&$A27)=\"\",\"★\",INDIRECT($I$4&\"J\"&$A27))","v":"★"},{"$f":"IF(INDIRECT($I$4&\"K\"&$A27)=\"\",\"★\",INDIRECT($I$4&\"K\"&$A27))","v":"★"},{"$f":"IF(INDIRECT($I$4&\"N\"&$A27)=\"\",\"★\",INDIRECT($I$4&\"N\"&$A27))","v":"---"},{"$f":"IF(INDIRECT($I$4&\"O\"&$A27)=\"\",\"★\",INDIRECT($I$4&\"O\"&$A27))","v":"---"},{"$f":"IF(INDIRECT($I$4&\"L\"&$A27)=\"\",\"★\",INDIRECT($I$4&\"L\"&$A27))","v":"★"}]
[23,null,null,null,null,null,null,null,null,null,null,null,null,null,null,null,null,null,null,null,null,null,null,null,null,null,null,null,null,null,null,null,17,{"$f":"IF(INDIRECT($C$4&\"C\"&$A28)=\"\",\"★\",INDIRECT($C$4&\"C\"&$A28))","v":"★"},{"$f":"IF(INDIRECT($C$4&\"D\"&$A28)=\"\",\"★\",INDIRECT($C$4&\"D\"&$A28))","v":"その他（要：備考欄への詳細記載）"},{"$f":"IF(INDIRECT($C$4&\"E\"&$A28)=\"\",\"★\",INDIRECT($C$4&\"E\"&$A28))","v":0},{"$f":"IF(INDIRECT($C$4&\"F\"&$A28)=\"\",\"★\",INDIRECT($C$4&\"F\"&$A28))","v":"★"},{"$f":"IF(INDIRECT($C$4&\"G\"&$A28)=\"\",\"★\",INDIRECT($C$4&\"G\"&$A28))","v":"★"},{"$f":"IF(INDIRECT($C$4&\"H\"&$A28)=\"\",\"★\",INDIRECT($C$4&\"H\"&$A28))","v":"★"},{"$f":"IF(INDIRECT($C$4&\"I\"&$A28)=\"\",\"★\",INDIRECT($C$4&\"I\"&$A28))","v":"★"},{"$f":"IF(INDIRECT($C$4&\"J\"&$A28)=\"\",\"★\",INDIRECT($C$4&\"J\"&$A28))","v":"★"},{"$f":"IF(INDIRECT($C$4&\"K\"&$A28)=\"\",\"★\",INDIRECT($C$4&\"K\"&$A28))","v":"★"},{"$f":"IF(INDIRECT($C$4&\"AC\"&$A28)=\"\",\"★\",INDIRECT($C$4&\"AC\"&$A28))","v":"---"},{"$f":"IF(INDIRECT($C$4&\"AD\"&$A28)=\"\",\"★\",INDIRECT($C$4&\"AD\"&$A28))","v":"---"},{"$f":"IF(INDIRECT($C$4&\"L\"&$A28)=\"\",\"★\",INDIRECT($C$4&\"L\"&$A28))","v":"★"},17,{"$f":"IF(INDIRECT($D$4&\"C\"&$A28)=\"\",\"★\",INDIRECT($D$4&\"C\"&$A28))","v":"★"},{"$f":"IF(INDIRECT($D$4&\"D\"&$A28)=\"\",\"★\",INDIRECT($D$4&\"D\"&$A28))","v":"その他（要：備考欄への詳細記載）"},{"$f":"IF(INDIRECT($D$4&\"E\"&$A28)=\"\",\"★\",INDIRECT($D$4&\"E\"&$A28))","v":0},{"$f":"IF(INDIRECT($D$4&\"F\"&$A28)=\"\",\"★\",INDIRECT($D$4&\"F\"&$A28))","v":"★"},{"$f":"IF(INDIRECT($D$4&\"G\"&$A28)=\"\",\"★\",INDIRECT($D$4&\"G\"&$A28))","v":"★"},{"$f":"IF(INDIRECT($D$4&\"H\"&$A28)=\"\",\"★\",INDIRECT($D$4&\"H\"&$A28))","v":"★"},{"$f":"IF(INDIRECT($D$4&\"I\"&$A28)=\"\",\"★\",INDIRECT($D$4&\"I\"&$A28))","v":"★"},{"$f":"IF(INDIRECT($D$4&\"J\"&$A28)=\"\",\"★\",INDIRECT($D$4&\"J\"&$A28))","v":"★"},{"$f":"IF(INDIRECT($D$4&\"K\"&$A28)=\"\",\"★\",INDIRECT($D$4&\"K\"&$A28))","v":"★"},{"$f":"IF(INDIRECT($D$4&\"AC\"&$A28)=\"\",\"★\",INDIRECT($D$4&\"AC\"&$A28))","v":"---"},{"$f":"IF(INDIRECT($D$4&\"AD\"&$A28)=\"\",\"★\",INDIRECT($D$4&\"AD\"&$A28))","v":"---"},{"$f":"IF(INDIRECT($D$4&\"L\"&$A28)=\"\",\"★\",INDIRECT($D$4&\"L\"&$A28))","v":"★"},17,{"$f":"IF(INDIRECT($E$4&\"C\"&$A28)=\"\",\"★\",INDIRECT($E$4&\"C\"&$A28))","v":"★"},{"$f":"IF(INDIRECT($E$4&\"D\"&$A28)=\"\",\"★\",INDIRECT($E$4&\"D\"&$A28))","v":"その他（要：備考欄への詳細記載）"},{"$f":"IF(INDIRECT($E$4&\"E\"&$A28)=\"\",\"★\",INDIRECT($E$4&\"E\"&$A28))","v":0},{"$f":"IF(INDIRECT($E$4&\"F\"&$A28)=\"\",\"★\",INDIRECT($E$4&\"F\"&$A28))","v":"★"},{"$f":"IF(INDIRECT($E$4&\"G\"&$A28)=\"\",\"★\",INDIRECT($E$4&\"G\"&$A28))","v":"★"},{"$f":"IF(INDIRECT($E$4&\"H\"&$A28)=\"\",\"★\",INDIRECT($E$4&\"H\"&$A28))","v":"★"},{"$f":"IF(INDIRECT($E$4&\"I\"&$A28)=\"\",\"★\",INDIRECT($E$4&\"I\"&$A28))","v":"★"},{"$f":"IF(INDIRECT($E$4&\"J\"&$A28)=\"\",\"★\",INDIRECT($E$4&\"J\"&$A28))","v":"★"},{"$f":"IF(INDIRECT($E$4&\"K\"&$A28)=\"\",\"★\",INDIRECT($E$4&\"K\"&$A28))","v":"★"},{"$f":"IF(INDIRECT($E$4&\"AC\"&$A28)=\"\",\"★\",INDIRECT($E$4&\"AC\"&$A28))","v":"---"},{"$f":"IF(INDIRECT($E$4&\"AD\"&$A28)=\"\",\"★\",INDIRECT($E$4&\"AD\"&$A28))","v":"---"},{"$f":"IF(INDIRECT($E$4&\"L\"&$A28)=\"\",\"★\",INDIRECT($E$4&\"L\"&$A28))","v":"★"},null,null,null,null,null,null,null,null,null,null,null,null,null,null,17,{"$f":"IF(INDIRECT($G$4&\"C\"&$A28)=\"\",\"★\",INDIRECT($G$4&\"C\"&$A28))","v":"★"},{"$f":"IF(INDIRECT($G$4&\"D\"&$A28)=\"\",\"★\",INDIRECT($G$4&\"D\"&$A28))","v":"その他（要：備考欄への詳細記載）"},{"$f":"IF(INDIRECT($G$4&\"E\"&$A28)=\"\",\"★\",INDIRECT($G$4&\"E\"&$A28))","v":"★"},{"$f":"IF(INDIRECT($G$4&\"F\"&$A28)=\"\",\"★\",INDIRECT($G$4&\"F\"&$A28))","v":"★"},{"$f":"IF(INDIRECT($G$4&\"G\"&$A28)=\"\",\"★\",INDIRECT($G$4&\"G\"&$A28))","v":"★"},{"$f":"IF(INDIRECT($G$4&\"H\"&$A28)=\"\",\"★\",INDIRECT($G$4&\"H\"&$A28))","v":"★"},{"$f":"IF(INDIRECT($G$4&\"I\"&$A28)=\"\",\"★\",INDIRECT($G$4&\"I\"&$A28))","v":"★"},{"$f":"IF(INDIRECT($G$4&\"J\"&$A28)=\"\",\"★\",INDIRECT($G$4&\"J\"&$A28))","v":"★"},{"$f":"IF(INDIRECT($G$4&\"K\"&$A28)=\"\",\"★\",INDIRECT($G$4&\"K\"&$A28))","v":"★"},{"$f":"IF(INDIRECT($G$4&\"N\"&$A28)=\"\",\"★\",INDIRECT($G$4&\"N\"&$A28))","v":"---"},{"$f":"IF(INDIRECT($G$4&\"O\"&$A28)=\"\",\"★\",INDIRECT($G$4&\"O\"&$A28))","v":"---"},{"$f":"IF(INDIRECT($G$4&\"L\"&$A28)=\"\",\"★\",INDIRECT($G$4&\"L\"&$A28))","v":"★"},17,{"$f":"IF(INDIRECT($H$4&\"C\"&$A28)=\"\",\"★\",INDIRECT($H$4&\"C\"&$A28))","v":"★"},{"$f":"IF(INDIRECT($H$4&\"D\"&$A28)=\"\",\"★\",INDIRECT($H$4&\"D\"&$A28))","v":"その他（要：備考欄への詳細記載）"},{"$f":"IF(INDIRECT($H$4&\"E\"&$A28)=\"\",\"★\",INDIRECT($H$4&\"E\"&$A28))","v":"★"},{"$f":"IF(INDIRECT($H$4&\"F\"&$A28)=\"\",\"★\",INDIRECT($H$4&\"F\"&$A28))","v":"★"},{"$f":"IF(INDIRECT($H$4&\"G\"&$A28)=\"\",\"★\",INDIRECT($H$4&\"G\"&$A28))","v":"★"},{"$f":"IF(INDIRECT($H$4&\"H\"&$A28)=\"\",\"★\",INDIRECT($H$4&\"H\"&$A28))","v":"★"},{"$f":"IF(INDIRECT($H$4&\"I\"&$A28)=\"\",\"★\",INDIRECT($H$4&\"I\"&$A28))","v":"★"},{"$f":"IF(INDIRECT($H$4&\"J\"&$A28)=\"\",\"★\",INDIRECT($H$4&\"J\"&$A28))","v":"★"},{"$f":"IF(INDIRECT($H$4&\"K\"&$A28)=\"\",\"★\",INDIRECT($H$4&\"K\"&$A28))","v":"★"},{"$f":"IF(INDIRECT($H$4&\"N\"&$A28)=\"\",\"★\",INDIRECT($H$4&\"N\"&$A28))","v":"---"},{"$f":"IF(INDIRECT($H$4&\"O\"&$A28)=\"\",\"★\",INDIRECT($H$4&\"O\"&$A28))","v":"---"},{"$f":"IF(INDIRECT($H$4&\"L\"&$A28)=\"\",\"★\",INDIRECT($H$4&\"L\"&$A28))","v":"★"},17,{"$f":"IF(INDIRECT($I$4&\"C\"&$A28)=\"\",\"★\",INDIRECT($I$4&\"C\"&$A28))","v":"★"},{"$f":"IF(INDIRECT($I$4&\"D\"&$A28)=\"\",\"★\",INDIRECT($I$4&\"D\"&$A28))","v":"その他（要：備考欄への詳細記載）"},{"$f":"IF(INDIRECT($I$4&\"E\"&$A28)=\"\",\"★\",INDIRECT($I$4&\"E\"&$A28))","v":"★"},{"$f":"IF(INDIRECT($I$4&\"F\"&$A28)=\"\",\"★\",INDIRECT($I$4&\"F\"&$A28))","v":"★"},{"$f":"IF(INDIRECT($I$4&\"G\"&$A28)=\"\",\"★\",INDIRECT($I$4&\"G\"&$A28))","v":"★"},{"$f":"IF(INDIRECT($I$4&\"H\"&$A28)=\"\",\"★\",INDIRECT($I$4&\"H\"&$A28))","v":"★"},{"$f":"IF(INDIRECT($I$4&\"I\"&$A28)=\"\",\"★\",INDIRECT($I$4&\"I\"&$A28))","v":"★"},{"$f":"IF(INDIRECT($I$4&\"J\"&$A28)=\"\",\"★\",INDIRECT($I$4&\"J\"&$A28))","v":"★"},{"$f":"IF(INDIRECT($I$4&\"K\"&$A28)=\"\",\"★\",INDIRECT($I$4&\"K\"&$A28))","v":"★"},{"$f":"IF(INDIRECT($I$4&\"N\"&$A28)=\"\",\"★\",INDIRECT($I$4&\"N\"&$A28))","v":"---"},{"$f":"IF(INDIRECT($I$4&\"O\"&$A28)=\"\",\"★\",INDIRECT($I$4&\"O\"&$A28))","v":"---"},{"$f":"IF(INDIRECT($I$4&\"L\"&$A28)=\"\",\"★\",INDIRECT($I$4&\"L\"&$A28))","v":"★"}]
[24,null,null,null,null,null,null,null,null,null,null,null,null,null,null,null,null,null,null,null,null,null,null,null,null,null,null,null,null,null,null,null,18,{"$f":"IF(INDIRECT($C$4&\"C\"&$A29)=\"\",\"★\",INDIRECT($C$4&\"C\"&$A29))","v":"★"},{"$f":"IF(INDIRECT($C$4&\"D\"&$A29)=\"\",\"★\",INDIRECT($C$4&\"D\"&$A29))","v":"その他（要：備考欄への詳細記載）"},{"$f":"IF(INDIRECT($C$4&\"E\"&$A29)=\"\",\"★\",INDIRECT($C$4&\"E\"&$A29))","v":0},{"$f":"IF(INDIRECT($C$4&\"F\"&$A29)=\"\",\"★\",INDIRECT($C$4&\"F\"&$A29))","v":"★"},{"$f":"IF(INDIRECT($C$4&\"G\"&$A29)=\"\",\"★\",INDIRECT($C$4&\"G\"&$A29))","v":"★"},{"$f":"IF(INDIRECT($C$4&\"H\"&$A29)=\"\",\"★\",INDIRECT($C$4&\"H\"&$A29))","v":"★"},{"$f":"IF(INDIRECT($C$4&\"I\"&$A29)=\"\",\"★\",INDIRECT($C$4&\"I\"&$A29))","v":"★"},{"$f":"IF(INDIRECT($C$4&\"J\"&$A29)=\"\",\"★\",INDIRECT($C$4&\"J\"&$A29))","v":"★"},{"$f":"IF(INDIRECT($C$4&\"K\"&$A29)=\"\",\"★\",INDIRECT($C$4&\"K\"&$A29))","v":"★"},{"$f":"IF(INDIRECT($C$4&\"AC\"&$A29)=\"\",\"★\",INDIRECT($C$4&\"AC\"&$A29))","v":"---"},{"$f":"IF(INDIRECT($C$4&\"AD\"&$A29)=\"\",\"★\",INDIRECT($C$4&\"AD\"&$A29))","v":"---"},{"$f":"IF(INDIRECT($C$4&\"L\"&$A29)=\"\",\"★\",INDIRECT($C$4&\"L\"&$A29))","v":"★"},18,{"$f":"IF(INDIRECT($D$4&\"C\"&$A29)=\"\",\"★\",INDIRECT($D$4&\"C\"&$A29))","v":"★"},{"$f":"IF(INDIRECT($D$4&\"D\"&$A29)=\"\",\"★\",INDIRECT($D$4&\"D\"&$A29))","v":"その他（要：備考欄への詳細記載）"},{"$f":"IF(INDIRECT($D$4&\"E\"&$A29)=\"\",\"★\",INDIRECT($D$4&\"E\"&$A29))","v":0},{"$f":"IF(INDIRECT($D$4&\"F\"&$A29)=\"\",\"★\",INDIRECT($D$4&\"F\"&$A29))","v":"★"},{"$f":"IF(INDIRECT($D$4&\"G\"&$A29)=\"\",\"★\",INDIRECT($D$4&\"G\"&$A29))","v":"★"},{"$f":"IF(INDIRECT($D$4&\"H\"&$A29)=\"\",\"★\",INDIRECT($D$4&\"H\"&$A29))","v":"★"},{"$f":"IF(INDIRECT($D$4&\"I\"&$A29)=\"\",\"★\",INDIRECT($D$4&\"I\"&$A29))","v":"★"},{"$f":"IF(INDIRECT($D$4&\"J\"&$A29)=\"\",\"★\",INDIRECT($D$4&\"J\"&$A29))","v":"★"},{"$f":"IF(INDIRECT($D$4&\"K\"&$A29)=\"\",\"★\",INDIRECT($D$4&\"K\"&$A29))","v":"★"},{"$f":"IF(INDIRECT($D$4&\"AC\"&$A29)=\"\",\"★\",INDIRECT($D$4&\"AC\"&$A29))","v":"---"},{"$f":"IF(INDIRECT($D$4&\"AD\"&$A29)=\"\",\"★\",INDIRECT($D$4&\"AD\"&$A29))","v":"---"},{"$f":"IF(INDIRECT($D$4&\"L\"&$A29)=\"\",\"★\",INDIRECT($D$4&\"L\"&$A29))","v":"★"},18,{"$f":"IF(INDIRECT($E$4&\"C\"&$A29)=\"\",\"★\",INDIRECT($E$4&\"C\"&$A29))","v":"★"},{"$f":"IF(INDIRECT($E$4&\"D\"&$A29)=\"\",\"★\",INDIRECT($E$4&\"D\"&$A29))","v":"その他（要：備考欄への詳細記載）"},{"$f":"IF(INDIRECT($E$4&\"E\"&$A29)=\"\",\"★\",INDIRECT($E$4&\"E\"&$A29))","v":0},{"$f":"IF(INDIRECT($E$4&\"F\"&$A29)=\"\",\"★\",INDIRECT($E$4&\"F\"&$A29))","v":"★"},{"$f":"IF(INDIRECT($E$4&\"G\"&$A29)=\"\",\"★\",INDIRECT($E$4&\"G\"&$A29))","v":"★"},{"$f":"IF(INDIRECT($E$4&\"H\"&$A29)=\"\",\"★\",INDIRECT($E$4&\"H\"&$A29))","v":"★"},{"$f":"IF(INDIRECT($E$4&\"I\"&$A29)=\"\",\"★\",INDIRECT($E$4&\"I\"&$A29))","v":"★"},{"$f":"IF(INDIRECT($E$4&\"J\"&$A29)=\"\",\"★\",INDIRECT($E$4&\"J\"&$A29))","v":"★"},{"$f":"IF(INDIRECT($E$4&\"K\"&$A29)=\"\",\"★\",INDIRECT($E$4&\"K\"&$A29))","v":"★"},{"$f":"IF(INDIRECT($E$4&\"AC\"&$A29)=\"\",\"★\",INDIRECT($E$4&\"AC\"&$A29))","v":"---"},{"$f":"IF(INDIRECT($E$4&\"AD\"&$A29)=\"\",\"★\",INDIRECT($E$4&\"AD\"&$A29))","v":"---"},{"$f":"IF(INDIRECT($E$4&\"L\"&$A29)=\"\",\"★\",INDIRECT($E$4&\"L\"&$A29))","v":"★"},null,null,null,null,null,null,null,null,null,null,null,null,null,null,18,{"$f":"IF(INDIRECT($G$4&\"C\"&$A29)=\"\",\"★\",INDIRECT($G$4&\"C\"&$A29))","v":"★"},{"$f":"IF(INDIRECT($G$4&\"D\"&$A29)=\"\",\"★\",INDIRECT($G$4&\"D\"&$A29))","v":"その他（要：備考欄への詳細記載）"},{"$f":"IF(INDIRECT($G$4&\"E\"&$A29)=\"\",\"★\",INDIRECT($G$4&\"E\"&$A29))","v":"★"},{"$f":"IF(INDIRECT($G$4&\"F\"&$A29)=\"\",\"★\",INDIRECT($G$4&\"F\"&$A29))","v":"★"},{"$f":"IF(INDIRECT($G$4&\"G\"&$A29)=\"\",\"★\",INDIRECT($G$4&\"G\"&$A29))","v":"★"},{"$f":"IF(INDIRECT($G$4&\"H\"&$A29)=\"\",\"★\",INDIRECT($G$4&\"H\"&$A29))","v":"★"},{"$f":"IF(INDIRECT($G$4&\"I\"&$A29)=\"\",\"★\",INDIRECT($G$4&\"I\"&$A29))","v":"★"},{"$f":"IF(INDIRECT($G$4&\"J\"&$A29)=\"\",\"★\",INDIRECT($G$4&\"J\"&$A29))","v":"★"},{"$f":"IF(INDIRECT($G$4&\"K\"&$A29)=\"\",\"★\",INDIRECT($G$4&\"K\"&$A29))","v":"★"},{"$f":"IF(INDIRECT($G$4&\"N\"&$A29)=\"\",\"★\",INDIRECT($G$4&\"N\"&$A29))","v":"---"},{"$f":"IF(INDIRECT($G$4&\"O\"&$A29)=\"\",\"★\",INDIRECT($G$4&\"O\"&$A29))","v":"---"},{"$f":"IF(INDIRECT($G$4&\"L\"&$A29)=\"\",\"★\",INDIRECT($G$4&\"L\"&$A29))","v":"★"},18,{"$f":"IF(INDIRECT($H$4&\"C\"&$A29)=\"\",\"★\",INDIRECT($H$4&\"C\"&$A29))","v":"★"},{"$f":"IF(INDIRECT($H$4&\"D\"&$A29)=\"\",\"★\",INDIRECT($H$4&\"D\"&$A29))","v":"その他（要：備考欄への詳細記載）"},{"$f":"IF(INDIRECT($H$4&\"E\"&$A29)=\"\",\"★\",INDIRECT($H$4&\"E\"&$A29))","v":"★"},{"$f":"IF(INDIRECT($H$4&\"F\"&$A29)=\"\",\"★\",INDIRECT($H$4&\"F\"&$A29))","v":"★"},{"$f":"IF(INDIRECT($H$4&\"G\"&$A29)=\"\",\"★\",INDIRECT($H$4&\"G\"&$A29))","v":"★"},{"$f":"IF(INDIRECT($H$4&\"H\"&$A29)=\"\",\"★\",INDIRECT($H$4&\"H\"&$A29))","v":"★"},{"$f":"IF(INDIRECT($H$4&\"I\"&$A29)=\"\",\"★\",INDIRECT($H$4&\"I\"&$A29))","v":"★"},{"$f":"IF(INDIRECT($H$4&\"J\"&$A29)=\"\",\"★\",INDIRECT($H$4&\"J\"&$A29))","v":"★"},{"$f":"IF(INDIRECT($H$4&\"K\"&$A29)=\"\",\"★\",INDIRECT($H$4&\"K\"&$A29))","v":"★"},{"$f":"IF(INDIRECT($H$4&\"N\"&$A29)=\"\",\"★\",INDIRECT($H$4&\"N\"&$A29))","v":"---"},{"$f":"IF(INDIRECT($H$4&\"O\"&$A29)=\"\",\"★\",INDIRECT($H$4&\"O\"&$A29))","v":"---"},{"$f":"IF(INDIRECT($H$4&\"L\"&$A29)=\"\",\"★\",INDIRECT($H$4&\"L\"&$A29))","v":"★"},18,{"$f":"IF(INDIRECT($I$4&\"C\"&$A29)=\"\",\"★\",INDIRECT($I$4&\"C\"&$A29))","v":"★"},{"$f":"IF(INDIRECT($I$4&\"D\"&$A29)=\"\",\"★\",INDIRECT($I$4&\"D\"&$A29))","v":"その他（要：備考欄への詳細記載）"},{"$f":"IF(INDIRECT($I$4&\"E\"&$A29)=\"\",\"★\",INDIRECT($I$4&\"E\"&$A29))","v":"★"},{"$f":"IF(INDIRECT($I$4&\"F\"&$A29)=\"\",\"★\",INDIRECT($I$4&\"F\"&$A29))","v":"★"},{"$f":"IF(INDIRECT($I$4&\"G\"&$A29)=\"\",\"★\",INDIRECT($I$4&\"G\"&$A29))","v":"★"},{"$f":"IF(INDIRECT($I$4&\"H\"&$A29)=\"\",\"★\",INDIRECT($I$4&\"H\"&$A29))","v":"★"},{"$f":"IF(INDIRECT($I$4&\"I\"&$A29)=\"\",\"★\",INDIRECT($I$4&\"I\"&$A29))","v":"★"},{"$f":"IF(INDIRECT($I$4&\"J\"&$A29)=\"\",\"★\",INDIRECT($I$4&\"J\"&$A29))","v":"★"},{"$f":"IF(INDIRECT($I$4&\"K\"&$A29)=\"\",\"★\",INDIRECT($I$4&\"K\"&$A29))","v":"★"},{"$f":"IF(INDIRECT($I$4&\"N\"&$A29)=\"\",\"★\",INDIRECT($I$4&\"N\"&$A29))","v":"---"},{"$f":"IF(INDIRECT($I$4&\"O\"&$A29)=\"\",\"★\",INDIRECT($I$4&\"O\"&$A29))","v":"---"},{"$f":"IF(INDIRECT($I$4&\"L\"&$A29)=\"\",\"★\",INDIRECT($I$4&\"L\"&$A29))","v":"★"}]
[25,null,null,null,null,null,null,null,null,null,null,null,null,null,null,null,null,null,null,null,null,null,null,null,null,null,null,null,null,null,null,null,19,{"$f":"IF(INDIRECT($C$4&\"C\"&$A30)=\"\",\"★\",INDIRECT($C$4&\"C\"&$A30))","v":"★"},{"$f":"IF(INDIRECT($C$4&\"D\"&$A30)=\"\",\"★\",INDIRECT($C$4&\"D\"&$A30))","v":"その他（要：備考欄への詳細記載）"},{"$f":"IF(INDIRECT($C$4&\"E\"&$A30)=\"\",\"★\",INDIRECT($C$4&\"E\"&$A30))","v":0},{"$f":"IF(INDIRECT($C$4&\"F\"&$A30)=\"\",\"★\",INDIRECT($C$4&\"F\"&$A30))","v":"★"},{"$f":"IF(INDIRECT($C$4&\"G\"&$A30)=\"\",\"★\",INDIRECT($C$4&\"G\"&$A30))","v":"★"},{"$f":"IF(INDIRECT($C$4&\"H\"&$A30)=\"\",\"★\",INDIRECT($C$4&\"H\"&$A30))","v":"★"},{"$f":"IF(INDIRECT($C$4&\"I\"&$A30)=\"\",\"★\",INDIRECT($C$4&\"I\"&$A30))","v":"★"},{"$f":"IF(INDIRECT($C$4&\"J\"&$A30)=\"\",\"★\",INDIRECT($C$4&\"J\"&$A30))","v":"★"},{"$f":"IF(INDIRECT($C$4&\"K\"&$A30)=\"\",\"★\",INDIRECT($C$4&\"K\"&$A30))","v":"★"},{"$f":"IF(INDIRECT($C$4&\"AC\"&$A30)=\"\",\"★\",INDIRECT($C$4&\"AC\"&$A30))","v":"---"},{"$f":"IF(INDIRECT($C$4&\"AD\"&$A30)=\"\",\"★\",INDIRECT($C$4&\"AD\"&$A30))","v":"---"},{"$f":"IF(INDIRECT($C$4&\"L\"&$A30)=\"\",\"★\",INDIRECT($C$4&\"L\"&$A30))","v":"★"},19,{"$f":"IF(INDIRECT($D$4&\"C\"&$A30)=\"\",\"★\",INDIRECT($D$4&\"C\"&$A30))","v":"★"},{"$f":"IF(INDIRECT($D$4&\"D\"&$A30)=\"\",\"★\",INDIRECT($D$4&\"D\"&$A30))","v":"その他（要：備考欄への詳細記載）"},{"$f":"IF(INDIRECT($D$4&\"E\"&$A30)=\"\",\"★\",INDIRECT($D$4&\"E\"&$A30))","v":0},{"$f":"IF(INDIRECT($D$4&\"F\"&$A30)=\"\",\"★\",INDIRECT($D$4&\"F\"&$A30))","v":"★"},{"$f":"IF(INDIRECT($D$4&\"G\"&$A30)=\"\",\"★\",INDIRECT($D$4&\"G\"&$A30))","v":"★"},{"$f":"IF(INDIRECT($D$4&\"H\"&$A30)=\"\",\"★\",INDIRECT($D$4&\"H\"&$A30))","v":"★"},{"$f":"IF(INDIRECT($D$4&\"I\"&$A30)=\"\",\"★\",INDIRECT($D$4&\"I\"&$A30))","v":"★"},{"$f":"IF(INDIRECT($D$4&\"J\"&$A30)=\"\",\"★\",INDIRECT($D$4&\"J\"&$A30))","v":"★"},{"$f":"IF(INDIRECT($D$4&\"K\"&$A30)=\"\",\"★\",INDIRECT($D$4&\"K\"&$A30))","v":"★"},{"$f":"IF(INDIRECT($D$4&\"AC\"&$A30)=\"\",\"★\",INDIRECT($D$4&\"AC\"&$A30))","v":"---"},{"$f":"IF(INDIRECT($D$4&\"AD\"&$A30)=\"\",\"★\",INDIRECT($D$4&\"AD\"&$A30))","v":"---"},{"$f":"IF(INDIRECT($D$4&\"L\"&$A30)=\"\",\"★\",INDIRECT($D$4&\"L\"&$A30))","v":"★"},19,{"$f":"IF(INDIRECT($E$4&\"C\"&$A30)=\"\",\"★\",INDIRECT($E$4&\"C\"&$A30))","v":"★"},{"$f":"IF(INDIRECT($E$4&\"D\"&$A30)=\"\",\"★\",INDIRECT($E$4&\"D\"&$A30))","v":"その他（要：備考欄への詳細記載）"},{"$f":"IF(INDIRECT($E$4&\"E\"&$A30)=\"\",\"★\",INDIRECT($E$4&\"E\"&$A30))","v":0},{"$f":"IF(INDIRECT($E$4&\"F\"&$A30)=\"\",\"★\",INDIRECT($E$4&\"F\"&$A30))","v":"★"},{"$f":"IF(INDIRECT($E$4&\"G\"&$A30)=\"\",\"★\",INDIRECT($E$4&\"G\"&$A30))","v":"★"},{"$f":"IF(INDIRECT($E$4&\"H\"&$A30)=\"\",\"★\",INDIRECT($E$4&\"H\"&$A30))","v":"★"},{"$f":"IF(INDIRECT($E$4&\"I\"&$A30)=\"\",\"★\",INDIRECT($E$4&\"I\"&$A30))","v":"★"},{"$f":"IF(INDIRECT($E$4&\"J\"&$A30)=\"\",\"★\",INDIRECT($E$4&\"J\"&$A30))","v":"★"},{"$f":"IF(INDIRECT($E$4&\"K\"&$A30)=\"\",\"★\",INDIRECT($E$4&\"K\"&$A30))","v":"★"},{"$f":"IF(INDIRECT($E$4&\"AC\"&$A30)=\"\",\"★\",INDIRECT($E$4&\"AC\"&$A30))","v":"---"},{"$f":"IF(INDIRECT($E$4&\"AD\"&$A30)=\"\",\"★\",INDIRECT($E$4&\"AD\"&$A30))","v":"---"},{"$f":"IF(INDIRECT($E$4&\"L\"&$A30)=\"\",\"★\",INDIRECT($E$4&\"L\"&$A30))","v":"★"},null,null,null,null,null,null,null,null,null,null,null,null,null,null,19,{"$f":"IF(INDIRECT($G$4&\"C\"&$A30)=\"\",\"★\",INDIRECT($G$4&\"C\"&$A30))","v":"★"},{"$f":"IF(INDIRECT($G$4&\"D\"&$A30)=\"\",\"★\",INDIRECT($G$4&\"D\"&$A30))","v":"その他（要：備考欄への詳細記載）"},{"$f":"IF(INDIRECT($G$4&\"E\"&$A30)=\"\",\"★\",INDIRECT($G$4&\"E\"&$A30))","v":"★"},{"$f":"IF(INDIRECT($G$4&\"F\"&$A30)=\"\",\"★\",INDIRECT($G$4&\"F\"&$A30))","v":"★"},{"$f":"IF(INDIRECT($G$4&\"G\"&$A30)=\"\",\"★\",INDIRECT($G$4&\"G\"&$A30))","v":"★"},{"$f":"IF(INDIRECT($G$4&\"H\"&$A30)=\"\",\"★\",INDIRECT($G$4&\"H\"&$A30))","v":"★"},{"$f":"IF(INDIRECT($G$4&\"I\"&$A30)=\"\",\"★\",INDIRECT($G$4&\"I\"&$A30))","v":"★"},{"$f":"IF(INDIRECT($G$4&\"J\"&$A30)=\"\",\"★\",INDIRECT($G$4&\"J\"&$A30))","v":"★"},{"$f":"IF(INDIRECT($G$4&\"K\"&$A30)=\"\",\"★\",INDIRECT($G$4&\"K\"&$A30))","v":"★"},{"$f":"IF(INDIRECT($G$4&\"N\"&$A30)=\"\",\"★\",INDIRECT($G$4&\"N\"&$A30))","v":"---"},{"$f":"IF(INDIRECT($G$4&\"O\"&$A30)=\"\",\"★\",INDIRECT($G$4&\"O\"&$A30))","v":"---"},{"$f":"IF(INDIRECT($G$4&\"L\"&$A30)=\"\",\"★\",INDIRECT($G$4&\"L\"&$A30))","v":"★"},19,{"$f":"IF(INDIRECT($H$4&\"C\"&$A30)=\"\",\"★\",INDIRECT($H$4&\"C\"&$A30))","v":"★"},{"$f":"IF(INDIRECT($H$4&\"D\"&$A30)=\"\",\"★\",INDIRECT($H$4&\"D\"&$A30))","v":"その他（要：備考欄への詳細記載）"},{"$f":"IF(INDIRECT($H$4&\"E\"&$A30)=\"\",\"★\",INDIRECT($H$4&\"E\"&$A30))","v":"★"},{"$f":"IF(INDIRECT($H$4&\"F\"&$A30)=\"\",\"★\",INDIRECT($H$4&\"F\"&$A30))","v":"★"},{"$f":"IF(INDIRECT($H$4&\"G\"&$A30)=\"\",\"★\",INDIRECT($H$4&\"G\"&$A30))","v":"★"},{"$f":"IF(INDIRECT($H$4&\"H\"&$A30)=\"\",\"★\",INDIRECT($H$4&\"H\"&$A30))","v":"★"},{"$f":"IF(INDIRECT($H$4&\"I\"&$A30)=\"\",\"★\",INDIRECT($H$4&\"I\"&$A30))","v":"★"},{"$f":"IF(INDIRECT($H$4&\"J\"&$A30)=\"\",\"★\",INDIRECT($H$4&\"J\"&$A30))","v":"★"},{"$f":"IF(INDIRECT($H$4&\"K\"&$A30)=\"\",\"★\",INDIRECT($H$4&\"K\"&$A30))","v":"★"},{"$f":"IF(INDIRECT($H$4&\"N\"&$A30)=\"\",\"★\",INDIRECT($H$4&\"N\"&$A30))","v":"---"},{"$f":"IF(INDIRECT($H$4&\"O\"&$A30)=\"\",\"★\",INDIRECT($H$4&\"O\"&$A30))","v":"---"},{"$f":"IF(INDIRECT($H$4&\"L\"&$A30)=\"\",\"★\",INDIRECT($H$4&\"L\"&$A30))","v":"★"},19,{"$f":"IF(INDIRECT($I$4&\"C\"&$A30)=\"\",\"★\",INDIRECT($I$4&\"C\"&$A30))","v":"★"},{"$f":"IF(INDIRECT($I$4&\"D\"&$A30)=\"\",\"★\",INDIRECT($I$4&\"D\"&$A30))","v":"その他（要：備考欄への詳細記載）"},{"$f":"IF(INDIRECT($I$4&\"E\"&$A30)=\"\",\"★\",INDIRECT($I$4&\"E\"&$A30))","v":"★"},{"$f":"IF(INDIRECT($I$4&\"F\"&$A30)=\"\",\"★\",INDIRECT($I$4&\"F\"&$A30))","v":"★"},{"$f":"IF(INDIRECT($I$4&\"G\"&$A30)=\"\",\"★\",INDIRECT($I$4&\"G\"&$A30))","v":"★"},{"$f":"IF(INDIRECT($I$4&\"H\"&$A30)=\"\",\"★\",INDIRECT($I$4&\"H\"&$A30))","v":"★"},{"$f":"IF(INDIRECT($I$4&\"I\"&$A30)=\"\",\"★\",INDIRECT($I$4&\"I\"&$A30))","v":"★"},{"$f":"IF(INDIRECT($I$4&\"J\"&$A30)=\"\",\"★\",INDIRECT($I$4&\"J\"&$A30))","v":"★"},{"$f":"IF(INDIRECT($I$4&\"K\"&$A30)=\"\",\"★\",INDIRECT($I$4&\"K\"&$A30))","v":"★"},{"$f":"IF(INDIRECT($I$4&\"N\"&$A30)=\"\",\"★\",INDIRECT($I$4&\"N\"&$A30))","v":"---"},{"$f":"IF(INDIRECT($I$4&\"O\"&$A30)=\"\",\"★\",INDIRECT($I$4&\"O\"&$A30))","v":"---"},{"$f":"IF(INDIRECT($I$4&\"L\"&$A30)=\"\",\"★\",INDIRECT($I$4&\"L\"&$A30))","v":"★"}]
[26,null,null,null,null,null,null,null,null,null,null,null,null,null,null,null,null,null,null,null,null,null,null,null,null,null,null,null,null,null,null,null,20,{"$f":"IF(INDIRECT($C$4&\"C\"&$A31)=\"\",\"★\",INDIRECT($C$4&\"C\"&$A31))","v":"★"},{"$f":"IF(INDIRECT($C$4&\"D\"&$A31)=\"\",\"★\",INDIRECT($C$4&\"D\"&$A31))","v":"その他（要：備考欄への詳細記載）"},{"$f":"IF(INDIRECT($C$4&\"E\"&$A31)=\"\",\"★\",INDIRECT($C$4&\"E\"&$A31))","v":0},{"$f":"IF(INDIRECT($C$4&\"F\"&$A31)=\"\",\"★\",INDIRECT($C$4&\"F\"&$A31))","v":"★"},{"$f":"IF(INDIRECT($C$4&\"G\"&$A31)=\"\",\"★\",INDIRECT($C$4&\"G\"&$A31))","v":"★"},{"$f":"IF(INDIRECT($C$4&\"H\"&$A31)=\"\",\"★\",INDIRECT($C$4&\"H\"&$A31))","v":"★"},{"$f":"IF(INDIRECT($C$4&\"I\"&$A31)=\"\",\"★\",INDIRECT($C$4&\"I\"&$A31))","v":"★"},{"$f":"IF(INDIRECT($C$4&\"J\"&$A31)=\"\",\"★\",INDIRECT($C$4&\"J\"&$A31))","v":"★"},{"$f":"IF(INDIRECT($C$4&\"K\"&$A31)=\"\",\"★\",INDIRECT($C$4&\"K\"&$A31))","v":"★"},{"$f":"IF(INDIRECT($C$4&\"AC\"&$A31)=\"\",\"★\",INDIRECT($C$4&\"AC\"&$A31))","v":"---"},{"$f":"IF(INDIRECT($C$4&\"AD\"&$A31)=\"\",\"★\",INDIRECT($C$4&\"AD\"&$A31))","v":"---"},{"$f":"IF(INDIRECT($C$4&\"L\"&$A31)=\"\",\"★\",INDIRECT($C$4&\"L\"&$A31))","v":"★"},20,{"$f":"IF(INDIRECT($D$4&\"C\"&$A31)=\"\",\"★\",INDIRECT($D$4&\"C\"&$A31))","v":"★"},{"$f":"IF(INDIRECT($D$4&\"D\"&$A31)=\"\",\"★\",INDIRECT($D$4&\"D\"&$A31))","v":"その他（要：備考欄への詳細記載）"},{"$f":"IF(INDIRECT($D$4&\"E\"&$A31)=\"\",\"★\",INDIRECT($D$4&\"E\"&$A31))","v":0},{"$f":"IF(INDIRECT($D$4&\"F\"&$A31)=\"\",\"★\",INDIRECT($D$4&\"F\"&$A31))","v":"★"},{"$f":"IF(INDIRECT($D$4&\"G\"&$A31)=\"\",\"★\",INDIRECT($D$4&\"G\"&$A31))","v":"★"},{"$f":"IF(INDIRECT($D$4&\"H\"&$A31)=\"\",\"★\",INDIRECT($D$4&\"H\"&$A31))","v":"★"},{"$f":"IF(INDIRECT($D$4&\"I\"&$A31)=\"\",\"★\",INDIRECT($D$4&\"I\"&$A31))","v":"★"},{"$f":"IF(INDIRECT($D$4&\"J\"&$A31)=\"\",\"★\",INDIRECT($D$4&\"J\"&$A31))","v":"★"},{"$f":"IF(INDIRECT($D$4&\"K\"&$A31)=\"\",\"★\",INDIRECT($D$4&\"K\"&$A31))","v":"★"},{"$f":"IF(INDIRECT($D$4&\"AC\"&$A31)=\"\",\"★\",INDIRECT($D$4&\"AC\"&$A31))","v":"---"},{"$f":"IF(INDIRECT($D$4&\"AD\"&$A31)=\"\",\"★\",INDIRECT($D$4&\"AD\"&$A31))","v":"---"},{"$f":"IF(INDIRECT($D$4&\"L\"&$A31)=\"\",\"★\",INDIRECT($D$4&\"L\"&$A31))","v":"★"},20,{"$f":"IF(INDIRECT($E$4&\"C\"&$A31)=\"\",\"★\",INDIRECT($E$4&\"C\"&$A31))","v":"★"},{"$f":"IF(INDIRECT($E$4&\"D\"&$A31)=\"\",\"★\",INDIRECT($E$4&\"D\"&$A31))","v":"その他（要：備考欄への詳細記載）"},{"$f":"IF(INDIRECT($E$4&\"E\"&$A31)=\"\",\"★\",INDIRECT($E$4&\"E\"&$A31))","v":0},{"$f":"IF(INDIRECT($E$4&\"F\"&$A31)=\"\",\"★\",INDIRECT($E$4&\"F\"&$A31))","v":"★"},{"$f":"IF(INDIRECT($E$4&\"G\"&$A31)=\"\",\"★\",INDIRECT($E$4&\"G\"&$A31))","v":"★"},{"$f":"IF(INDIRECT($E$4&\"H\"&$A31)=\"\",\"★\",INDIRECT($E$4&\"H\"&$A31))","v":"★"},{"$f":"IF(INDIRECT($E$4&\"I\"&$A31)=\"\",\"★\",INDIRECT($E$4&\"I\"&$A31))","v":"★"},{"$f":"IF(INDIRECT($E$4&\"J\"&$A31)=\"\",\"★\",INDIRECT($E$4&\"J\"&$A31))","v":"★"},{"$f":"IF(INDIRECT($E$4&\"K\"&$A31)=\"\",\"★\",INDIRECT($E$4&\"K\"&$A31))","v":"★"},{"$f":"IF(INDIRECT($E$4&\"AC\"&$A31)=\"\",\"★\",INDIRECT($E$4&\"AC\"&$A31))","v":"---"},{"$f":"IF(INDIRECT($E$4&\"AD\"&$A31)=\"\",\"★\",INDIRECT($E$4&\"AD\"&$A31))","v":"---"},{"$f":"IF(INDIRECT($E$4&\"L\"&$A31)=\"\",\"★\",INDIRECT($E$4&\"L\"&$A31))","v":"★"},null,null,null,null,null,null,null,null,null,null,null,null,null,null,20,{"$f":"IF(INDIRECT($G$4&\"C\"&$A31)=\"\",\"★\",INDIRECT($G$4&\"C\"&$A31))","v":"★"},{"$f":"IF(INDIRECT($G$4&\"D\"&$A31)=\"\",\"★\",INDIRECT($G$4&\"D\"&$A31))","v":"その他（要：備考欄への詳細記載）"},{"$f":"IF(INDIRECT($G$4&\"E\"&$A31)=\"\",\"★\",INDIRECT($G$4&\"E\"&$A31))","v":"★"},{"$f":"IF(INDIRECT($G$4&\"F\"&$A31)=\"\",\"★\",INDIRECT($G$4&\"F\"&$A31))","v":"★"},{"$f":"IF(INDIRECT($G$4&\"G\"&$A31)=\"\",\"★\",INDIRECT($G$4&\"G\"&$A31))","v":"★"},{"$f":"IF(INDIRECT($G$4&\"H\"&$A31)=\"\",\"★\",INDIRECT($G$4&\"H\"&$A31))","v":"★"},{"$f":"IF(INDIRECT($G$4&\"I\"&$A31)=\"\",\"★\",INDIRECT($G$4&\"I\"&$A31))","v":"★"},{"$f":"IF(INDIRECT($G$4&\"J\"&$A31)=\"\",\"★\",INDIRECT($G$4&\"J\"&$A31))","v":"★"},{"$f":"IF(INDIRECT($G$4&\"K\"&$A31)=\"\",\"★\",INDIRECT($G$4&\"K\"&$A31))","v":"★"},{"$f":"IF(INDIRECT($G$4&\"N\"&$A31)=\"\",\"★\",INDIRECT($G$4&\"N\"&$A31))","v":"---"},{"$f":"IF(INDIRECT($G$4&\"O\"&$A31)=\"\",\"★\",INDIRECT($G$4&\"O\"&$A31))","v":"---"},{"$f":"IF(INDIRECT($G$4&\"L\"&$A31)=\"\",\"★\",INDIRECT($G$4&\"L\"&$A31))","v":"★"},20,{"$f":"IF(INDIRECT($H$4&\"C\"&$A31)=\"\",\"★\",INDIRECT($H$4&\"C\"&$A31))","v":"★"},{"$f":"IF(INDIRECT($H$4&\"D\"&$A31)=\"\",\"★\",INDIRECT($H$4&\"D\"&$A31))","v":"その他（要：備考欄への詳細記載）"},{"$f":"IF(INDIRECT($H$4&\"E\"&$A31)=\"\",\"★\",INDIRECT($H$4&\"E\"&$A31))","v":"★"},{"$f":"IF(INDIRECT($H$4&\"F\"&$A31)=\"\",\"★\",INDIRECT($H$4&\"F\"&$A31))","v":"★"},{"$f":"IF(INDIRECT($H$4&\"G\"&$A31)=\"\",\"★\",INDIRECT($H$4&\"G\"&$A31))","v":"★"},{"$f":"IF(INDIRECT($H$4&\"H\"&$A31)=\"\",\"★\",INDIRECT($H$4&\"H\"&$A31))","v":"★"},{"$f":"IF(INDIRECT($H$4&\"I\"&$A31)=\"\",\"★\",INDIRECT($H$4&\"I\"&$A31))","v":"★"},{"$f":"IF(INDIRECT($H$4&\"J\"&$A31)=\"\",\"★\",INDIRECT($H$4&\"J\"&$A31))","v":"★"},{"$f":"IF(INDIRECT($H$4&\"K\"&$A31)=\"\",\"★\",INDIRECT($H$4&\"K\"&$A31))","v":"★"},{"$f":"IF(INDIRECT($H$4&\"N\"&$A31)=\"\",\"★\",INDIRECT($H$4&\"N\"&$A31))","v":"---"},{"$f":"IF(INDIRECT($H$4&\"O\"&$A31)=\"\",\"★\",INDIRECT($H$4&\"O\"&$A31))","v":"---"},{"$f":"IF(INDIRECT($H$4&\"L\"&$A31)=\"\",\"★\",INDIRECT($H$4&\"L\"&$A31))","v":"★"},20,{"$f":"IF(INDIRECT($I$4&\"C\"&$A31)=\"\",\"★\",INDIRECT($I$4&\"C\"&$A31))","v":"★"},{"$f":"IF(INDIRECT($I$4&\"D\"&$A31)=\"\",\"★\",INDIRECT($I$4&\"D\"&$A31))","v":"その他（要：備考欄への詳細記載）"},{"$f":"IF(INDIRECT($I$4&\"E\"&$A31)=\"\",\"★\",INDIRECT($I$4&\"E\"&$A31))","v":"★"},{"$f":"IF(INDIRECT($I$4&\"F\"&$A31)=\"\",\"★\",INDIRECT($I$4&\"F\"&$A31))","v":"★"},{"$f":"IF(INDIRECT($I$4&\"G\"&$A31)=\"\",\"★\",INDIRECT($I$4&\"G\"&$A31))","v":"★"},{"$f":"IF(INDIRECT($I$4&\"H\"&$A31)=\"\",\"★\",INDIRECT($I$4&\"H\"&$A31))","v":"★"},{"$f":"IF(INDIRECT($I$4&\"I\"&$A31)=\"\",\"★\",INDIRECT($I$4&\"I\"&$A31))","v":"★"},{"$f":"IF(INDIRECT($I$4&\"J\"&$A31)=\"\",\"★\",INDIRECT($I$4&\"J\"&$A31))","v":"★"},{"$f":"IF(INDIRECT($I$4&\"K\"&$A31)=\"\",\"★\",INDIRECT($I$4&\"K\"&$A31))","v":"★"},{"$f":"IF(INDIRECT($I$4&\"N\"&$A31)=\"\",\"★\",INDIRECT($I$4&\"N\"&$A31))","v":"---"},{"$f":"IF(INDIRECT($I$4&\"O\"&$A31)=\"\",\"★\",INDIRECT($I$4&\"O\"&$A31))","v":"---"},{"$f":"IF(INDIRECT($I$4&\"L\"&$A31)=\"\",\"★\",INDIRECT($I$4&\"L\"&$A31))","v":"★"}]
[27,null,null,null,null,null,null,null,null,null,null,null,null,null,null,null,null,null,null,null,null,null,null,null,null,null,null,null,null,null,null,null,21,{"$f":"IF(INDIRECT($C$4&\"C\"&$A32)=\"\",\"★\",INDIRECT($C$4&\"C\"&$A32))","v":"★"},{"$f":"IF(INDIRECT($C$4&\"D\"&$A32)=\"\",\"★\",INDIRECT($C$4&\"D\"&$A32))","v":"その他（要：備考欄への詳細記載）"},{"$f":"IF(INDIRECT($C$4&\"E\"&$A32)=\"\",\"★\",INDIRECT($C$4&\"E\"&$A32))","v":0},{"$f":"IF(INDIRECT($C$4&\"F\"&$A32)=\"\",\"★\",INDIRECT($C$4&\"F\"&$A32))","v":"★"},{"$f":"IF(INDIRECT($C$4&\"G\"&$A32)=\"\",\"★\",INDIRECT($C$4&\"G\"&$A32))","v":"★"},{"$f":"IF(INDIRECT($C$4&\"H\"&$A32)=\"\",\"★\",INDIRECT($C$4&\"H\"&$A32))","v":"★"},{"$f":"IF(INDIRECT($C$4&\"I\"&$A32)=\"\",\"★\",INDIRECT($C$4&\"I\"&$A32))","v":"★"},{"$f":"IF(INDIRECT($C$4&\"J\"&$A32)=\"\",\"★\",INDIRECT($C$4&\"J\"&$A32))","v":"★"},{"$f":"IF(INDIRECT($C$4&\"K\"&$A32)=\"\",\"★\",INDIRECT($C$4&\"K\"&$A32))","v":"★"},{"$f":"IF(INDIRECT($C$4&\"AC\"&$A32)=\"\",\"★\",INDIRECT($C$4&\"AC\"&$A32))","v":"---"},{"$f":"IF(INDIRECT($C$4&\"AD\"&$A32)=\"\",\"★\",INDIRECT($C$4&\"AD\"&$A32))","v":"---"},{"$f":"IF(INDIRECT($C$4&\"L\"&$A32)=\"\",\"★\",INDIRECT($C$4&\"L\"&$A32))","v":"★"},21,{"$f":"IF(INDIRECT($D$4&\"C\"&$A32)=\"\",\"★\",INDIRECT($D$4&\"C\"&$A32))","v":"★"},{"$f":"IF(INDIRECT($D$4&\"D\"&$A32)=\"\",\"★\",INDIRECT($D$4&\"D\"&$A32))","v":"その他（要：備考欄への詳細記載）"},{"$f":"IF(INDIRECT($D$4&\"E\"&$A32)=\"\",\"★\",INDIRECT($D$4&\"E\"&$A32))","v":0},{"$f":"IF(INDIRECT($D$4&\"F\"&$A32)=\"\",\"★\",INDIRECT($D$4&\"F\"&$A32))","v":"★"},{"$f":"IF(INDIRECT($D$4&\"G\"&$A32)=\"\",\"★\",INDIRECT($D$4&\"G\"&$A32))","v":"★"},{"$f":"IF(INDIRECT($D$4&\"H\"&$A32)=\"\",\"★\",INDIRECT($D$4&\"H\"&$A32))","v":"★"},{"$f":"IF(INDIRECT($D$4&\"I\"&$A32)=\"\",\"★\",INDIRECT($D$4&\"I\"&$A32))","v":"★"},{"$f":"IF(INDIRECT($D$4&\"J\"&$A32)=\"\",\"★\",INDIRECT($D$4&\"J\"&$A32))","v":"★"},{"$f":"IF(INDIRECT($D$4&\"K\"&$A32)=\"\",\"★\",INDIRECT($D$4&\"K\"&$A32))","v":"★"},{"$f":"IF(INDIRECT($D$4&\"AC\"&$A32)=\"\",\"★\",INDIRECT($D$4&\"AC\"&$A32))","v":"---"},{"$f":"IF(INDIRECT($D$4&\"AD\"&$A32)=\"\",\"★\",INDIRECT($D$4&\"AD\"&$A32))","v":"---"},{"$f":"IF(INDIRECT($D$4&\"L\"&$A32)=\"\",\"★\",INDIRECT($D$4&\"L\"&$A32))","v":"★"},21,{"$f":"IF(INDIRECT($E$4&\"C\"&$A32)=\"\",\"★\",INDIRECT($E$4&\"C\"&$A32))","v":"★"},{"$f":"IF(INDIRECT($E$4&\"D\"&$A32)=\"\",\"★\",INDIRECT($E$4&\"D\"&$A32))","v":"その他（要：備考欄への詳細記載）"},{"$f":"IF(INDIRECT($E$4&\"E\"&$A32)=\"\",\"★\",INDIRECT($E$4&\"E\"&$A32))","v":0},{"$f":"IF(INDIRECT($E$4&\"F\"&$A32)=\"\",\"★\",INDIRECT($E$4&\"F\"&$A32))","v":"★"},{"$f":"IF(INDIRECT($E$4&\"G\"&$A32)=\"\",\"★\",INDIRECT($E$4&\"G\"&$A32))","v":"★"},{"$f":"IF(INDIRECT($E$4&\"H\"&$A32)=\"\",\"★\",INDIRECT($E$4&\"H\"&$A32))","v":"★"},{"$f":"IF(INDIRECT($E$4&\"I\"&$A32)=\"\",\"★\",INDIRECT($E$4&\"I\"&$A32))","v":"★"},{"$f":"IF(INDIRECT($E$4&\"J\"&$A32)=\"\",\"★\",INDIRECT($E$4&\"J\"&$A32))","v":"★"},{"$f":"IF(INDIRECT($E$4&\"K\"&$A32)=\"\",\"★\",INDIRECT($E$4&\"K\"&$A32))","v":"★"},{"$f":"IF(INDIRECT($E$4&\"AC\"&$A32)=\"\",\"★\",INDIRECT($E$4&\"AC\"&$A32))","v":"---"},{"$f":"IF(INDIRECT($E$4&\"AD\"&$A32)=\"\",\"★\",INDIRECT($E$4&\"AD\"&$A32))","v":"---"},{"$f":"IF(INDIRECT($E$4&\"L\"&$A32)=\"\",\"★\",INDIRECT($E$4&\"L\"&$A32))","v":"★"},null,null,null,null,null,null,null,null,null,null,null,null,null,null,21,{"$f":"IF(INDIRECT($G$4&\"C\"&$A32)=\"\",\"★\",INDIRECT($G$4&\"C\"&$A32))","v":"★"},{"$f":"IF(INDIRECT($G$4&\"D\"&$A32)=\"\",\"★\",INDIRECT($G$4&\"D\"&$A32))","v":"その他（要：備考欄への詳細記載）"},{"$f":"IF(INDIRECT($G$4&\"E\"&$A32)=\"\",\"★\",INDIRECT($G$4&\"E\"&$A32))","v":"★"},{"$f":"IF(INDIRECT($G$4&\"F\"&$A32)=\"\",\"★\",INDIRECT($G$4&\"F\"&$A32))","v":"★"},{"$f":"IF(INDIRECT($G$4&\"G\"&$A32)=\"\",\"★\",INDIRECT($G$4&\"G\"&$A32))","v":"★"},{"$f":"IF(INDIRECT($G$4&\"H\"&$A32)=\"\",\"★\",INDIRECT($G$4&\"H\"&$A32))","v":"★"},{"$f":"IF(INDIRECT($G$4&\"I\"&$A32)=\"\",\"★\",INDIRECT($G$4&\"I\"&$A32))","v":"★"},{"$f":"IF(INDIRECT($G$4&\"J\"&$A32)=\"\",\"★\",INDIRECT($G$4&\"J\"&$A32))","v":"★"},{"$f":"IF(INDIRECT($G$4&\"K\"&$A32)=\"\",\"★\",INDIRECT($G$4&\"K\"&$A32))","v":"★"},{"$f":"IF(INDIRECT($G$4&\"N\"&$A32)=\"\",\"★\",INDIRECT($G$4&\"N\"&$A32))","v":"---"},{"$f":"IF(INDIRECT($G$4&\"O\"&$A32)=\"\",\"★\",INDIRECT($G$4&\"O\"&$A32))","v":"---"},{"$f":"IF(INDIRECT($G$4&\"L\"&$A32)=\"\",\"★\",INDIRECT($G$4&\"L\"&$A32))","v":"★"},21,{"$f":"IF(INDIRECT($H$4&\"C\"&$A32)=\"\",\"★\",INDIRECT($H$4&\"C\"&$A32))","v":"★"},{"$f":"IF(INDIRECT($H$4&\"D\"&$A32)=\"\",\"★\",INDIRECT($H$4&\"D\"&$A32))","v":"その他（要：備考欄への詳細記載）"},{"$f":"IF(INDIRECT($H$4&\"E\"&$A32)=\"\",\"★\",INDIRECT($H$4&\"E\"&$A32))","v":"★"},{"$f":"IF(INDIRECT($H$4&\"F\"&$A32)=\"\",\"★\",INDIRECT($H$4&\"F\"&$A32))","v":"★"},{"$f":"IF(INDIRECT($H$4&\"G\"&$A32)=\"\",\"★\",INDIRECT($H$4&\"G\"&$A32))","v":"★"},{"$f":"IF(INDIRECT($H$4&\"H\"&$A32)=\"\",\"★\",INDIRECT($H$4&\"H\"&$A32))","v":"★"},{"$f":"IF(INDIRECT($H$4&\"I\"&$A32)=\"\",\"★\",INDIRECT($H$4&\"I\"&$A32))","v":"★"},{"$f":"IF(INDIRECT($H$4&\"J\"&$A32)=\"\",\"★\",INDIRECT($H$4&\"J\"&$A32))","v":"★"},{"$f":"IF(INDIRECT($H$4&\"K\"&$A32)=\"\",\"★\",INDIRECT($H$4&\"K\"&$A32))","v":"★"},{"$f":"IF(INDIRECT($H$4&\"N\"&$A32)=\"\",\"★\",INDIRECT($H$4&\"N\"&$A32))","v":"---"},{"$f":"IF(INDIRECT($H$4&\"O\"&$A32)=\"\",\"★\",INDIRECT($H$4&\"O\"&$A32))","v":"---"},{"$f":"IF(INDIRECT($H$4&\"L\"&$A32)=\"\",\"★\",INDIRECT($H$4&\"L\"&$A32))","v":"★"},21,{"$f":"IF(INDIRECT($I$4&\"C\"&$A32)=\"\",\"★\",INDIRECT($I$4&\"C\"&$A32))","v":"★"},{"$f":"IF(INDIRECT($I$4&\"D\"&$A32)=\"\",\"★\",INDIRECT($I$4&\"D\"&$A32))","v":"その他（要：備考欄への詳細記載）"},{"$f":"IF(INDIRECT($I$4&\"E\"&$A32)=\"\",\"★\",INDIRECT($I$4&\"E\"&$A32))","v":"★"},{"$f":"IF(INDIRECT($I$4&\"F\"&$A32)=\"\",\"★\",INDIRECT($I$4&\"F\"&$A32))","v":"★"},{"$f":"IF(INDIRECT($I$4&\"G\"&$A32)=\"\",\"★\",INDIRECT($I$4&\"G\"&$A32))","v":"★"},{"$f":"IF(INDIRECT($I$4&\"H\"&$A32)=\"\",\"★\",INDIRECT($I$4&\"H\"&$A32))","v":"★"},{"$f":"IF(INDIRECT($I$4&\"I\"&$A32)=\"\",\"★\",INDIRECT($I$4&\"I\"&$A32))","v":"★"},{"$f":"IF(INDIRECT($I$4&\"J\"&$A32)=\"\",\"★\",INDIRECT($I$4&\"J\"&$A32))","v":"★"},{"$f":"IF(INDIRECT($I$4&\"K\"&$A32)=\"\",\"★\",INDIRECT($I$4&\"K\"&$A32))","v":"★"},{"$f":"IF(INDIRECT($I$4&\"N\"&$A32)=\"\",\"★\",INDIRECT($I$4&\"N\"&$A32))","v":"---"},{"$f":"IF(INDIRECT($I$4&\"O\"&$A32)=\"\",\"★\",INDIRECT($I$4&\"O\"&$A32))","v":"---"},{"$f":"IF(INDIRECT($I$4&\"L\"&$A32)=\"\",\"★\",INDIRECT($I$4&\"L\"&$A32))","v":"★"}]
[28,null,null,null,null,null,null,null,null,null,null,null,null,null,null,null,null,null,null,null,null,null,null,null,null,null,null,null,null,null,null,null,22,{"$f":"IF(INDIRECT($C$4&\"C\"&$A33)=\"\",\"★\",INDIRECT($C$4&\"C\"&$A33))","v":"★"},{"$f":"IF(INDIRECT($C$4&\"D\"&$A33)=\"\",\"★\",INDIRECT($C$4&\"D\"&$A33))","v":"その他（要：備考欄への詳細記載）"},{"$f":"IF(INDIRECT($C$4&\"E\"&$A33)=\"\",\"★\",INDIRECT($C$4&\"E\"&$A33))","v":0},{"$f":"IF(INDIRECT($C$4&\"F\"&$A33)=\"\",\"★\",INDIRECT($C$4&\"F\"&$A33))","v":"★"},{"$f":"IF(INDIRECT($C$4&\"G\"&$A33)=\"\",\"★\",INDIRECT($C$4&\"G\"&$A33))","v":"★"},{"$f":"IF(INDIRECT($C$4&\"H\"&$A33)=\"\",\"★\",INDIRECT($C$4&\"H\"&$A33))","v":"★"},{"$f":"IF(INDIRECT($C$4&\"I\"&$A33)=\"\",\"★\",INDIRECT($C$4&\"I\"&$A33))","v":"★"},{"$f":"IF(INDIRECT($C$4&\"J\"&$A33)=\"\",\"★\",INDIRECT($C$4&\"J\"&$A33))","v":"★"},{"$f":"IF(INDIRECT($C$4&\"K\"&$A33)=\"\",\"★\",INDIRECT($C$4&\"K\"&$A33))","v":"★"},{"$f":"IF(INDIRECT($C$4&\"AC\"&$A33)=\"\",\"★\",INDIRECT($C$4&\"AC\"&$A33))","v":"---"},{"$f":"IF(INDIRECT($C$4&\"AD\"&$A33)=\"\",\"★\",INDIRECT($C$4&\"AD\"&$A33))","v":"---"},{"$f":"IF(INDIRECT($C$4&\"L\"&$A33)=\"\",\"★\",INDIRECT($C$4&\"L\"&$A33))","v":"★"},22,{"$f":"IF(INDIRECT($D$4&\"C\"&$A33)=\"\",\"★\",INDIRECT($D$4&\"C\"&$A33))","v":"★"},{"$f":"IF(INDIRECT($D$4&\"D\"&$A33)=\"\",\"★\",INDIRECT($D$4&\"D\"&$A33))","v":"その他（要：備考欄への詳細記載）"},{"$f":"IF(INDIRECT($D$4&\"E\"&$A33)=\"\",\"★\",INDIRECT($D$4&\"E\"&$A33))","v":0},{"$f":"IF(INDIRECT($D$4&\"F\"&$A33)=\"\",\"★\",INDIRECT($D$4&\"F\"&$A33))","v":"★"},{"$f":"IF(INDIRECT($D$4&\"G\"&$A33)=\"\",\"★\",INDIRECT($D$4&\"G\"&$A33))","v":"★"},{"$f":"IF(INDIRECT($D$4&\"H\"&$A33)=\"\",\"★\",INDIRECT($D$4&\"H\"&$A33))","v":"★"},{"$f":"IF(INDIRECT($D$4&\"I\"&$A33)=\"\",\"★\",INDIRECT($D$4&\"I\"&$A33))","v":"★"},{"$f":"IF(INDIRECT($D$4&\"J\"&$A33)=\"\",\"★\",INDIRECT($D$4&\"J\"&$A33))","v":"★"},{"$f":"IF(INDIRECT($D$4&\"K\"&$A33)=\"\",\"★\",INDIRECT($D$4&\"K\"&$A33))","v":"★"},{"$f":"IF(INDIRECT($D$4&\"AC\"&$A33)=\"\",\"★\",INDIRECT($D$4&\"AC\"&$A33))","v":"---"},{"$f":"IF(INDIRECT($D$4&\"AD\"&$A33)=\"\",\"★\",INDIRECT($D$4&\"AD\"&$A33))","v":"---"},{"$f":"IF(INDIRECT($D$4&\"L\"&$A33)=\"\",\"★\",INDIRECT($D$4&\"L\"&$A33))","v":"★"},22,{"$f":"IF(INDIRECT($E$4&\"C\"&$A33)=\"\",\"★\",INDIRECT($E$4&\"C\"&$A33))","v":"★"},{"$f":"IF(INDIRECT($E$4&\"D\"&$A33)=\"\",\"★\",INDIRECT($E$4&\"D\"&$A33))","v":"その他（要：備考欄への詳細記載）"},{"$f":"IF(INDIRECT($E$4&\"E\"&$A33)=\"\",\"★\",INDIRECT($E$4&\"E\"&$A33))","v":0},{"$f":"IF(INDIRECT($E$4&\"F\"&$A33)=\"\",\"★\",INDIRECT($E$4&\"F\"&$A33))","v":"★"},{"$f":"IF(INDIRECT($E$4&\"G\"&$A33)=\"\",\"★\",INDIRECT($E$4&\"G\"&$A33))","v":"★"},{"$f":"IF(INDIRECT($E$4&\"H\"&$A33)=\"\",\"★\",INDIRECT($E$4&\"H\"&$A33))","v":"★"},{"$f":"IF(INDIRECT($E$4&\"I\"&$A33)=\"\",\"★\",INDIRECT($E$4&\"I\"&$A33))","v":"★"},{"$f":"IF(INDIRECT($E$4&\"J\"&$A33)=\"\",\"★\",INDIRECT($E$4&\"J\"&$A33))","v":"★"},{"$f":"IF(INDIRECT($E$4&\"K\"&$A33)=\"\",\"★\",INDIRECT($E$4&\"K\"&$A33))","v":"★"},{"$f":"IF(INDIRECT($E$4&\"AC\"&$A33)=\"\",\"★\",INDIRECT($E$4&\"AC\"&$A33))","v":"---"},{"$f":"IF(INDIRECT($E$4&\"AD\"&$A33)=\"\",\"★\",INDIRECT($E$4&\"AD\"&$A33))","v":"---"},{"$f":"IF(INDIRECT($E$4&\"L\"&$A33)=\"\",\"★\",INDIRECT($E$4&\"L\"&$A33))","v":"★"},null,null,null,null,null,null,null,null,null,null,null,null,null,null,22,{"$f":"IF(INDIRECT($G$4&\"C\"&$A33)=\"\",\"★\",INDIRECT($G$4&\"C\"&$A33))","v":"★"},{"$f":"IF(INDIRECT($G$4&\"D\"&$A33)=\"\",\"★\",INDIRECT($G$4&\"D\"&$A33))","v":"その他（要：備考欄への詳細記載）"},{"$f":"IF(INDIRECT($G$4&\"E\"&$A33)=\"\",\"★\",INDIRECT($G$4&\"E\"&$A33))","v":"★"},{"$f":"IF(INDIRECT($G$4&\"F\"&$A33)=\"\",\"★\",INDIRECT($G$4&\"F\"&$A33))","v":"★"},{"$f":"IF(INDIRECT($G$4&\"G\"&$A33)=\"\",\"★\",INDIRECT($G$4&\"G\"&$A33))","v":"★"},{"$f":"IF(INDIRECT($G$4&\"H\"&$A33)=\"\",\"★\",INDIRECT($G$4&\"H\"&$A33))","v":"★"},{"$f":"IF(INDIRECT($G$4&\"I\"&$A33)=\"\",\"★\",INDIRECT($G$4&\"I\"&$A33))","v":"★"},{"$f":"IF(INDIRECT($G$4&\"J\"&$A33)=\"\",\"★\",INDIRECT($G$4&\"J\"&$A33))","v":"★"},{"$f":"IF(INDIRECT($G$4&\"K\"&$A33)=\"\",\"★\",INDIRECT($G$4&\"K\"&$A33))","v":"★"},{"$f":"IF(INDIRECT($G$4&\"N\"&$A33)=\"\",\"★\",INDIRECT($G$4&\"N\"&$A33))","v":"---"},{"$f":"IF(INDIRECT($G$4&\"O\"&$A33)=\"\",\"★\",INDIRECT($G$4&\"O\"&$A33))","v":"---"},{"$f":"IF(INDIRECT($G$4&\"L\"&$A33)=\"\",\"★\",INDIRECT($G$4&\"L\"&$A33))","v":"★"},22,{"$f":"IF(INDIRECT($H$4&\"C\"&$A33)=\"\",\"★\",INDIRECT($H$4&\"C\"&$A33))","v":"★"},{"$f":"IF(INDIRECT($H$4&\"D\"&$A33)=\"\",\"★\",INDIRECT($H$4&\"D\"&$A33))","v":"その他（要：備考欄への詳細記載）"},{"$f":"IF(INDIRECT($H$4&\"E\"&$A33)=\"\",\"★\",INDIRECT($H$4&\"E\"&$A33))","v":"★"},{"$f":"IF(INDIRECT($H$4&\"F\"&$A33)=\"\",\"★\",INDIRECT($H$4&\"F\"&$A33))","v":"★"},{"$f":"IF(INDIRECT($H$4&\"G\"&$A33)=\"\",\"★\",INDIRECT($H$4&\"G\"&$A33))","v":"★"},{"$f":"IF(INDIRECT($H$4&\"H\"&$A33)=\"\",\"★\",INDIRECT($H$4&\"H\"&$A33))","v":"★"},{"$f":"IF(INDIRECT($H$4&\"I\"&$A33)=\"\",\"★\",INDIRECT($H$4&\"I\"&$A33))","v":"★"},{"$f":"IF(INDIRECT($H$4&\"J\"&$A33)=\"\",\"★\",INDIRECT($H$4&\"J\"&$A33))","v":"★"},{"$f":"IF(INDIRECT($H$4&\"K\"&$A33)=\"\",\"★\",INDIRECT($H$4&\"K\"&$A33))","v":"★"},{"$f":"IF(INDIRECT($H$4&\"N\"&$A33)=\"\",\"★\",INDIRECT($H$4&\"N\"&$A33))","v":"---"},{"$f":"IF(INDIRECT($H$4&\"O\"&$A33)=\"\",\"★\",INDIRECT($H$4&\"O\"&$A33))","v":"---"},{"$f":"IF(INDIRECT($H$4&\"L\"&$A33)=\"\",\"★\",INDIRECT($H$4&\"L\"&$A33))","v":"★"},22,{"$f":"IF(INDIRECT($I$4&\"C\"&$A33)=\"\",\"★\",INDIRECT($I$4&\"C\"&$A33))","v":"★"},{"$f":"IF(INDIRECT($I$4&\"D\"&$A33)=\"\",\"★\",INDIRECT($I$4&\"D\"&$A33))","v":"その他（要：備考欄への詳細記載）"},{"$f":"IF(INDIRECT($I$4&\"E\"&$A33)=\"\",\"★\",INDIRECT($I$4&\"E\"&$A33))","v":"★"},{"$f":"IF(INDIRECT($I$4&\"F\"&$A33)=\"\",\"★\",INDIRECT($I$4&\"F\"&$A33))","v":"★"},{"$f":"IF(INDIRECT($I$4&\"G\"&$A33)=\"\",\"★\",INDIRECT($I$4&\"G\"&$A33))","v":"★"},{"$f":"IF(INDIRECT($I$4&\"H\"&$A33)=\"\",\"★\",INDIRECT($I$4&\"H\"&$A33))","v":"★"},{"$f":"IF(INDIRECT($I$4&\"I\"&$A33)=\"\",\"★\",INDIRECT($I$4&\"I\"&$A33))","v":"★"},{"$f":"IF(INDIRECT($I$4&\"J\"&$A33)=\"\",\"★\",INDIRECT($I$4&\"J\"&$A33))","v":"★"},{"$f":"IF(INDIRECT($I$4&\"K\"&$A33)=\"\",\"★\",INDIRECT($I$4&\"K\"&$A33))","v":"★"},{"$f":"IF(INDIRECT($I$4&\"N\"&$A33)=\"\",\"★\",INDIRECT($I$4&\"N\"&$A33))","v":"---"},{"$f":"IF(INDIRECT($I$4&\"O\"&$A33)=\"\",\"★\",INDIRECT($I$4&\"O\"&$A33))","v":"---"},{"$f":"IF(INDIRECT($I$4&\"L\"&$A33)=\"\",\"★\",INDIRECT($I$4&\"L\"&$A33))","v":"★"}]
[29,null,null,null,null,null,null,null,null,null,null,null,null,null,null,null,null,null,null,null,null,null,null,null,null,null,null,null,null,null,null,null,23,{"$f":"IF(INDIRECT($C$4&\"C\"&$A34)=\"\",\"★\",INDIRECT($C$4&\"C\"&$A34))","v":"★"},{"$f":"IF(INDIRECT($C$4&\"D\"&$A34)=\"\",\"★\",INDIRECT($C$4&\"D\"&$A34))","v":"その他（要：備考欄への詳細記載）"},{"$f":"IF(INDIRECT($C$4&\"E\"&$A34)=\"\",\"★\",INDIRECT($C$4&\"E\"&$A34))","v":0},{"$f":"IF(INDIRECT($C$4&\"F\"&$A34)=\"\",\"★\",INDIRECT($C$4&\"F\"&$A34))","v":"★"},{"$f":"IF(INDIRECT($C$4&\"G\"&$A34)=\"\",\"★\",INDIRECT($C$4&\"G\"&$A34))","v":"★"},{"$f":"IF(INDIRECT($C$4&\"H\"&$A34)=\"\",\"★\",INDIRECT($C$4&\"H\"&$A34))","v":"★"},{"$f":"IF(INDIRECT($C$4&\"I\"&$A34)=\"\",\"★\",INDIRECT($C$4&\"I\"&$A34))","v":"★"},{"$f":"IF(INDIRECT($C$4&\"J\"&$A34)=\"\",\"★\",INDIRECT($C$4&\"J\"&$A34))","v":"★"},{"$f":"IF(INDIRECT($C$4&\"K\"&$A34)=\"\",\"★\",INDIRECT($C$4&\"K\"&$A34))","v":"★"},{"$f":"IF(INDIRECT($C$4&\"AC\"&$A34)=\"\",\"★\",INDIRECT($C$4&\"AC\"&$A34))","v":"---"},{"$f":"IF(INDIRECT($C$4&\"AD\"&$A34)=\"\",\"★\",INDIRECT($C$4&\"AD\"&$A34))","v":"---"},{"$f":"IF(INDIRECT($C$4&\"L\"&$A34)=\"\",\"★\",INDIRECT($C$4&\"L\"&$A34))","v":"★"},23,{"$f":"IF(INDIRECT($D$4&\"C\"&$A34)=\"\",\"★\",INDIRECT($D$4&\"C\"&$A34))","v":"★"},{"$f":"IF(INDIRECT($D$4&\"D\"&$A34)=\"\",\"★\",INDIRECT($D$4&\"D\"&$A34))","v":"その他（要：備考欄への詳細記載）"},{"$f":"IF(INDIRECT($D$4&\"E\"&$A34)=\"\",\"★\",INDIRECT($D$4&\"E\"&$A34))","v":0},{"$f":"IF(INDIRECT($D$4&\"F\"&$A34)=\"\",\"★\",INDIRECT($D$4&\"F\"&$A34))","v":"★"},{"$f":"IF(INDIRECT($D$4&\"G\"&$A34)=\"\",\"★\",INDIRECT($D$4&\"G\"&$A34))","v":"★"},{"$f":"IF(INDIRECT($D$4&\"H\"&$A34)=\"\",\"★\",INDIRECT($D$4&\"H\"&$A34))","v":"★"},{"$f":"IF(INDIRECT($D$4&\"I\"&$A34)=\"\",\"★\",INDIRECT($D$4&\"I\"&$A34))","v":"★"},{"$f":"IF(INDIRECT($D$4&\"J\"&$A34)=\"\",\"★\",INDIRECT($D$4&\"J\"&$A34))","v":"★"},{"$f":"IF(INDIRECT($D$4&\"K\"&$A34)=\"\",\"★\",INDIRECT($D$4&\"K\"&$A34))","v":"★"},{"$f":"IF(INDIRECT($D$4&\"AC\"&$A34)=\"\",\"★\",INDIRECT($D$4&\"AC\"&$A34))","v":"---"},{"$f":"IF(INDIRECT($D$4&\"AD\"&$A34)=\"\",\"★\",INDIRECT($D$4&\"AD\"&$A34))","v":"---"},{"$f":"IF(INDIRECT($D$4&\"L\"&$A34)=\"\",\"★\",INDIRECT($D$4&\"L\"&$A34))","v":"★"},23,{"$f":"IF(INDIRECT($E$4&\"C\"&$A34)=\"\",\"★\",INDIRECT($E$4&\"C\"&$A34))","v":"★"},{"$f":"IF(INDIRECT($E$4&\"D\"&$A34)=\"\",\"★\",INDIRECT($E$4&\"D\"&$A34))","v":"その他（要：備考欄への詳細記載）"},{"$f":"IF(INDIRECT($E$4&\"E\"&$A34)=\"\",\"★\",INDIRECT($E$4&\"E\"&$A34))","v":0},{"$f":"IF(INDIRECT($E$4&\"F\"&$A34)=\"\",\"★\",INDIRECT($E$4&\"F\"&$A34))","v":"★"},{"$f":"IF(INDIRECT($E$4&\"G\"&$A34)=\"\",\"★\",INDIRECT($E$4&\"G\"&$A34))","v":"★"},{"$f":"IF(INDIRECT($E$4&\"H\"&$A34)=\"\",\"★\",INDIRECT($E$4&\"H\"&$A34))","v":"★"},{"$f":"IF(INDIRECT($E$4&\"I\"&$A34)=\"\",\"★\",INDIRECT($E$4&\"I\"&$A34))","v":"★"},{"$f":"IF(INDIRECT($E$4&\"J\"&$A34)=\"\",\"★\",INDIRECT($E$4&\"J\"&$A34))","v":"★"},{"$f":"IF(INDIRECT($E$4&\"K\"&$A34)=\"\",\"★\",INDIRECT($E$4&\"K\"&$A34))","v":"★"},{"$f":"IF(INDIRECT($E$4&\"AC\"&$A34)=\"\",\"★\",INDIRECT($E$4&\"AC\"&$A34))","v":"---"},{"$f":"IF(INDIRECT($E$4&\"AD\"&$A34)=\"\",\"★\",INDIRECT($E$4&\"AD\"&$A34))","v":"---"},{"$f":"IF(INDIRECT($E$4&\"L\"&$A34)=\"\",\"★\",INDIRECT($E$4&\"L\"&$A34))","v":"★"},null,null,null,null,null,null,null,null,null,null,null,null,null,null,23,{"$f":"IF(INDIRECT($G$4&\"C\"&$A34)=\"\",\"★\",INDIRECT($G$4&\"C\"&$A34))","v":"★"},{"$f":"IF(INDIRECT($G$4&\"D\"&$A34)=\"\",\"★\",INDIRECT($G$4&\"D\"&$A34))","v":"その他（要：備考欄への詳細記載）"},{"$f":"IF(INDIRECT($G$4&\"E\"&$A34)=\"\",\"★\",INDIRECT($G$4&\"E\"&$A34))","v":"★"},{"$f":"IF(INDIRECT($G$4&\"F\"&$A34)=\"\",\"★\",INDIRECT($G$4&\"F\"&$A34))","v":"★"},{"$f":"IF(INDIRECT($G$4&\"G\"&$A34)=\"\",\"★\",INDIRECT($G$4&\"G\"&$A34))","v":"★"},{"$f":"IF(INDIRECT($G$4&\"H\"&$A34)=\"\",\"★\",INDIRECT($G$4&\"H\"&$A34))","v":"★"},{"$f":"IF(INDIRECT($G$4&\"I\"&$A34)=\"\",\"★\",INDIRECT($G$4&\"I\"&$A34))","v":"★"},{"$f":"IF(INDIRECT($G$4&\"J\"&$A34)=\"\",\"★\",INDIRECT($G$4&\"J\"&$A34))","v":"★"},{"$f":"IF(INDIRECT($G$4&\"K\"&$A34)=\"\",\"★\",INDIRECT($G$4&\"K\"&$A34))","v":"★"},{"$f":"IF(INDIRECT($G$4&\"N\"&$A34)=\"\",\"★\",INDIRECT($G$4&\"N\"&$A34))","v":"---"},{"$f":"IF(INDIRECT($G$4&\"O\"&$A34)=\"\",\"★\",INDIRECT($G$4&\"O\"&$A34))","v":"---"},{"$f":"IF(INDIRECT($G$4&\"L\"&$A34)=\"\",\"★\",INDIRECT($G$4&\"L\"&$A34))","v":"★"},23,{"$f":"IF(INDIRECT($H$4&\"C\"&$A34)=\"\",\"★\",INDIRECT($H$4&\"C\"&$A34))","v":"★"},{"$f":"IF(INDIRECT($H$4&\"D\"&$A34)=\"\",\"★\",INDIRECT($H$4&\"D\"&$A34))","v":"その他（要：備考欄への詳細記載）"},{"$f":"IF(INDIRECT($H$4&\"E\"&$A34)=\"\",\"★\",INDIRECT($H$4&\"E\"&$A34))","v":"★"},{"$f":"IF(INDIRECT($H$4&\"F\"&$A34)=\"\",\"★\",INDIRECT($H$4&\"F\"&$A34))","v":"★"},{"$f":"IF(INDIRECT($H$4&\"G\"&$A34)=\"\",\"★\",INDIRECT($H$4&\"G\"&$A34))","v":"★"},{"$f":"IF(INDIRECT($H$4&\"H\"&$A34)=\"\",\"★\",INDIRECT($H$4&\"H\"&$A34))","v":"★"},{"$f":"IF(INDIRECT($H$4&\"I\"&$A34)=\"\",\"★\",INDIRECT($H$4&\"I\"&$A34))","v":"★"},{"$f":"IF(INDIRECT($H$4&\"J\"&$A34)=\"\",\"★\",INDIRECT($H$4&\"J\"&$A34))","v":"★"},{"$f":"IF(INDIRECT($H$4&\"K\"&$A34)=\"\",\"★\",INDIRECT($H$4&\"K\"&$A34))","v":"★"},{"$f":"IF(INDIRECT($H$4&\"N\"&$A34)=\"\",\"★\",INDIRECT($H$4&\"N\"&$A34))","v":"---"},{"$f":"IF(INDIRECT($H$4&\"O\"&$A34)=\"\",\"★\",INDIRECT($H$4&\"O\"&$A34))","v":"---"},{"$f":"IF(INDIRECT($H$4&\"L\"&$A34)=\"\",\"★\",INDIRECT($H$4&\"L\"&$A34))","v":"★"},23,{"$f":"IF(INDIRECT($I$4&\"C\"&$A34)=\"\",\"★\",INDIRECT($I$4&\"C\"&$A34))","v":"★"},{"$f":"IF(INDIRECT($I$4&\"D\"&$A34)=\"\",\"★\",INDIRECT($I$4&\"D\"&$A34))","v":"その他（要：備考欄への詳細記載）"},{"$f":"IF(INDIRECT($I$4&\"E\"&$A34)=\"\",\"★\",INDIRECT($I$4&\"E\"&$A34))","v":"★"},{"$f":"IF(INDIRECT($I$4&\"F\"&$A34)=\"\",\"★\",INDIRECT($I$4&\"F\"&$A34))","v":"★"},{"$f":"IF(INDIRECT($I$4&\"G\"&$A34)=\"\",\"★\",INDIRECT($I$4&\"G\"&$A34))","v":"★"},{"$f":"IF(INDIRECT($I$4&\"H\"&$A34)=\"\",\"★\",INDIRECT($I$4&\"H\"&$A34))","v":"★"},{"$f":"IF(INDIRECT($I$4&\"I\"&$A34)=\"\",\"★\",INDIRECT($I$4&\"I\"&$A34))","v":"★"},{"$f":"IF(INDIRECT($I$4&\"J\"&$A34)=\"\",\"★\",INDIRECT($I$4&\"J\"&$A34))","v":"★"},{"$f":"IF(INDIRECT($I$4&\"K\"&$A34)=\"\",\"★\",INDIRECT($I$4&\"K\"&$A34))","v":"★"},{"$f":"IF(INDIRECT($I$4&\"N\"&$A34)=\"\",\"★\",INDIRECT($I$4&\"N\"&$A34))","v":"---"},{"$f":"IF(INDIRECT($I$4&\"O\"&$A34)=\"\",\"★\",INDIRECT($I$4&\"O\"&$A34))","v":"---"},{"$f":"IF(INDIRECT($I$4&\"L\"&$A34)=\"\",\"★\",INDIRECT($I$4&\"L\"&$A34))","v":"★"}]
[30,null,null,null,null,null,null,null,null,null,null,null,null,null,null,null,null,null,null,null,null,null,null,null,null,null,null,null,null,null,null,null,24,{"$f":"IF(INDIRECT($C$4&\"C\"&$A35)=\"\",\"★\",INDIRECT($C$4&\"C\"&$A35))","v":"★"},{"$f":"IF(INDIRECT($C$4&\"D\"&$A35)=\"\",\"★\",INDIRECT($C$4&\"D\"&$A35))","v":"その他（要：備考欄への詳細記載）"},{"$f":"IF(INDIRECT($C$4&\"E\"&$A35)=\"\",\"★\",INDIRECT($C$4&\"E\"&$A35))","v":0},{"$f":"IF(INDIRECT($C$4&\"F\"&$A35)=\"\",\"★\",INDIRECT($C$4&\"F\"&$A35))","v":"★"},{"$f":"IF(INDIRECT($C$4&\"G\"&$A35)=\"\",\"★\",INDIRECT($C$4&\"G\"&$A35))","v":"★"},{"$f":"IF(INDIRECT($C$4&\"H\"&$A35)=\"\",\"★\",INDIRECT($C$4&\"H\"&$A35))","v":"★"},{"$f":"IF(INDIRECT($C$4&\"I\"&$A35)=\"\",\"★\",INDIRECT($C$4&\"I\"&$A35))","v":"★"},{"$f":"IF(INDIRECT($C$4&\"J\"&$A35)=\"\",\"★\",INDIRECT($C$4&\"J\"&$A35))","v":"★"},{"$f":"IF(INDIRECT($C$4&\"K\"&$A35)=\"\",\"★\",INDIRECT($C$4&\"K\"&$A35))","v":"★"},{"$f":"IF(INDIRECT($C$4&\"AC\"&$A35)=\"\",\"★\",INDIRECT($C$4&\"AC\"&$A35))","v":"---"},{"$f":"IF(INDIRECT($C$4&\"AD\"&$A35)=\"\",\"★\",INDIRECT($C$4&\"AD\"&$A35))","v":"---"},{"$f":"IF(INDIRECT($C$4&\"L\"&$A35)=\"\",\"★\",INDIRECT($C$4&\"L\"&$A35))","v":"★"},24,{"$f":"IF(INDIRECT($D$4&\"C\"&$A35)=\"\",\"★\",INDIRECT($D$4&\"C\"&$A35))","v":"★"},{"$f":"IF(INDIRECT($D$4&\"D\"&$A35)=\"\",\"★\",INDIRECT($D$4&\"D\"&$A35))","v":"その他（要：備考欄への詳細記載）"},{"$f":"IF(INDIRECT($D$4&\"E\"&$A35)=\"\",\"★\",INDIRECT($D$4&\"E\"&$A35))","v":0},{"$f":"IF(INDIRECT($D$4&\"F\"&$A35)=\"\",\"★\",INDIRECT($D$4&\"F\"&$A35))","v":"★"},{"$f":"IF(INDIRECT($D$4&\"G\"&$A35)=\"\",\"★\",INDIRECT($D$4&\"G\"&$A35))","v":"★"},{"$f":"IF(INDIRECT($D$4&\"H\"&$A35)=\"\",\"★\",INDIRECT($D$4&\"H\"&$A35))","v":"★"},{"$f":"IF(INDIRECT($D$4&\"I\"&$A35)=\"\",\"★\",INDIRECT($D$4&\"I\"&$A35))","v":"★"},{"$f":"IF(INDIRECT($D$4&\"J\"&$A35)=\"\",\"★\",INDIRECT($D$4&\"J\"&$A35))","v":"★"},{"$f":"IF(INDIRECT($D$4&\"K\"&$A35)=\"\",\"★\",INDIRECT($D$4&\"K\"&$A35))","v":"★"},{"$f":"IF(INDIRECT($D$4&\"AC\"&$A35)=\"\",\"★\",INDIRECT($D$4&\"AC\"&$A35))","v":"---"},{"$f":"IF(INDIRECT($D$4&\"AD\"&$A35)=\"\",\"★\",INDIRECT($D$4&\"AD\"&$A35))","v":"---"},{"$f":"IF(INDIRECT($D$4&\"L\"&$A35)=\"\",\"★\",INDIRECT($D$4&\"L\"&$A35))","v":"★"},24,{"$f":"IF(INDIRECT($E$4&\"C\"&$A35)=\"\",\"★\",INDIRECT($E$4&\"C\"&$A35))","v":"★"},{"$f":"IF(INDIRECT($E$4&\"D\"&$A35)=\"\",\"★\",INDIRECT($E$4&\"D\"&$A35))","v":"その他（要：備考欄への詳細記載）"},{"$f":"IF(INDIRECT($E$4&\"E\"&$A35)=\"\",\"★\",INDIRECT($E$4&\"E\"&$A35))","v":0},{"$f":"IF(INDIRECT($E$4&\"F\"&$A35)=\"\",\"★\",INDIRECT($E$4&\"F\"&$A35))","v":"★"},{"$f":"IF(INDIRECT($E$4&\"G\"&$A35)=\"\",\"★\",INDIRECT($E$4&\"G\"&$A35))","v":"★"},{"$f":"IF(INDIRECT($E$4&\"H\"&$A35)=\"\",\"★\",INDIRECT($E$4&\"H\"&$A35))","v":"★"},{"$f":"IF(INDIRECT($E$4&\"I\"&$A35)=\"\",\"★\",INDIRECT($E$4&\"I\"&$A35))","v":"★"},{"$f":"IF(INDIRECT($E$4&\"J\"&$A35)=\"\",\"★\",INDIRECT($E$4&\"J\"&$A35))","v":"★"},{"$f":"IF(INDIRECT($E$4&\"K\"&$A35)=\"\",\"★\",INDIRECT($E$4&\"K\"&$A35))","v":"★"},{"$f":"IF(INDIRECT($E$4&\"AC\"&$A35)=\"\",\"★\",INDIRECT($E$4&\"AC\"&$A35))","v":"---"},{"$f":"IF(INDIRECT($E$4&\"AD\"&$A35)=\"\",\"★\",INDIRECT($E$4&\"AD\"&$A35))","v":"---"},{"$f":"IF(INDIRECT($E$4&\"L\"&$A35)=\"\",\"★\",INDIRECT($E$4&\"L\"&$A35))","v":"★"},null,null,null,null,null,null,null,null,null,null,null,null,null,null,24,{"$f":"IF(INDIRECT($G$4&\"C\"&$A35)=\"\",\"★\",INDIRECT($G$4&\"C\"&$A35))","v":"★"},{"$f":"IF(INDIRECT($G$4&\"D\"&$A35)=\"\",\"★\",INDIRECT($G$4&\"D\"&$A35))","v":"その他（要：備考欄への詳細記載）"},{"$f":"IF(INDIRECT($G$4&\"E\"&$A35)=\"\",\"★\",INDIRECT($G$4&\"E\"&$A35))","v":"★"},{"$f":"IF(INDIRECT($G$4&\"F\"&$A35)=\"\",\"★\",INDIRECT($G$4&\"F\"&$A35))","v":"★"},{"$f":"IF(INDIRECT($G$4&\"G\"&$A35)=\"\",\"★\",INDIRECT($G$4&\"G\"&$A35))","v":"★"},{"$f":"IF(INDIRECT($G$4&\"H\"&$A35)=\"\",\"★\",INDIRECT($G$4&\"H\"&$A35))","v":"★"},{"$f":"IF(INDIRECT($G$4&\"I\"&$A35)=\"\",\"★\",INDIRECT($G$4&\"I\"&$A35))","v":"★"},{"$f":"IF(INDIRECT($G$4&\"J\"&$A35)=\"\",\"★\",INDIRECT($G$4&\"J\"&$A35))","v":"★"},{"$f":"IF(INDIRECT($G$4&\"K\"&$A35)=\"\",\"★\",INDIRECT($G$4&\"K\"&$A35))","v":"★"},{"$f":"IF(INDIRECT($G$4&\"N\"&$A35)=\"\",\"★\",INDIRECT($G$4&\"N\"&$A35))","v":"---"},{"$f":"IF(INDIRECT($G$4&\"O\"&$A35)=\"\",\"★\",INDIRECT($G$4&\"O\"&$A35))","v":"---"},{"$f":"IF(INDIRECT($G$4&\"L\"&$A35)=\"\",\"★\",INDIRECT($G$4&\"L\"&$A35))","v":"★"},24,{"$f":"IF(INDIRECT($H$4&\"C\"&$A35)=\"\",\"★\",INDIRECT($H$4&\"C\"&$A35))","v":"★"},{"$f":"IF(INDIRECT($H$4&\"D\"&$A35)=\"\",\"★\",INDIRECT($H$4&\"D\"&$A35))","v":"その他（要：備考欄への詳細記載）"},{"$f":"IF(INDIRECT($H$4&\"E\"&$A35)=\"\",\"★\",INDIRECT($H$4&\"E\"&$A35))","v":"★"},{"$f":"IF(INDIRECT($H$4&\"F\"&$A35)=\"\",\"★\",INDIRECT($H$4&\"F\"&$A35))","v":"★"},{"$f":"IF(INDIRECT($H$4&\"G\"&$A35)=\"\",\"★\",INDIRECT($H$4&\"G\"&$A35))","v":"★"},{"$f":"IF(INDIRECT($H$4&\"H\"&$A35)=\"\",\"★\",INDIRECT($H$4&\"H\"&$A35))","v":"★"},{"$f":"IF(INDIRECT($H$4&\"I\"&$A35)=\"\",\"★\",INDIRECT($H$4&\"I\"&$A35))","v":"★"},{"$f":"IF(INDIRECT($H$4&\"J\"&$A35)=\"\",\"★\",INDIRECT($H$4&\"J\"&$A35))","v":"★"},{"$f":"IF(INDIRECT($H$4&\"K\"&$A35)=\"\",\"★\",INDIRECT($H$4&\"K\"&$A35))","v":"★"},{"$f":"IF(INDIRECT($H$4&\"N\"&$A35)=\"\",\"★\",INDIRECT($H$4&\"N\"&$A35))","v":"---"},{"$f":"IF(INDIRECT($H$4&\"O\"&$A35)=\"\",\"★\",INDIRECT($H$4&\"O\"&$A35))","v":"---"},{"$f":"IF(INDIRECT($H$4&\"L\"&$A35)=\"\",\"★\",INDIRECT($H$4&\"L\"&$A35))","v":"★"},24,{"$f":"IF(INDIRECT($I$4&\"C\"&$A35)=\"\",\"★\",INDIRECT($I$4&\"C\"&$A35))","v":"★"},{"$f":"IF(INDIRECT($I$4&\"D\"&$A35)=\"\",\"★\",INDIRECT($I$4&\"D\"&$A35))","v":"その他（要：備考欄への詳細記載）"},{"$f":"IF(INDIRECT($I$4&\"E\"&$A35)=\"\",\"★\",INDIRECT($I$4&\"E\"&$A35))","v":"★"},{"$f":"IF(INDIRECT($I$4&\"F\"&$A35)=\"\",\"★\",INDIRECT($I$4&\"F\"&$A35))","v":"★"},{"$f":"IF(INDIRECT($I$4&\"G\"&$A35)=\"\",\"★\",INDIRECT($I$4&\"G\"&$A35))","v":"★"},{"$f":"IF(INDIRECT($I$4&\"H\"&$A35)=\"\",\"★\",INDIRECT($I$4&\"H\"&$A35))","v":"★"},{"$f":"IF(INDIRECT($I$4&\"I\"&$A35)=\"\",\"★\",INDIRECT($I$4&\"I\"&$A35))","v":"★"},{"$f":"IF(INDIRECT($I$4&\"J\"&$A35)=\"\",\"★\",INDIRECT($I$4&\"J\"&$A35))","v":"★"},{"$f":"IF(INDIRECT($I$4&\"K\"&$A35)=\"\",\"★\",INDIRECT($I$4&\"K\"&$A35))","v":"★"},{"$f":"IF(INDIRECT($I$4&\"N\"&$A35)=\"\",\"★\",INDIRECT($I$4&\"N\"&$A35))","v":"---"},{"$f":"IF(INDIRECT($I$4&\"O\"&$A35)=\"\",\"★\",INDIRECT($I$4&\"O\"&$A35))","v":"---"},{"$f":"IF(INDIRECT($I$4&\"L\"&$A35)=\"\",\"★\",INDIRECT($I$4&\"L\"&$A35))","v":"★"}]
[31,null,null,null,null,null,null,null,null,null,null,null,null,null,null,null,null,null,null,null,null,null,null,null,null,null,null,null,null,null,null,null,25,{"$f":"IF(INDIRECT($C$4&\"C\"&$A36)=\"\",\"★\",INDIRECT($C$4&\"C\"&$A36))","v":"★"},{"$f":"IF(INDIRECT($C$4&\"D\"&$A36)=\"\",\"★\",INDIRECT($C$4&\"D\"&$A36))","v":"その他（要：備考欄への詳細記載）"},{"$f":"IF(INDIRECT($C$4&\"E\"&$A36)=\"\",\"★\",INDIRECT($C$4&\"E\"&$A36))","v":0},{"$f":"IF(INDIRECT($C$4&\"F\"&$A36)=\"\",\"★\",INDIRECT($C$4&\"F\"&$A36))","v":"★"},{"$f":"IF(INDIRECT($C$4&\"G\"&$A36)=\"\",\"★\",INDIRECT($C$4&\"G\"&$A36))","v":"★"},{"$f":"IF(INDIRECT($C$4&\"H\"&$A36)=\"\",\"★\",INDIRECT($C$4&\"H\"&$A36))","v":"★"},{"$f":"IF(INDIRECT($C$4&\"I\"&$A36)=\"\",\"★\",INDIRECT($C$4&\"I\"&$A36))","v":"★"},{"$f":"IF(INDIRECT($C$4&\"J\"&$A36)=\"\",\"★\",INDIRECT($C$4&\"J\"&$A36))","v":"★"},{"$f":"IF(INDIRECT($C$4&\"K\"&$A36)=\"\",\"★\",INDIRECT($C$4&\"K\"&$A36))","v":"★"},{"$f":"IF(INDIRECT($C$4&\"AC\"&$A36)=\"\",\"★\",INDIRECT($C$4&\"AC\"&$A36))","v":"---"},{"$f":"IF(INDIRECT($C$4&\"AD\"&$A36)=\"\",\"★\",INDIRECT($C$4&\"AD\"&$A36))","v":"---"},{"$f":"IF(INDIRECT($C$4&\"L\"&$A36)=\"\",\"★\",INDIRECT($C$4&\"L\"&$A36))","v":"★"},25,{"$f":"IF(INDIRECT($D$4&\"C\"&$A36)=\"\",\"★\",INDIRECT($D$4&\"C\"&$A36))","v":"★"},{"$f":"IF(INDIRECT($D$4&\"D\"&$A36)=\"\",\"★\",INDIRECT($D$4&\"D\"&$A36))","v":"その他（要：備考欄への詳細記載）"},{"$f":"IF(INDIRECT($D$4&\"E\"&$A36)=\"\",\"★\",INDIRECT($D$4&\"E\"&$A36))","v":0},{"$f":"IF(INDIRECT($D$4&\"F\"&$A36)=\"\",\"★\",INDIRECT($D$4&\"F\"&$A36))","v":"★"},{"$f":"IF(INDIRECT($D$4&\"G\"&$A36)=\"\",\"★\",INDIRECT($D$4&\"G\"&$A36))","v":"★"},{"$f":"IF(INDIRECT($D$4&\"H\"&$A36)=\"\",\"★\",INDIRECT($D$4&\"H\"&$A36))","v":"★"},{"$f":"IF(INDIRECT($D$4&\"I\"&$A36)=\"\",\"★\",INDIRECT($D$4&\"I\"&$A36))","v":"★"},{"$f":"IF(INDIRECT($D$4&\"J\"&$A36)=\"\",\"★\",INDIRECT($D$4&\"J\"&$A36))","v":"★"},{"$f":"IF(INDIRECT($D$4&\"K\"&$A36)=\"\",\"★\",INDIRECT($D$4&\"K\"&$A36))","v":"★"},{"$f":"IF(INDIRECT($D$4&\"AC\"&$A36)=\"\",\"★\",INDIRECT($D$4&\"AC\"&$A36))","v":"---"},{"$f":"IF(INDIRECT($D$4&\"AD\"&$A36)=\"\",\"★\",INDIRECT($D$4&\"AD\"&$A36))","v":"---"},{"$f":"IF(INDIRECT($D$4&\"L\"&$A36)=\"\",\"★\",INDIRECT($D$4&\"L\"&$A36))","v":"★"},25,{"$f":"IF(INDIRECT($E$4&\"C\"&$A36)=\"\",\"★\",INDIRECT($E$4&\"C\"&$A36))","v":"★"},{"$f":"IF(INDIRECT($E$4&\"D\"&$A36)=\"\",\"★\",INDIRECT($E$4&\"D\"&$A36))","v":"その他（要：備考欄への詳細記載）"},{"$f":"IF(INDIRECT($E$4&\"E\"&$A36)=\"\",\"★\",INDIRECT($E$4&\"E\"&$A36))","v":0},{"$f":"IF(INDIRECT($E$4&\"F\"&$A36)=\"\",\"★\",INDIRECT($E$4&\"F\"&$A36))","v":"★"},{"$f":"IF(INDIRECT($E$4&\"G\"&$A36)=\"\",\"★\",INDIRECT($E$4&\"G\"&$A36))","v":"★"},{"$f":"IF(INDIRECT($E$4&\"H\"&$A36)=\"\",\"★\",INDIRECT($E$4&\"H\"&$A36))","v":"★"},{"$f":"IF(INDIRECT($E$4&\"I\"&$A36)=\"\",\"★\",INDIRECT($E$4&\"I\"&$A36))","v":"★"},{"$f":"IF(INDIRECT($E$4&\"J\"&$A36)=\"\",\"★\",INDIRECT($E$4&\"J\"&$A36))","v":"★"},{"$f":"IF(INDIRECT($E$4&\"K\"&$A36)=\"\",\"★\",INDIRECT($E$4&\"K\"&$A36))","v":"★"},{"$f":"IF(INDIRECT($E$4&\"AC\"&$A36)=\"\",\"★\",INDIRECT($E$4&\"AC\"&$A36))","v":"---"},{"$f":"IF(INDIRECT($E$4&\"AD\"&$A36)=\"\",\"★\",INDIRECT($E$4&\"AD\"&$A36))","v":"---"},{"$f":"IF(INDIRECT($E$4&\"L\"&$A36)=\"\",\"★\",INDIRECT($E$4&\"L\"&$A36))","v":"★"},null,null,null,null,null,null,null,null,null,null,null,null,null,null,25,{"$f":"IF(INDIRECT($G$4&\"C\"&$A36)=\"\",\"★\",INDIRECT($G$4&\"C\"&$A36))","v":"★"},{"$f":"IF(INDIRECT($G$4&\"D\"&$A36)=\"\",\"★\",INDIRECT($G$4&\"D\"&$A36))","v":"その他（要：備考欄への詳細記載）"},{"$f":"IF(INDIRECT($G$4&\"E\"&$A36)=\"\",\"★\",INDIRECT($G$4&\"E\"&$A36))","v":"★"},{"$f":"IF(INDIRECT($G$4&\"F\"&$A36)=\"\",\"★\",INDIRECT($G$4&\"F\"&$A36))","v":"★"},{"$f":"IF(INDIRECT($G$4&\"G\"&$A36)=\"\",\"★\",INDIRECT($G$4&\"G\"&$A36))","v":"★"},{"$f":"IF(INDIRECT($G$4&\"H\"&$A36)=\"\",\"★\",INDIRECT($G$4&\"H\"&$A36))","v":"★"},{"$f":"IF(INDIRECT($G$4&\"I\"&$A36)=\"\",\"★\",INDIRECT($G$4&\"I\"&$A36))","v":"★"},{"$f":"IF(INDIRECT($G$4&\"J\"&$A36)=\"\",\"★\",INDIRECT($G$4&\"J\"&$A36))","v":"★"},{"$f":"IF(INDIRECT($G$4&\"K\"&$A36)=\"\",\"★\",INDIRECT($G$4&\"K\"&$A36))","v":"★"},{"$f":"IF(INDIRECT($G$4&\"N\"&$A36)=\"\",\"★\",INDIRECT($G$4&\"N\"&$A36))","v":"---"},{"$f":"IF(INDIRECT($G$4&\"O\"&$A36)=\"\",\"★\",INDIRECT($G$4&\"O\"&$A36))","v":"---"},{"$f":"IF(INDIRECT($G$4&\"L\"&$A36)=\"\",\"★\",INDIRECT($G$4&\"L\"&$A36))","v":"★"},25,{"$f":"IF(INDIRECT($H$4&\"C\"&$A36)=\"\",\"★\",INDIRECT($H$4&\"C\"&$A36))","v":"★"},{"$f":"IF(INDIRECT($H$4&\"D\"&$A36)=\"\",\"★\",INDIRECT($H$4&\"D\"&$A36))","v":"その他（要：備考欄への詳細記載）"},{"$f":"IF(INDIRECT($H$4&\"E\"&$A36)=\"\",\"★\",INDIRECT($H$4&\"E\"&$A36))","v":"★"},{"$f":"IF(INDIRECT($H$4&\"F\"&$A36)=\"\",\"★\",INDIRECT($H$4&\"F\"&$A36))","v":"★"},{"$f":"IF(INDIRECT($H$4&\"G\"&$A36)=\"\",\"★\",INDIRECT($H$4&\"G\"&$A36))","v":"★"},{"$f":"IF(INDIRECT($H$4&\"H\"&$A36)=\"\",\"★\",INDIRECT($H$4&\"H\"&$A36))","v":"★"},{"$f":"IF(INDIRECT($H$4&\"I\"&$A36)=\"\",\"★\",INDIRECT($H$4&\"I\"&$A36))","v":"★"},{"$f":"IF(INDIRECT($H$4&\"J\"&$A36)=\"\",\"★\",INDIRECT($H$4&\"J\"&$A36))","v":"★"},{"$f":"IF(INDIRECT($H$4&\"K\"&$A36)=\"\",\"★\",INDIRECT($H$4&\"K\"&$A36))","v":"★"},{"$f":"IF(INDIRECT($H$4&\"N\"&$A36)=\"\",\"★\",INDIRECT($H$4&\"N\"&$A36))","v":"---"},{"$f":"IF(INDIRECT($H$4&\"O\"&$A36)=\"\",\"★\",INDIRECT($H$4&\"O\"&$A36))","v":"---"},{"$f":"IF(INDIRECT($H$4&\"L\"&$A36)=\"\",\"★\",INDIRECT($H$4&\"L\"&$A36))","v":"★"},25,{"$f":"IF(INDIRECT($I$4&\"C\"&$A36)=\"\",\"★\",INDIRECT($I$4&\"C\"&$A36))","v":"★"},{"$f":"IF(INDIRECT($I$4&\"D\"&$A36)=\"\",\"★\",INDIRECT($I$4&\"D\"&$A36))","v":"その他（要：備考欄への詳細記載）"},{"$f":"IF(INDIRECT($I$4&\"E\"&$A36)=\"\",\"★\",INDIRECT($I$4&\"E\"&$A36))","v":"★"},{"$f":"IF(INDIRECT($I$4&\"F\"&$A36)=\"\",\"★\",INDIRECT($I$4&\"F\"&$A36))","v":"★"},{"$f":"IF(INDIRECT($I$4&\"G\"&$A36)=\"\",\"★\",INDIRECT($I$4&\"G\"&$A36))","v":"★"},{"$f":"IF(INDIRECT($I$4&\"H\"&$A36)=\"\",\"★\",INDIRECT($I$4&\"H\"&$A36))","v":"★"},{"$f":"IF(INDIRECT($I$4&\"I\"&$A36)=\"\",\"★\",INDIRECT($I$4&\"I\"&$A36))","v":"★"},{"$f":"IF(INDIRECT($I$4&\"J\"&$A36)=\"\",\"★\",INDIRECT($I$4&\"J\"&$A36))","v":"★"},{"$f":"IF(INDIRECT($I$4&\"K\"&$A36)=\"\",\"★\",INDIRECT($I$4&\"K\"&$A36))","v":"★"},{"$f":"IF(INDIRECT($I$4&\"N\"&$A36)=\"\",\"★\",INDIRECT($I$4&\"N\"&$A36))","v":"---"},{"$f":"IF(INDIRECT($I$4&\"O\"&$A36)=\"\",\"★\",INDIRECT($I$4&\"O\"&$A36))","v":"---"},{"$f":"IF(INDIRECT($I$4&\"L\"&$A36)=\"\",\"★\",INDIRECT($I$4&\"L\"&$A36))","v":"★"}]
[48,null,null,null,null,null,null,null,null,null,null,null,null,null,null,null,null,null,null,null,null,null,null,null,null,null,null,null,null,null,null,null,26,{"$f":"IF(INDIRECT($C$4&\"C\"&$A37)=\"\",\"★\",INDIRECT($C$4&\"C\"&$A37))","v":"★"},{"$f":"IF(INDIRECT($C$4&\"D\"&$A37)=\"\",\"★\",INDIRECT($C$4&\"D\"&$A37))","v":"★"},{"$f":"IF(INDIRECT($C$4&\"E\"&$A37)=\"\",\"★\",INDIRECT($C$4&\"E\"&$A37))","v":0},{"$f":"IF(INDIRECT($C$4&\"F\"&$A37)=\"\",\"★\",INDIRECT($C$4&\"F\"&$A37))","v":"★"},{"$f":"IF(INDIRECT($C$4&\"G\"&$A37)=\"\",\"★\",INDIRECT($C$4&\"G\"&$A37))","v":"★"},{"$f":"IF(INDIRECT($C$4&\"H\"&$A37)=\"\",\"★\",INDIRECT($C$4&\"H\"&$A37))","v":"★"},{"$f":"IF(INDIRECT($C$4&\"I\"&$A37)=\"\",\"★\",INDIRECT($C$4&\"I\"&$A37))","v":"★"},{"$f":"IF(INDIRECT($C$4&\"J\"&$A37)=\"\",\"★\",INDIRECT($C$4&\"J\"&$A37))","v":"★"},{"$f":"IF(INDIRECT($C$4&\"K\"&$A37)=\"\",\"★\",INDIRECT($C$4&\"K\"&$A37))","v":"★"},{"$f":"IF(INDIRECT($C$4&\"AC\"&$A37)=\"\",\"★\",INDIRECT($C$4&\"AC\"&$A37))","v":"★"},{"$f":"IF(INDIRECT($C$4&\"AD\"&$A37)=\"\",\"★\",INDIRECT($C$4&\"AD\"&$A37))","v":"★"},{"$f":"IF(INDIRECT($C$4&\"L\"&$A37)=\"\",\"★\",INDIRECT($C$4&\"L\"&$A37))","v":"★"},26,{"$f":"IF(INDIRECT($D$4&\"C\"&$A37)=\"\",\"★\",INDIRECT($D$4&\"C\"&$A37))","v":"★"},{"$f":"IF(INDIRECT($D$4&\"D\"&$A37)=\"\",\"★\",INDIRECT($D$4&\"D\"&$A37))","v":"★"},{"$f":"IF(INDIRECT($D$4&\"E\"&$A37)=\"\",\"★\",INDIRECT($D$4&\"E\"&$A37))","v":0},{"$f":"IF(INDIRECT($D$4&\"F\"&$A37)=\"\",\"★\",INDIRECT($D$4&\"F\"&$A37))","v":"★"},{"$f":"IF(INDIRECT($D$4&\"G\"&$A37)=\"\",\"★\",INDIRECT($D$4&\"G\"&$A37))","v":"★"},{"$f":"IF(INDIRECT($D$4&\"H\"&$A37)=\"\",\"★\",INDIRECT($D$4&\"H\"&$A37))","v":"★"},{"$f":"IF(INDIRECT($D$4&\"I\"&$A37)=\"\",\"★\",INDIRECT($D$4&\"I\"&$A37))","v":"★"},{"$f":"IF(INDIRECT($D$4&\"J\"&$A37)=\"\",\"★\",INDIRECT($D$4&\"J\"&$A37))","v":"★"},{"$f":"IF(INDIRECT($D$4&\"K\"&$A37)=\"\",\"★\",INDIRECT($D$4&\"K\"&$A37))","v":"★"},{"$f":"IF(INDIRECT($D$4&\"AC\"&$A37)=\"\",\"★\",INDIRECT($D$4&\"AC\"&$A37))","v":"★"},{"$f":"IF(INDIRECT($D$4&\"AD\"&$A37)=\"\",\"★\",INDIRECT($D$4&\"AD\"&$A37))","v":"★"},{"$f":"IF(INDIRECT($D$4&\"L\"&$A37)=\"\",\"★\",INDIRECT($D$4&\"L\"&$A37))","v":"★"},26,{"$f":"IF(INDIRECT($E$4&\"C\"&$A37)=\"\",\"★\",INDIRECT($E$4&\"C\"&$A37))","v":"★"},{"$f":"IF(INDIRECT($E$4&\"D\"&$A37)=\"\",\"★\",INDIRECT($E$4&\"D\"&$A37))","v":"★"},{"$f":"IF(INDIRECT($E$4&\"E\"&$A37)=\"\",\"★\",INDIRECT($E$4&\"E\"&$A37))","v":0},{"$f":"IF(INDIRECT($E$4&\"F\"&$A37)=\"\",\"★\",INDIRECT($E$4&\"F\"&$A37))","v":"★"},{"$f":"IF(INDIRECT($E$4&\"G\"&$A37)=\"\",\"★\",INDIRECT($E$4&\"G\"&$A37))","v":"★"},{"$f":"IF(INDIRECT($E$4&\"H\"&$A37)=\"\",\"★\",INDIRECT($E$4&\"H\"&$A37))","v":"★"},{"$f":"IF(INDIRECT($E$4&\"I\"&$A37)=\"\",\"★\",INDIRECT($E$4&\"I\"&$A37))","v":"★"},{"$f":"IF(INDIRECT($E$4&\"J\"&$A37)=\"\",\"★\",INDIRECT($E$4&\"J\"&$A37))","v":"★"},{"$f":"IF(INDIRECT($E$4&\"K\"&$A37)=\"\",\"★\",INDIRECT($E$4&\"K\"&$A37))","v":"★"},{"$f":"IF(INDIRECT($E$4&\"AC\"&$A37)=\"\",\"★\",INDIRECT($E$4&\"AC\"&$A37))","v":"★"},{"$f":"IF(INDIRECT($E$4&\"AD\"&$A37)=\"\",\"★\",INDIRECT($E$4&\"AD\"&$A37))","v":"★"},{"$f":"IF(INDIRECT($E$4&\"L\"&$A37)=\"\",\"★\",INDIRECT($E$4&\"L\"&$A37))","v":"★"},null,null,null,null,null,null,null,null,null,null,null,null,null,null,26,{"$f":"IF(INDIRECT($G$4&\"C\"&$A37)=\"\",\"★\",INDIRECT($G$4&\"C\"&$A37))","v":"★"},{"$f":"IF(INDIRECT($G$4&\"D\"&$A37)=\"\",\"★\",INDIRECT($G$4&\"D\"&$A37))","v":"★"},{"$f":"IF(INDIRECT($G$4&\"E\"&$A37)=\"\",\"★\",INDIRECT($G$4&\"E\"&$A37))","v":"★"},{"$f":"IF(INDIRECT($G$4&\"F\"&$A37)=\"\",\"★\",INDIRECT($G$4&\"F\"&$A37))","v":"★"},{"$f":"IF(INDIRECT($G$4&\"G\"&$A37)=\"\",\"★\",INDIRECT($G$4&\"G\"&$A37))","v":"★"},{"$f":"IF(INDIRECT($G$4&\"H\"&$A37)=\"\",\"★\",INDIRECT($G$4&\"H\"&$A37))","v":"★"},{"$f":"IF(INDIRECT($G$4&\"I\"&$A37)=\"\",\"★\",INDIRECT($G$4&\"I\"&$A37))","v":"★"},{"$f":"IF(INDIRECT($G$4&\"J\"&$A37)=\"\",\"★\",INDIRECT($G$4&\"J\"&$A37))","v":"★"},{"$f":"IF(INDIRECT($G$4&\"K\"&$A37)=\"\",\"★\",INDIRECT($G$4&\"K\"&$A37))","v":"★"},{"$f":"IF(INDIRECT($G$4&\"N\"&$A37)=\"\",\"★\",INDIRECT($G$4&\"N\"&$A37))","v":"★"},{"$f":"IF(INDIRECT($G$4&\"O\"&$A37)=\"\",\"★\",INDIRECT($G$4&\"O\"&$A37))","v":"★"},{"$f":"IF(INDIRECT($G$4&\"L\"&$A37)=\"\",\"★\",INDIRECT($G$4&\"L\"&$A37))","v":"★"},26,{"$f":"IF(INDIRECT($H$4&\"C\"&$A37)=\"\",\"★\",INDIRECT($H$4&\"C\"&$A37))","v":"★"},{"$f":"IF(INDIRECT($H$4&\"D\"&$A37)=\"\",\"★\",INDIRECT($H$4&\"D\"&$A37))","v":"★"},{"$f":"IF(INDIRECT($H$4&\"E\"&$A37)=\"\",\"★\",INDIRECT($H$4&\"E\"&$A37))","v":"★"},{"$f":"IF(INDIRECT($H$4&\"F\"&$A37)=\"\",\"★\",INDIRECT($H$4&\"F\"&$A37))","v":"★"},{"$f":"IF(INDIRECT($H$4&\"G\"&$A37)=\"\",\"★\",INDIRECT($H$4&\"G\"&$A37))","v":"★"},{"$f":"IF(INDIRECT($H$4&\"H\"&$A37)=\"\",\"★\",INDIRECT($H$4&\"H\"&$A37))","v":"★"},{"$f":"IF(INDIRECT($H$4&\"I\"&$A37)=\"\",\"★\",INDIRECT($H$4&\"I\"&$A37))","v":"★"},{"$f":"IF(INDIRECT($H$4&\"J\"&$A37)=\"\",\"★\",INDIRECT($H$4&\"J\"&$A37))","v":"★"},{"$f":"IF(INDIRECT($H$4&\"K\"&$A37)=\"\",\"★\",INDIRECT($H$4&\"K\"&$A37))","v":"★"},{"$f":"IF(INDIRECT($H$4&\"N\"&$A37)=\"\",\"★\",INDIRECT($H$4&\"N\"&$A37))","v":"★"},{"$f":"IF(INDIRECT($H$4&\"O\"&$A37)=\"\",\"★\",INDIRECT($H$4&\"O\"&$A37))","v":"★"},{"$f":"IF(INDIRECT($H$4&\"L\"&$A37)=\"\",\"★\",INDIRECT($H$4&\"L\"&$A37))","v":"★"},26,{"$f":"IF(INDIRECT($I$4&\"C\"&$A37)=\"\",\"★\",INDIRECT($I$4&\"C\"&$A37))","v":"★"},{"$f":"IF(INDIRECT($I$4&\"D\"&$A37)=\"\",\"★\",INDIRECT($I$4&\"D\"&$A37))","v":"★"},{"$f":"IF(INDIRECT($I$4&\"E\"&$A37)=\"\",\"★\",INDIRECT($I$4&\"E\"&$A37))","v":"★"},{"$f":"IF(INDIRECT($I$4&\"F\"&$A37)=\"\",\"★\",INDIRECT($I$4&\"F\"&$A37))","v":"★"},{"$f":"IF(INDIRECT($I$4&\"G\"&$A37)=\"\",\"★\",INDIRECT($I$4&\"G\"&$A37))","v":"★"},{"$f":"IF(INDIRECT($I$4&\"H\"&$A37)=\"\",\"★\",INDIRECT($I$4&\"H\"&$A37))","v":"★"},{"$f":"IF(INDIRECT($I$4&\"I\"&$A37)=\"\",\"★\",INDIRECT($I$4&\"I\"&$A37))","v":"★"},{"$f":"IF(INDIRECT($I$4&\"J\"&$A37)=\"\",\"★\",INDIRECT($I$4&\"J\"&$A37))","v":"★"},{"$f":"IF(INDIRECT($I$4&\"K\"&$A37)=\"\",\"★\",INDIRECT($I$4&\"K\"&$A37))","v":"★"},{"$f":"IF(INDIRECT($I$4&\"N\"&$A37)=\"\",\"★\",INDIRECT($I$4&\"N\"&$A37))","v":"★"},{"$f":"IF(INDIRECT($I$4&\"O\"&$A37)=\"\",\"★\",INDIRECT($I$4&\"O\"&$A37))","v":"★"},{"$f":"IF(INDIRECT($I$4&\"L\"&$A37)=\"\",\"★\",INDIRECT($I$4&\"L\"&$A37))","v":"★"}]
[{"$f":"A37+1","v":49},null,null,null,null,null,null,null,null,null,null,null,null,null,null,null,null,null,null,null,null,null,null,null,null,null,null,null,null,null,null,null,27,{"$f":"IF(INDIRECT($C$4&\"C\"&$A38)=\"\",\"★\",INDIRECT($C$4&\"C\"&$A38))","v":"★"},{"$f":"IF(INDIRECT($C$4&\"D\"&$A38)=\"\",\"★\",INDIRECT($C$4&\"D\"&$A38))","v":"★"},{"$f":"IF(INDIRECT($C$4&\"E\"&$A38)=\"\",\"★\",INDIRECT($C$4&\"E\"&$A38))","v":0},{"$f":"IF(INDIRECT($C$4&\"F\"&$A38)=\"\",\"★\",INDIRECT($C$4&\"F\"&$A38))","v":"★"},{"$f":"IF(INDIRECT($C$4&\"G\"&$A38)=\"\",\"★\",INDIRECT($C$4&\"G\"&$A38))","v":"★"},{"$f":"IF(INDIRECT($C$4&\"H\"&$A38)=\"\",\"★\",INDIRECT($C$4&\"H\"&$A38))","v":"★"},{"$f":"IF(INDIRECT($C$4&\"I\"&$A38)=\"\",\"★\",INDIRECT($C$4&\"I\"&$A38))","v":"★"},{"$f":"IF(INDIRECT($C$4&\"J\"&$A38)=\"\",\"★\",INDIRECT($C$4&\"J\"&$A38))","v":"★"},{"$f":"IF(INDIRECT($C$4&\"K\"&$A38)=\"\",\"★\",INDIRECT($C$4&\"K\"&$A38))","v":"★"},{"$f":"IF(INDIRECT($C$4&\"AC\"&$A38)=\"\",\"★\",INDIRECT($C$4&\"AC\"&$A38))","v":"★"},{"$f":"IF(INDIRECT($C$4&\"AD\"&$A38)=\"\",\"★\",INDIRECT($C$4&\"AD\"&$A38))","v":"★"},{"$f":"IF(INDIRECT($C$4&\"L\"&$A38)=\"\",\"★\",INDIRECT($C$4&\"L\"&$A38))","v":"★"},27,{"$f":"IF(INDIRECT($D$4&\"C\"&$A38)=\"\",\"★\",INDIRECT($D$4&\"C\"&$A38))","v":"★"},{"$f":"IF(INDIRECT($D$4&\"D\"&$A38)=\"\",\"★\",INDIRECT($D$4&\"D\"&$A38))","v":"★"},{"$f":"IF(INDIRECT($D$4&\"E\"&$A38)=\"\",\"★\",INDIRECT($D$4&\"E\"&$A38))","v":0},{"$f":"IF(INDIRECT($D$4&\"F\"&$A38)=\"\",\"★\",INDIRECT($D$4&\"F\"&$A38))","v":"★"},{"$f":"IF(INDIRECT($D$4&\"G\"&$A38)=\"\",\"★\",INDIRECT($D$4&\"G\"&$A38))","v":"★"},{"$f":"IF(INDIRECT($D$4&\"H\"&$A38)=\"\",\"★\",INDIRECT($D$4&\"H\"&$A38))","v":"★"},{"$f":"IF(INDIRECT($D$4&\"I\"&$A38)=\"\",\"★\",INDIRECT($D$4&\"I\"&$A38))","v":"★"},{"$f":"IF(INDIRECT($D$4&\"J\"&$A38)=\"\",\"★\",INDIRECT($D$4&\"J\"&$A38))","v":"★"},{"$f":"IF(INDIRECT($D$4&\"K\"&$A38)=\"\",\"★\",INDIRECT($D$4&\"K\"&$A38))","v":"★"},{"$f":"IF(INDIRECT($D$4&\"AC\"&$A38)=\"\",\"★\",INDIRECT($D$4&\"AC\"&$A38))","v":"★"},{"$f":"IF(INDIRECT($D$4&\"AD\"&$A38)=\"\",\"★\",INDIRECT($D$4&\"AD\"&$A38))","v":"★"},{"$f":"IF(INDIRECT($D$4&\"L\"&$A38)=\"\",\"★\",INDIRECT($D$4&\"L\"&$A38))","v":"★"},27,{"$f":"IF(INDIRECT($E$4&\"C\"&$A38)=\"\",\"★\",INDIRECT($E$4&\"C\"&$A38))","v":"★"},{"$f":"IF(INDIRECT($E$4&\"D\"&$A38)=\"\",\"★\",INDIRECT($E$4&\"D\"&$A38))","v":"★"},{"$f":"IF(INDIRECT($E$4&\"E\"&$A38)=\"\",\"★\",INDIRECT($E$4&\"E\"&$A38))","v":0},{"$f":"IF(INDIRECT($E$4&\"F\"&$A38)=\"\",\"★\",INDIRECT($E$4&\"F\"&$A38))","v":"★"},{"$f":"IF(INDIRECT($E$4&\"G\"&$A38)=\"\",\"★\",INDIRECT($E$4&\"G\"&$A38))","v":"★"},{"$f":"IF(INDIRECT($E$4&\"H\"&$A38)=\"\",\"★\",INDIRECT($E$4&\"H\"&$A38))","v":"★"},{"$f":"IF(INDIRECT($E$4&\"I\"&$A38)=\"\",\"★\",INDIRECT($E$4&\"I\"&$A38))","v":"★"},{"$f":"IF(INDIRECT($E$4&\"J\"&$A38)=\"\",\"★\",INDIRECT($E$4&\"J\"&$A38))","v":"★"},{"$f":"IF(INDIRECT($E$4&\"K\"&$A38)=\"\",\"★\",INDIRECT($E$4&\"K\"&$A38))","v":"★"},{"$f":"IF(INDIRECT($E$4&\"AC\"&$A38)=\"\",\"★\",INDIRECT($E$4&\"AC\"&$A38))","v":"★"},{"$f":"IF(INDIRECT($E$4&\"AD\"&$A38)=\"\",\"★\",INDIRECT($E$4&\"AD\"&$A38))","v":"★"},{"$f":"IF(INDIRECT($E$4&\"L\"&$A38)=\"\",\"★\",INDIRECT($E$4&\"L\"&$A38))","v":"★"},null,null,null,null,null,null,null,null,null,null,null,null,null,null,27,{"$f":"IF(INDIRECT($G$4&\"C\"&$A38)=\"\",\"★\",INDIRECT($G$4&\"C\"&$A38))","v":"★"},{"$f":"IF(INDIRECT($G$4&\"D\"&$A38)=\"\",\"★\",INDIRECT($G$4&\"D\"&$A38))","v":"★"},{"$f":"IF(INDIRECT($G$4&\"E\"&$A38)=\"\",\"★\",INDIRECT($G$4&\"E\"&$A38))","v":"★"},{"$f":"IF(INDIRECT($G$4&\"F\"&$A38)=\"\",\"★\",INDIRECT($G$4&\"F\"&$A38))","v":"★"},{"$f":"IF(INDIRECT($G$4&\"G\"&$A38)=\"\",\"★\",INDIRECT($G$4&\"G\"&$A38))","v":"★"},{"$f":"IF(INDIRECT($G$4&\"H\"&$A38)=\"\",\"★\",INDIRECT($G$4&\"H\"&$A38))","v":"★"},{"$f":"IF(INDIRECT($G$4&\"I\"&$A38)=\"\",\"★\",INDIRECT($G$4&\"I\"&$A38))","v":"★"},{"$f":"IF(INDIRECT($G$4&\"J\"&$A38)=\"\",\"★\",INDIRECT($G$4&\"J\"&$A38))","v":"★"},{"$f":"IF(INDIRECT($G$4&\"K\"&$A38)=\"\",\"★\",INDIRECT($G$4&\"K\"&$A38))","v":"★"},{"$f":"IF(INDIRECT($G$4&\"N\"&$A38)=\"\",\"★\",INDIRECT($G$4&\"N\"&$A38))","v":"★"},{"$f":"IF(INDIRECT($G$4&\"O\"&$A38)=\"\",\"★\",INDIRECT($G$4&\"O\"&$A38))","v":"★"},{"$f":"IF(INDIRECT($G$4&\"L\"&$A38)=\"\",\"★\",INDIRECT($G$4&\"L\"&$A38))","v":"★"},27,{"$f":"IF(INDIRECT($H$4&\"C\"&$A38)=\"\",\"★\",INDIRECT($H$4&\"C\"&$A38))","v":"★"},{"$f":"IF(INDIRECT($H$4&\"D\"&$A38)=\"\",\"★\",INDIRECT($H$4&\"D\"&$A38))","v":"★"},{"$f":"IF(INDIRECT($H$4&\"E\"&$A38)=\"\",\"★\",INDIRECT($H$4&\"E\"&$A38))","v":"★"},{"$f":"IF(INDIRECT($H$4&\"F\"&$A38)=\"\",\"★\",INDIRECT($H$4&\"F\"&$A38))","v":"★"},{"$f":"IF(INDIRECT($H$4&\"G\"&$A38)=\"\",\"★\",INDIRECT($H$4&\"G\"&$A38))","v":"★"},{"$f":"IF(INDIRECT($H$4&\"H\"&$A38)=\"\",\"★\",INDIRECT($H$4&\"H\"&$A38))","v":"★"},{"$f":"IF(INDIRECT($H$4&\"I\"&$A38)=\"\",\"★\",INDIRECT($H$4&\"I\"&$A38))","v":"★"},{"$f":"IF(INDIRECT($H$4&\"J\"&$A38)=\"\",\"★\",INDIRECT($H$4&\"J\"&$A38))","v":"★"},{"$f":"IF(INDIRECT($H$4&\"K\"&$A38)=\"\",\"★\",INDIRECT($H$4&\"K\"&$A38))","v":"★"},{"$f":"IF(INDIRECT($H$4&\"N\"&$A38)=\"\",\"★\",INDIRECT($H$4&\"N\"&$A38))","v":"★"},{"$f":"IF(INDIRECT($H$4&\"O\"&$A38)=\"\",\"★\",INDIRECT($H$4&\"O\"&$A38))","v":"★"},{"$f":"IF(INDIRECT($H$4&\"L\"&$A38)=\"\",\"★\",INDIRECT($H$4&\"L\"&$A38))","v":"★"},27,{"$f":"IF(INDIRECT($I$4&\"C\"&$A38)=\"\",\"★\",INDIRECT($I$4&\"C\"&$A38))","v":"★"},{"$f":"IF(INDIRECT($I$4&\"D\"&$A38)=\"\",\"★\",INDIRECT($I$4&\"D\"&$A38))","v":"★"},{"$f":"IF(INDIRECT($I$4&\"E\"&$A38)=\"\",\"★\",INDIRECT($I$4&\"E\"&$A38))","v":"★"},{"$f":"IF(INDIRECT($I$4&\"F\"&$A38)=\"\",\"★\",INDIRECT($I$4&\"F\"&$A38))","v":"★"},{"$f":"IF(INDIRECT($I$4&\"G\"&$A38)=\"\",\"★\",INDIRECT($I$4&\"G\"&$A38))","v":"★"},{"$f":"IF(INDIRECT($I$4&\"H\"&$A38)=\"\",\"★\",INDIRECT($I$4&\"H\"&$A38))","v":"★"},{"$f":"IF(INDIRECT($I$4&\"I\"&$A38)=\"\",\"★\",INDIRECT($I$4&\"I\"&$A38))","v":"★"},{"$f":"IF(INDIRECT($I$4&\"J\"&$A38)=\"\",\"★\",INDIRECT($I$4&\"J\"&$A38))","v":"★"},{"$f":"IF(INDIRECT($I$4&\"K\"&$A38)=\"\",\"★\",INDIRECT($I$4&\"K\"&$A38))","v":"★"},{"$f":"IF(INDIRECT($I$4&\"N\"&$A38)=\"\",\"★\",INDIRECT($I$4&\"N\"&$A38))","v":"★"},{"$f":"IF(INDIRECT($I$4&\"O\"&$A38)=\"\",\"★\",INDIRECT($I$4&\"O\"&$A38))","v":"★"},{"$f":"IF(INDIRECT($I$4&\"L\"&$A38)=\"\",\"★\",INDIRECT($I$4&\"L\"&$A38))","v":"★"}]
[50,null,null,null,null,null,null,null,null,null,null,null,null,null,null,null,null,null,null,null,null,null,null,null,null,null,null,null,null,null,null,null,28,{"$f":"IF(INDIRECT($C$4&\"C\"&$A39)=\"\",\"★\",INDIRECT($C$4&\"C\"&$A39))","v":"★"},{"$f":"IF(INDIRECT($C$4&\"D\"&$A39)=\"\",\"★\",INDIRECT($C$4&\"D\"&$A39))","v":"★"},{"$f":"IF(INDIRECT($C$4&\"E\"&$A39)=\"\",\"★\",INDIRECT($C$4&\"E\"&$A39))","v":0},{"$f":"IF(INDIRECT($C$4&\"F\"&$A39)=\"\",\"★\",INDIRECT($C$4&\"F\"&$A39))","v":"★"},{"$f":"IF(INDIRECT($C$4&\"G\"&$A39)=\"\",\"★\",INDIRECT($C$4&\"G\"&$A39))","v":"★"},{"$f":"IF(INDIRECT($C$4&\"H\"&$A39)=\"\",\"★\",INDIRECT($C$4&\"H\"&$A39))","v":"★"},{"$f":"IF(INDIRECT($C$4&\"I\"&$A39)=\"\",\"★\",INDIRECT($C$4&\"I\"&$A39))","v":"★"},{"$f":"IF(INDIRECT($C$4&\"J\"&$A39)=\"\",\"★\",INDIRECT($C$4&\"J\"&$A39))","v":"★"},{"$f":"IF(INDIRECT($C$4&\"K\"&$A39)=\"\",\"★\",INDIRECT($C$4&\"K\"&$A39))","v":"★"},{"$f":"IF(INDIRECT($C$4&\"AC\"&$A39)=\"\",\"★\",INDIRECT($C$4&\"AC\"&$A39))","v":"★"},{"$f":"IF(INDIRECT($C$4&\"AD\"&$A39)=\"\",\"★\",INDIRECT($C$4&\"AD\"&$A39))","v":"★"},{"$f":"IF(INDIRECT($C$4&\"L\"&$A39)=\"\",\"★\",INDIRECT($C$4&\"L\"&$A39))","v":"★"},28,{"$f":"IF(INDIRECT($D$4&\"C\"&$A39)=\"\",\"★\",INDIRECT($D$4&\"C\"&$A39))","v":"★"},{"$f":"IF(INDIRECT($D$4&\"D\"&$A39)=\"\",\"★\",INDIRECT($D$4&\"D\"&$A39))","v":"★"},{"$f":"IF(INDIRECT($D$4&\"E\"&$A39)=\"\",\"★\",INDIRECT($D$4&\"E\"&$A39))","v":0},{"$f":"IF(INDIRECT($D$4&\"F\"&$A39)=\"\",\"★\",INDIRECT($D$4&\"F\"&$A39))","v":"★"},{"$f":"IF(INDIRECT($D$4&\"G\"&$A39)=\"\",\"★\",INDIRECT($D$4&\"G\"&$A39))","v":"★"},{"$f":"IF(INDIRECT($D$4&\"H\"&$A39)=\"\",\"★\",INDIRECT($D$4&\"H\"&$A39))","v":"★"},{"$f":"IF(INDIRECT($D$4&\"I\"&$A39)=\"\",\"★\",INDIRECT($D$4&\"I\"&$A39))","v":"★"},{"$f":"IF(INDIRECT($D$4&\"J\"&$A39)=\"\",\"★\",INDIRECT($D$4&\"J\"&$A39))","v":"★"},{"$f":"IF(INDIRECT($D$4&\"K\"&$A39)=\"\",\"★\",INDIRECT($D$4&\"K\"&$A39))","v":"★"},{"$f":"IF(INDIRECT($D$4&\"AC\"&$A39)=\"\",\"★\",INDIRECT($D$4&\"AC\"&$A39))","v":"★"},{"$f":"IF(INDIRECT($D$4&\"AD\"&$A39)=\"\",\"★\",INDIRECT($D$4&\"AD\"&$A39))","v":"★"},{"$f":"IF(INDIRECT($D$4&\"L\"&$A39)=\"\",\"★\",INDIRECT($D$4&\"L\"&$A39))","v":"★"},28,{"$f":"IF(INDIRECT($E$4&\"C\"&$A39)=\"\",\"★\",INDIRECT($E$4&\"C\"&$A39))","v":"★"},{"$f":"IF(INDIRECT($E$4&\"D\"&$A39)=\"\",\"★\",INDIRECT($E$4&\"D\"&$A39))","v":"★"},{"$f":"IF(INDIRECT($E$4&\"E\"&$A39)=\"\",\"★\",INDIRECT($E$4&\"E\"&$A39))","v":0},{"$f":"IF(INDIRECT($E$4&\"F\"&$A39)=\"\",\"★\",INDIRECT($E$4&\"F\"&$A39))","v":"★"},{"$f":"IF(INDIRECT($E$4&\"G\"&$A39)=\"\",\"★\",INDIRECT($E$4&\"G\"&$A39))","v":"★"},{"$f":"IF(INDIRECT($E$4&\"H\"&$A39)=\"\",\"★\",INDIRECT($E$4&\"H\"&$A39))","v":"★"},{"$f":"IF(INDIRECT($E$4&\"I\"&$A39)=\"\",\"★\",INDIRECT($E$4&\"I\"&$A39))","v":"★"},{"$f":"IF(INDIRECT($E$4&\"J\"&$A39)=\"\",\"★\",INDIRECT($E$4&\"J\"&$A39))","v":"★"},{"$f":"IF(INDIRECT($E$4&\"K\"&$A39)=\"\",\"★\",INDIRECT($E$4&\"K\"&$A39))","v":"★"},{"$f":"IF(INDIRECT($E$4&\"AC\"&$A39)=\"\",\"★\",INDIRECT($E$4&\"AC\"&$A39))","v":"★"},{"$f":"IF(INDIRECT($E$4&\"AD\"&$A39)=\"\",\"★\",INDIRECT($E$4&\"AD\"&$A39))","v":"★"},{"$f":"IF(INDIRECT($E$4&\"L\"&$A39)=\"\",\"★\",INDIRECT($E$4&\"L\"&$A39))","v":"★"},null,null,null,null,null,null,null,null,null,null,null,null,null,null,28,{"$f":"IF(INDIRECT($G$4&\"C\"&$A39)=\"\",\"★\",INDIRECT($G$4&\"C\"&$A39))","v":"★"},{"$f":"IF(INDIRECT($G$4&\"D\"&$A39)=\"\",\"★\",INDIRECT($G$4&\"D\"&$A39))","v":"★"},{"$f":"IF(INDIRECT($G$4&\"E\"&$A39)=\"\",\"★\",INDIRECT($G$4&\"E\"&$A39))","v":"★"},{"$f":"IF(INDIRECT($G$4&\"F\"&$A39)=\"\",\"★\",INDIRECT($G$4&\"F\"&$A39))","v":"★"},{"$f":"IF(INDIRECT($G$4&\"G\"&$A39)=\"\",\"★\",INDIRECT($G$4&\"G\"&$A39))","v":"★"},{"$f":"IF(INDIRECT($G$4&\"H\"&$A39)=\"\",\"★\",INDIRECT($G$4&\"H\"&$A39))","v":"★"},{"$f":"IF(INDIRECT($G$4&\"I\"&$A39)=\"\",\"★\",INDIRECT($G$4&\"I\"&$A39))","v":"★"},{"$f":"IF(INDIRECT($G$4&\"J\"&$A39)=\"\",\"★\",INDIRECT($G$4&\"J\"&$A39))","v":"★"},{"$f":"IF(INDIRECT($G$4&\"K\"&$A39)=\"\",\"★\",INDIRECT($G$4&\"K\"&$A39))","v":"★"},{"$f":"IF(INDIRECT($G$4&\"N\"&$A39)=\"\",\"★\",INDIRECT($G$4&\"N\"&$A39))","v":"★"},{"$f":"IF(INDIRECT($G$4&\"O\"&$A39)=\"\",\"★\",INDIRECT($G$4&\"O\"&$A39))","v":"★"},{"$f":"IF(INDIRECT($G$4&\"L\"&$A39)=\"\",\"★\",INDIRECT($G$4&\"L\"&$A39))","v":"★"},28,{"$f":"IF(INDIRECT($H$4&\"C\"&$A39)=\"\",\"★\",INDIRECT($H$4&\"C\"&$A39))","v":"★"},{"$f":"IF(INDIRECT($H$4&\"D\"&$A39)=\"\",\"★\",INDIRECT($H$4&\"D\"&$A39))","v":"★"},{"$f":"IF(INDIRECT($H$4&\"E\"&$A39)=\"\",\"★\",INDIRECT($H$4&\"E\"&$A39))","v":"★"},{"$f":"IF(INDIRECT($H$4&\"F\"&$A39)=\"\",\"★\",INDIRECT($H$4&\"F\"&$A39))","v":"★"},{"$f":"IF(INDIRECT($H$4&\"G\"&$A39)=\"\",\"★\",INDIRECT($H$4&\"G\"&$A39))","v":"★"},{"$f":"IF(INDIRECT($H$4&\"H\"&$A39)=\"\",\"★\",INDIRECT($H$4&\"H\"&$A39))","v":"★"},{"$f":"IF(INDIRECT($H$4&\"I\"&$A39)=\"\",\"★\",INDIRECT($H$4&\"I\"&$A39))","v":"★"},{"$f":"IF(INDIRECT($H$4&\"J\"&$A39)=\"\",\"★\",INDIRECT($H$4&\"J\"&$A39))","v":"★"},{"$f":"IF(INDIRECT($H$4&\"K\"&$A39)=\"\",\"★\",INDIRECT($H$4&\"K\"&$A39))","v":"★"},{"$f":"IF(INDIRECT($H$4&\"N\"&$A39)=\"\",\"★\",INDIRECT($H$4&\"N\"&$A39))","v":"★"},{"$f":"IF(INDIRECT($H$4&\"O\"&$A39)=\"\",\"★\",INDIRECT($H$4&\"O\"&$A39))","v":"★"},{"$f":"IF(INDIRECT($H$4&\"L\"&$A39)=\"\",\"★\",INDIRECT($H$4&\"L\"&$A39))","v":"★"},28,{"$f":"IF(INDIRECT($I$4&\"C\"&$A39)=\"\",\"★\",INDIRECT($I$4&\"C\"&$A39))","v":"★"},{"$f":"IF(INDIRECT($I$4&\"D\"&$A39)=\"\",\"★\",INDIRECT($I$4&\"D\"&$A39))","v":"★"},{"$f":"IF(INDIRECT($I$4&\"E\"&$A39)=\"\",\"★\",INDIRECT($I$4&\"E\"&$A39))","v":"★"},{"$f":"IF(INDIRECT($I$4&\"F\"&$A39)=\"\",\"★\",INDIRECT($I$4&\"F\"&$A39))","v":"★"},{"$f":"IF(INDIRECT($I$4&\"G\"&$A39)=\"\",\"★\",INDIRECT($I$4&\"G\"&$A39))","v":"★"},{"$f":"IF(INDIRECT($I$4&\"H\"&$A39)=\"\",\"★\",INDIRECT($I$4&\"H\"&$A39))","v":"★"},{"$f":"IF(INDIRECT($I$4&\"I\"&$A39)=\"\",\"★\",INDIRECT($I$4&\"I\"&$A39))","v":"★"},{"$f":"IF(INDIRECT($I$4&\"J\"&$A39)=\"\",\"★\",INDIRECT($I$4&\"J\"&$A39))","v":"★"},{"$f":"IF(INDIRECT($I$4&\"K\"&$A39)=\"\",\"★\",INDIRECT($I$4&\"K\"&$A39))","v":"★"},{"$f":"IF(INDIRECT($I$4&\"N\"&$A39)=\"\",\"★\",INDIRECT($I$4&\"N\"&$A39))","v":"★"},{"$f":"IF(INDIRECT($I$4&\"O\"&$A39)=\"\",\"★\",INDIRECT($I$4&\"O\"&$A39))","v":"★"},{"$f":"IF(INDIRECT($I$4&\"L\"&$A39)=\"\",\"★\",INDIRECT($I$4&\"L\"&$A39))","v":"★"}]
[51,null,null,null,null,null,null,null,null,null,null,null,null,null,null,null,null,null,null,null,null,null,null,null,null,null,null,null,null,null,null,null,29,{"$f":"IF(INDIRECT($C$4&\"C\"&$A40)=\"\",\"★\",INDIRECT($C$4&\"C\"&$A40))","v":"★"},{"$f":"IF(INDIRECT($C$4&\"D\"&$A40)=\"\",\"★\",INDIRECT($C$4&\"D\"&$A40))","v":"★"},{"$f":"IF(INDIRECT($C$4&\"E\"&$A40)=\"\",\"★\",INDIRECT($C$4&\"E\"&$A40))","v":0},{"$f":"IF(INDIRECT($C$4&\"F\"&$A40)=\"\",\"★\",INDIRECT($C$4&\"F\"&$A40))","v":"★"},{"$f":"IF(INDIRECT($C$4&\"G\"&$A40)=\"\",\"★\",INDIRECT($C$4&\"G\"&$A40))","v":"★"},{"$f":"IF(INDIRECT($C$4&\"H\"&$A40)=\"\",\"★\",INDIRECT($C$4&\"H\"&$A40))","v":"★"},{"$f":"IF(INDIRECT($C$4&\"I\"&$A40)=\"\",\"★\",INDIRECT($C$4&\"I\"&$A40))","v":"★"},{"$f":"IF(INDIRECT($C$4&\"J\"&$A40)=\"\",\"★\",INDIRECT($C$4&\"J\"&$A40))","v":"★"},{"$f":"IF(INDIRECT($C$4&\"K\"&$A40)=\"\",\"★\",INDIRECT($C$4&\"K\"&$A40))","v":"★"},{"$f":"IF(INDIRECT($C$4&\"AC\"&$A40)=\"\",\"★\",INDIRECT($C$4&\"AC\"&$A40))","v":"★"},{"$f":"IF(INDIRECT($C$4&\"AD\"&$A40)=\"\",\"★\",INDIRECT($C$4&\"AD\"&$A40))","v":"★"},{"$f":"IF(INDIRECT($C$4&\"L\"&$A40)=\"\",\"★\",INDIRECT($C$4&\"L\"&$A40))","v":"★"},29,{"$f":"IF(INDIRECT($D$4&\"C\"&$A40)=\"\",\"★\",INDIRECT($D$4&\"C\"&$A40))","v":"★"},{"$f":"IF(INDIRECT($D$4&\"D\"&$A40)=\"\",\"★\",INDIRECT($D$4&\"D\"&$A40))","v":"★"},{"$f":"IF(INDIRECT($D$4&\"E\"&$A40)=\"\",\"★\",INDIRECT($D$4&\"E\"&$A40))","v":0},{"$f":"IF(INDIRECT($D$4&\"F\"&$A40)=\"\",\"★\",INDIRECT($D$4&\"F\"&$A40))","v":"★"},{"$f":"IF(INDIRECT($D$4&\"G\"&$A40)=\"\",\"★\",INDIRECT($D$4&\"G\"&$A40))","v":"★"},{"$f":"IF(INDIRECT($D$4&\"H\"&$A40)=\"\",\"★\",INDIRECT($D$4&\"H\"&$A40))","v":"★"},{"$f":"IF(INDIRECT($D$4&\"I\"&$A40)=\"\",\"★\",INDIRECT($D$4&\"I\"&$A40))","v":"★"},{"$f":"IF(INDIRECT($D$4&\"J\"&$A40)=\"\",\"★\",INDIRECT($D$4&\"J\"&$A40))","v":"★"},{"$f":"IF(INDIRECT($D$4&\"K\"&$A40)=\"\",\"★\",INDIRECT($D$4&\"K\"&$A40))","v":"★"},{"$f":"IF(INDIRECT($D$4&\"AC\"&$A40)=\"\",\"★\",INDIRECT($D$4&\"AC\"&$A40))","v":"★"},{"$f":"IF(INDIRECT($D$4&\"AD\"&$A40)=\"\",\"★\",INDIRECT($D$4&\"AD\"&$A40))","v":"★"},{"$f":"IF(INDIRECT($D$4&\"L\"&$A40)=\"\",\"★\",INDIRECT($D$4&\"L\"&$A40))","v":"★"},29,{"$f":"IF(INDIRECT($E$4&\"C\"&$A40)=\"\",\"★\",INDIRECT($E$4&\"C\"&$A40))","v":"★"},{"$f":"IF(INDIRECT($E$4&\"D\"&$A40)=\"\",\"★\",INDIRECT($E$4&\"D\"&$A40))","v":"★"},{"$f":"IF(INDIRECT($E$4&\"E\"&$A40)=\"\",\"★\",INDIRECT($E$4&\"E\"&$A40))","v":0},{"$f":"IF(INDIRECT($E$4&\"F\"&$A40)=\"\",\"★\",INDIRECT($E$4&\"F\"&$A40))","v":"★"},{"$f":"IF(INDIRECT($E$4&\"G\"&$A40)=\"\",\"★\",INDIRECT($E$4&\"G\"&$A40))","v":"★"},{"$f":"IF(INDIRECT($E$4&\"H\"&$A40)=\"\",\"★\",INDIRECT($E$4&\"H\"&$A40))","v":"★"},{"$f":"IF(INDIRECT($E$4&\"I\"&$A40)=\"\",\"★\",INDIRECT($E$4&\"I\"&$A40))","v":"★"},{"$f":"IF(INDIRECT($E$4&\"J\"&$A40)=\"\",\"★\",INDIRECT($E$4&\"J\"&$A40))","v":"★"},{"$f":"IF(INDIRECT($E$4&\"K\"&$A40)=\"\",\"★\",INDIRECT($E$4&\"K\"&$A40))","v":"★"},{"$f":"IF(INDIRECT($E$4&\"AC\"&$A40)=\"\",\"★\",INDIRECT($E$4&\"AC\"&$A40))","v":"★"},{"$f":"IF(INDIRECT($E$4&\"AD\"&$A40)=\"\",\"★\",INDIRECT($E$4&\"AD\"&$A40))","v":"★"},{"$f":"IF(INDIRECT($E$4&\"L\"&$A40)=\"\",\"★\",INDIRECT($E$4&\"L\"&$A40))","v":"★"},null,null,null,null,null,null,null,null,null,null,null,null,null,null,29,{"$f":"IF(INDIRECT($G$4&\"C\"&$A40)=\"\",\"★\",INDIRECT($G$4&\"C\"&$A40))","v":"★"},{"$f":"IF(INDIRECT($G$4&\"D\"&$A40)=\"\",\"★\",INDIRECT($G$4&\"D\"&$A40))","v":"★"},{"$f":"IF(INDIRECT($G$4&\"E\"&$A40)=\"\",\"★\",INDIRECT($G$4&\"E\"&$A40))","v":"★"},{"$f":"IF(INDIRECT($G$4&\"F\"&$A40)=\"\",\"★\",INDIRECT($G$4&\"F\"&$A40))","v":"★"},{"$f":"IF(INDIRECT($G$4&\"G\"&$A40)=\"\",\"★\",INDIRECT($G$4&\"G\"&$A40))","v":"★"},{"$f":"IF(INDIRECT($G$4&\"H\"&$A40)=\"\",\"★\",INDIRECT($G$4&\"H\"&$A40))","v":"★"},{"$f":"IF(INDIRECT($G$4&\"I\"&$A40)=\"\",\"★\",INDIRECT($G$4&\"I\"&$A40))","v":"★"},{"$f":"IF(INDIRECT($G$4&\"J\"&$A40)=\"\",\"★\",INDIRECT($G$4&\"J\"&$A40))","v":"★"},{"$f":"IF(INDIRECT($G$4&\"K\"&$A40)=\"\",\"★\",INDIRECT($G$4&\"K\"&$A40))","v":"★"},{"$f":"IF(INDIRECT($G$4&\"N\"&$A40)=\"\",\"★\",INDIRECT($G$4&\"N\"&$A40))","v":"★"},{"$f":"IF(INDIRECT($G$4&\"O\"&$A40)=\"\",\"★\",INDIRECT($G$4&\"O\"&$A40))","v":"★"},{"$f":"IF(INDIRECT($G$4&\"L\"&$A40)=\"\",\"★\",INDIRECT($G$4&\"L\"&$A40))","v":"★"},29,{"$f":"IF(INDIRECT($H$4&\"C\"&$A40)=\"\",\"★\",INDIRECT($H$4&\"C\"&$A40))","v":"★"},{"$f":"IF(INDIRECT($H$4&\"D\"&$A40)=\"\",\"★\",INDIRECT($H$4&\"D\"&$A40))","v":"★"},{"$f":"IF(INDIRECT($H$4&\"E\"&$A40)=\"\",\"★\",INDIRECT($H$4&\"E\"&$A40))","v":"★"},{"$f":"IF(INDIRECT($H$4&\"F\"&$A40)=\"\",\"★\",INDIRECT($H$4&\"F\"&$A40))","v":"★"},{"$f":"IF(INDIRECT($H$4&\"G\"&$A40)=\"\",\"★\",INDIRECT($H$4&\"G\"&$A40))","v":"★"},{"$f":"IF(INDIRECT($H$4&\"H\"&$A40)=\"\",\"★\",INDIRECT($H$4&\"H\"&$A40))","v":"★"},{"$f":"IF(INDIRECT($H$4&\"I\"&$A40)=\"\",\"★\",INDIRECT($H$4&\"I\"&$A40))","v":"★"},{"$f":"IF(INDIRECT($H$4&\"J\"&$A40)=\"\",\"★\",INDIRECT($H$4&\"J\"&$A40))","v":"★"},{"$f":"IF(INDIRECT($H$4&\"K\"&$A40)=\"\",\"★\",INDIRECT($H$4&\"K\"&$A40))","v":"★"},{"$f":"IF(INDIRECT($H$4&\"N\"&$A40)=\"\",\"★\",INDIRECT($H$4&\"N\"&$A40))","v":"★"},{"$f":"IF(INDIRECT($H$4&\"O\"&$A40)=\"\",\"★\",INDIRECT($H$4&\"O\"&$A40))","v":"★"},{"$f":"IF(INDIRECT($H$4&\"L\"&$A40)=\"\",\"★\",INDIRECT($H$4&\"L\"&$A40))","v":"★"},29,{"$f":"IF(INDIRECT($I$4&\"C\"&$A40)=\"\",\"★\",INDIRECT($I$4&\"C\"&$A40))","v":"★"},{"$f":"IF(INDIRECT($I$4&\"D\"&$A40)=\"\",\"★\",INDIRECT($I$4&\"D\"&$A40))","v":"★"},{"$f":"IF(INDIRECT($I$4&\"E\"&$A40)=\"\",\"★\",INDIRECT($I$4&\"E\"&$A40))","v":"★"},{"$f":"IF(INDIRECT($I$4&\"F\"&$A40)=\"\",\"★\",INDIRECT($I$4&\"F\"&$A40))","v":"★"},{"$f":"IF(INDIRECT($I$4&\"G\"&$A40)=\"\",\"★\",INDIRECT($I$4&\"G\"&$A40))","v":"★"},{"$f":"IF(INDIRECT($I$4&\"H\"&$A40)=\"\",\"★\",INDIRECT($I$4&\"H\"&$A40))","v":"★"},{"$f":"IF(INDIRECT($I$4&\"I\"&$A40)=\"\",\"★\",INDIRECT($I$4&\"I\"&$A40))","v":"★"},{"$f":"IF(INDIRECT($I$4&\"J\"&$A40)=\"\",\"★\",INDIRECT($I$4&\"J\"&$A40))","v":"★"},{"$f":"IF(INDIRECT($I$4&\"K\"&$A40)=\"\",\"★\",INDIRECT($I$4&\"K\"&$A40))","v":"★"},{"$f":"IF(INDIRECT($I$4&\"N\"&$A40)=\"\",\"★\",INDIRECT($I$4&\"N\"&$A40))","v":"★"},{"$f":"IF(INDIRECT($I$4&\"O\"&$A40)=\"\",\"★\",INDIRECT($I$4&\"O\"&$A40))","v":"★"},{"$f":"IF(INDIRECT($I$4&\"L\"&$A40)=\"\",\"★\",INDIRECT($I$4&\"L\"&$A40))","v":"★"}]
[52,null,null,null,null,null,null,null,null,null,null,null,null,null,null,null,null,null,null,null,null,null,null,null,null,null,null,null,null,null,null,null,30,{"$f":"IF(INDIRECT($C$4&\"C\"&$A41)=\"\",\"★\",INDIRECT($C$4&\"C\"&$A41))","v":"★"},{"$f":"IF(INDIRECT($C$4&\"D\"&$A41)=\"\",\"★\",INDIRECT($C$4&\"D\"&$A41))","v":"★"},{"$f":"IF(INDIRECT($C$4&\"E\"&$A41)=\"\",\"★\",INDIRECT($C$4&\"E\"&$A41))","v":0},{"$f":"IF(INDIRECT($C$4&\"F\"&$A41)=\"\",\"★\",INDIRECT($C$4&\"F\"&$A41))","v":"★"},{"$f":"IF(INDIRECT($C$4&\"G\"&$A41)=\"\",\"★\",INDIRECT($C$4&\"G\"&$A41))","v":"★"},{"$f":"IF(INDIRECT($C$4&\"H\"&$A41)=\"\",\"★\",INDIRECT($C$4&\"H\"&$A41))","v":"★"},{"$f":"IF(INDIRECT($C$4&\"I\"&$A41)=\"\",\"★\",INDIRECT($C$4&\"I\"&$A41))","v":"★"},{"$f":"IF(INDIRECT($C$4&\"J\"&$A41)=\"\",\"★\",INDIRECT($C$4&\"J\"&$A41))","v":"★"},{"$f":"IF(INDIRECT($C$4&\"K\"&$A41)=\"\",\"★\",INDIRECT($C$4&\"K\"&$A41))","v":"★"},{"$f":"IF(INDIRECT($C$4&\"AC\"&$A41)=\"\",\"★\",INDIRECT($C$4&\"AC\"&$A41))","v":"★"},{"$f":"IF(INDIRECT($C$4&\"AD\"&$A41)=\"\",\"★\",INDIRECT($C$4&\"AD\"&$A41))","v":"★"},{"$f":"IF(INDIRECT($C$4&\"L\"&$A41)=\"\",\"★\",INDIRECT($C$4&\"L\"&$A41))","v":"★"},30,{"$f":"IF(INDIRECT($D$4&\"C\"&$A41)=\"\",\"★\",INDIRECT($D$4&\"C\"&$A41))","v":"★"},{"$f":"IF(INDIRECT($D$4&\"D\"&$A41)=\"\",\"★\",INDIRECT($D$4&\"D\"&$A41))","v":"★"},{"$f":"IF(INDIRECT($D$4&\"E\"&$A41)=\"\",\"★\",INDIRECT($D$4&\"E\"&$A41))","v":0},{"$f":"IF(INDIRECT($D$4&\"F\"&$A41)=\"\",\"★\",INDIRECT($D$4&\"F\"&$A41))","v":"★"},{"$f":"IF(INDIRECT($D$4&\"G\"&$A41)=\"\",\"★\",INDIRECT($D$4&\"G\"&$A41))","v":"★"},{"$f":"IF(INDIRECT($D$4&\"H\"&$A41)=\"\",\"★\",INDIRECT($D$4&\"H\"&$A41))","v":"★"},{"$f":"IF(INDIRECT($D$4&\"I\"&$A41)=\"\",\"★\",INDIRECT($D$4&\"I\"&$A41))","v":"★"},{"$f":"IF(INDIRECT($D$4&\"J\"&$A41)=\"\",\"★\",INDIRECT($D$4&\"J\"&$A41))","v":"★"},{"$f":"IF(INDIRECT($D$4&\"K\"&$A41)=\"\",\"★\",INDIRECT($D$4&\"K\"&$A41))","v":"★"},{"$f":"IF(INDIRECT($D$4&\"AC\"&$A41)=\"\",\"★\",INDIRECT($D$4&\"AC\"&$A41))","v":"★"},{"$f":"IF(INDIRECT($D$4&\"AD\"&$A41)=\"\",\"★\",INDIRECT($D$4&\"AD\"&$A41))","v":"★"},{"$f":"IF(INDIRECT($D$4&\"L\"&$A41)=\"\",\"★\",INDIRECT($D$4&\"L\"&$A41))","v":"★"},30,{"$f":"IF(INDIRECT($E$4&\"C\"&$A41)=\"\",\"★\",INDIRECT($E$4&\"C\"&$A41))","v":"★"},{"$f":"IF(INDIRECT($E$4&\"D\"&$A41)=\"\",\"★\",INDIRECT($E$4&\"D\"&$A41))","v":"★"},{"$f":"IF(INDIRECT($E$4&\"E\"&$A41)=\"\",\"★\",INDIRECT($E$4&\"E\"&$A41))","v":0},{"$f":"IF(INDIRECT($E$4&\"F\"&$A41)=\"\",\"★\",INDIRECT($E$4&\"F\"&$A41))","v":"★"},{"$f":"IF(INDIRECT($E$4&\"G\"&$A41)=\"\",\"★\",INDIRECT($E$4&\"G\"&$A41))","v":"★"},{"$f":"IF(INDIRECT($E$4&\"H\"&$A41)=\"\",\"★\",INDIRECT($E$4&\"H\"&$A41))","v":"★"},{"$f":"IF(INDIRECT($E$4&\"I\"&$A41)=\"\",\"★\",INDIRECT($E$4&\"I\"&$A41))","v":"★"},{"$f":"IF(INDIRECT($E$4&\"J\"&$A41)=\"\",\"★\",INDIRECT($E$4&\"J\"&$A41))","v":"★"},{"$f":"IF(INDIRECT($E$4&\"K\"&$A41)=\"\",\"★\",INDIRECT($E$4&\"K\"&$A41))","v":"★"},{"$f":"IF(INDIRECT($E$4&\"AC\"&$A41)=\"\",\"★\",INDIRECT($E$4&\"AC\"&$A41))","v":"★"},{"$f":"IF(INDIRECT($E$4&\"AD\"&$A41)=\"\",\"★\",INDIRECT($E$4&\"AD\"&$A41))","v":"★"},{"$f":"IF(INDIRECT($E$4&\"L\"&$A41)=\"\",\"★\",INDIRECT($E$4&\"L\"&$A41))","v":"★"},null,null,null,null,null,null,null,null,null,null,null,null,null,null,30,{"$f":"IF(INDIRECT($G$4&\"C\"&$A41)=\"\",\"★\",INDIRECT($G$4&\"C\"&$A41))","v":"★"},{"$f":"IF(INDIRECT($G$4&\"D\"&$A41)=\"\",\"★\",INDIRECT($G$4&\"D\"&$A41))","v":"★"},{"$f":"IF(INDIRECT($G$4&\"E\"&$A41)=\"\",\"★\",INDIRECT($G$4&\"E\"&$A41))","v":"★"},{"$f":"IF(INDIRECT($G$4&\"F\"&$A41)=\"\",\"★\",INDIRECT($G$4&\"F\"&$A41))","v":"★"},{"$f":"IF(INDIRECT($G$4&\"G\"&$A41)=\"\",\"★\",INDIRECT($G$4&\"G\"&$A41))","v":"★"},{"$f":"IF(INDIRECT($G$4&\"H\"&$A41)=\"\",\"★\",INDIRECT($G$4&\"H\"&$A41))","v":"★"},{"$f":"IF(INDIRECT($G$4&\"I\"&$A41)=\"\",\"★\",INDIRECT($G$4&\"I\"&$A41))","v":"★"},{"$f":"IF(INDIRECT($G$4&\"J\"&$A41)=\"\",\"★\",INDIRECT($G$4&\"J\"&$A41))","v":"★"},{"$f":"IF(INDIRECT($G$4&\"K\"&$A41)=\"\",\"★\",INDIRECT($G$4&\"K\"&$A41))","v":"★"},{"$f":"IF(INDIRECT($G$4&\"N\"&$A41)=\"\",\"★\",INDIRECT($G$4&\"N\"&$A41))","v":"★"},{"$f":"IF(INDIRECT($G$4&\"O\"&$A41)=\"\",\"★\",INDIRECT($G$4&\"O\"&$A41))","v":"★"},{"$f":"IF(INDIRECT($G$4&\"L\"&$A41)=\"\",\"★\",INDIRECT($G$4&\"L\"&$A41))","v":"★"},30,{"$f":"IF(INDIRECT($H$4&\"C\"&$A41)=\"\",\"★\",INDIRECT($H$4&\"C\"&$A41))","v":"★"},{"$f":"IF(INDIRECT($H$4&\"D\"&$A41)=\"\",\"★\",INDIRECT($H$4&\"D\"&$A41))","v":"★"},{"$f":"IF(INDIRECT($H$4&\"E\"&$A41)=\"\",\"★\",INDIRECT($H$4&\"E\"&$A41))","v":"★"},{"$f":"IF(INDIRECT($H$4&\"F\"&$A41)=\"\",\"★\",INDIRECT($H$4&\"F\"&$A41))","v":"★"},{"$f":"IF(INDIRECT($H$4&\"G\"&$A41)=\"\",\"★\",INDIRECT($H$4&\"G\"&$A41))","v":"★"},{"$f":"IF(INDIRECT($H$4&\"H\"&$A41)=\"\",\"★\",INDIRECT($H$4&\"H\"&$A41))","v":"★"},{"$f":"IF(INDIRECT($H$4&\"I\"&$A41)=\"\",\"★\",INDIRECT($H$4&\"I\"&$A41))","v":"★"},{"$f":"IF(INDIRECT($H$4&\"J\"&$A41)=\"\",\"★\",INDIRECT($H$4&\"J\"&$A41))","v":"★"},{"$f":"IF(INDIRECT($H$4&\"K\"&$A41)=\"\",\"★\",INDIRECT($H$4&\"K\"&$A41))","v":"★"},{"$f":"IF(INDIRECT($H$4&\"N\"&$A41)=\"\",\"★\",INDIRECT($H$4&\"N\"&$A41))","v":"★"},{"$f":"IF(INDIRECT($H$4&\"O\"&$A41)=\"\",\"★\",INDIRECT($H$4&\"O\"&$A41))","v":"★"},{"$f":"IF(INDIRECT($H$4&\"L\"&$A41)=\"\",\"★\",INDIRECT($H$4&\"L\"&$A41))","v":"★"},30,{"$f":"IF(INDIRECT($I$4&\"C\"&$A41)=\"\",\"★\",INDIRECT($I$4&\"C\"&$A41))","v":"★"},{"$f":"IF(INDIRECT($I$4&\"D\"&$A41)=\"\",\"★\",INDIRECT($I$4&\"D\"&$A41))","v":"★"},{"$f":"IF(INDIRECT($I$4&\"E\"&$A41)=\"\",\"★\",INDIRECT($I$4&\"E\"&$A41))","v":"★"},{"$f":"IF(INDIRECT($I$4&\"F\"&$A41)=\"\",\"★\",INDIRECT($I$4&\"F\"&$A41))","v":"★"},{"$f":"IF(INDIRECT($I$4&\"G\"&$A41)=\"\",\"★\",INDIRECT($I$4&\"G\"&$A41))","v":"★"},{"$f":"IF(INDIRECT($I$4&\"H\"&$A41)=\"\",\"★\",INDIRECT($I$4&\"H\"&$A41))","v":"★"},{"$f":"IF(INDIRECT($I$4&\"I\"&$A41)=\"\",\"★\",INDIRECT($I$4&\"I\"&$A41))","v":"★"},{"$f":"IF(INDIRECT($I$4&\"J\"&$A41)=\"\",\"★\",INDIRECT($I$4&\"J\"&$A41))","v":"★"},{"$f":"IF(INDIRECT($I$4&\"K\"&$A41)=\"\",\"★\",INDIRECT($I$4&\"K\"&$A41))","v":"★"},{"$f":"IF(INDIRECT($I$4&\"N\"&$A41)=\"\",\"★\",INDIRECT($I$4&\"N\"&$A41))","v":"★"},{"$f":"IF(INDIRECT($I$4&\"O\"&$A41)=\"\",\"★\",INDIRECT($I$4&\"O\"&$A41))","v":"★"},{"$f":"IF(INDIRECT($I$4&\"L\"&$A41)=\"\",\"★\",INDIRECT($I$4&\"L\"&$A41))","v":"★"}]
[53,null,null,null,null,null,null,null,null,null,null,null,null,null,null,null,null,null,null,null,null,null,null,null,null,null,null,null,null,null,null,null,31,{"$f":"IF(INDIRECT($C$4&\"C\"&$A42)=\"\",\"★\",INDIRECT($C$4&\"C\"&$A42))","v":"★"},{"$f":"IF(INDIRECT($C$4&\"D\"&$A42)=\"\",\"★\",INDIRECT($C$4&\"D\"&$A42))","v":"★"},{"$f":"IF(INDIRECT($C$4&\"E\"&$A42)=\"\",\"★\",INDIRECT($C$4&\"E\"&$A42))","v":0},{"$f":"IF(INDIRECT($C$4&\"F\"&$A42)=\"\",\"★\",INDIRECT($C$4&\"F\"&$A42))","v":"★"},{"$f":"IF(INDIRECT($C$4&\"G\"&$A42)=\"\",\"★\",INDIRECT($C$4&\"G\"&$A42))","v":"★"},{"$f":"IF(INDIRECT($C$4&\"H\"&$A42)=\"\",\"★\",INDIRECT($C$4&\"H\"&$A42))","v":"★"},{"$f":"IF(INDIRECT($C$4&\"I\"&$A42)=\"\",\"★\",INDIRECT($C$4&\"I\"&$A42))","v":"★"},{"$f":"IF(INDIRECT($C$4&\"J\"&$A42)=\"\",\"★\",INDIRECT($C$4&\"J\"&$A42))","v":"★"},{"$f":"IF(INDIRECT($C$4&\"K\"&$A42)=\"\",\"★\",INDIRECT($C$4&\"K\"&$A42))","v":"★"},{"$f":"IF(INDIRECT($C$4&\"AC\"&$A42)=\"\",\"★\",INDIRECT($C$4&\"AC\"&$A42))","v":"★"},{"$f":"IF(INDIRECT($C$4&\"AD\"&$A42)=\"\",\"★\",INDIRECT($C$4&\"AD\"&$A42))","v":"★"},{"$f":"IF(INDIRECT($C$4&\"L\"&$A42)=\"\",\"★\",INDIRECT($C$4&\"L\"&$A42))","v":"★"},31,{"$f":"IF(INDIRECT($D$4&\"C\"&$A42)=\"\",\"★\",INDIRECT($D$4&\"C\"&$A42))","v":"★"},{"$f":"IF(INDIRECT($D$4&\"D\"&$A42)=\"\",\"★\",INDIRECT($D$4&\"D\"&$A42))","v":"★"},{"$f":"IF(INDIRECT($D$4&\"E\"&$A42)=\"\",\"★\",INDIRECT($D$4&\"E\"&$A42))","v":0},{"$f":"IF(INDIRECT($D$4&\"F\"&$A42)=\"\",\"★\",INDIRECT($D$4&\"F\"&$A42))","v":"★"},{"$f":"IF(INDIRECT($D$4&\"G\"&$A42)=\"\",\"★\",INDIRECT($D$4&\"G\"&$A42))","v":"★"},{"$f":"IF(INDIRECT($D$4&\"H\"&$A42)=\"\",\"★\",INDIRECT($D$4&\"H\"&$A42))","v":"★"},{"$f":"IF(INDIRECT($D$4&\"I\"&$A42)=\"\",\"★\",INDIRECT($D$4&\"I\"&$A42))","v":"★"},{"$f":"IF(INDIRECT($D$4&\"J\"&$A42)=\"\",\"★\",INDIRECT($D$4&\"J\"&$A42))","v":"★"},{"$f":"IF(INDIRECT($D$4&\"K\"&$A42)=\"\",\"★\",INDIRECT($D$4&\"K\"&$A42))","v":"★"},{"$f":"IF(INDIRECT($D$4&\"AC\"&$A42)=\"\",\"★\",INDIRECT($D$4&\"AC\"&$A42))","v":"★"},{"$f":"IF(INDIRECT($D$4&\"AD\"&$A42)=\"\",\"★\",INDIRECT($D$4&\"AD\"&$A42))","v":"★"},{"$f":"IF(INDIRECT($D$4&\"L\"&$A42)=\"\",\"★\",INDIRECT($D$4&\"L\"&$A42))","v":"★"},31,{"$f":"IF(INDIRECT($E$4&\"C\"&$A42)=\"\",\"★\",INDIRECT($E$4&\"C\"&$A42))","v":"★"},{"$f":"IF(INDIRECT($E$4&\"D\"&$A42)=\"\",\"★\",INDIRECT($E$4&\"D\"&$A42))","v":"★"},{"$f":"IF(INDIRECT($E$4&\"E\"&$A42)=\"\",\"★\",INDIRECT($E$4&\"E\"&$A42))","v":0},{"$f":"IF(INDIRECT($E$4&\"F\"&$A42)=\"\",\"★\",INDIRECT($E$4&\"F\"&$A42))","v":"★"},{"$f":"IF(INDIRECT($E$4&\"G\"&$A42)=\"\",\"★\",INDIRECT($E$4&\"G\"&$A42))","v":"★"},{"$f":"IF(INDIRECT($E$4&\"H\"&$A42)=\"\",\"★\",INDIRECT($E$4&\"H\"&$A42))","v":"★"},{"$f":"IF(INDIRECT($E$4&\"I\"&$A42)=\"\",\"★\",INDIRECT($E$4&\"I\"&$A42))","v":"★"},{"$f":"IF(INDIRECT($E$4&\"J\"&$A42)=\"\",\"★\",INDIRECT($E$4&\"J\"&$A42))","v":"★"},{"$f":"IF(INDIRECT($E$4&\"K\"&$A42)=\"\",\"★\",INDIRECT($E$4&\"K\"&$A42))","v":"★"},{"$f":"IF(INDIRECT($E$4&\"AC\"&$A42)=\"\",\"★\",INDIRECT($E$4&\"AC\"&$A42))","v":"★"},{"$f":"IF(INDIRECT($E$4&\"AD\"&$A42)=\"\",\"★\",INDIRECT($E$4&\"AD\"&$A42))","v":"★"},{"$f":"IF(INDIRECT($E$4&\"L\"&$A42)=\"\",\"★\",INDIRECT($E$4&\"L\"&$A42))","v":"★"},null,null,null,null,null,null,null,null,null,null,null,null,null,null,31,{"$f":"IF(INDIRECT($G$4&\"C\"&$A42)=\"\",\"★\",INDIRECT($G$4&\"C\"&$A42))","v":"★"},{"$f":"IF(INDIRECT($G$4&\"D\"&$A42)=\"\",\"★\",INDIRECT($G$4&\"D\"&$A42))","v":"★"},{"$f":"IF(INDIRECT($G$4&\"E\"&$A42)=\"\",\"★\",INDIRECT($G$4&\"E\"&$A42))","v":"★"},{"$f":"IF(INDIRECT($G$4&\"F\"&$A42)=\"\",\"★\",INDIRECT($G$4&\"F\"&$A42))","v":"★"},{"$f":"IF(INDIRECT($G$4&\"G\"&$A42)=\"\",\"★\",INDIRECT($G$4&\"G\"&$A42))","v":"★"},{"$f":"IF(INDIRECT($G$4&\"H\"&$A42)=\"\",\"★\",INDIRECT($G$4&\"H\"&$A42))","v":"★"},{"$f":"IF(INDIRECT($G$4&\"I\"&$A42)=\"\",\"★\",INDIRECT($G$4&\"I\"&$A42))","v":"★"},{"$f":"IF(INDIRECT($G$4&\"J\"&$A42)=\"\",\"★\",INDIRECT($G$4&\"J\"&$A42))","v":"★"},{"$f":"IF(INDIRECT($G$4&\"K\"&$A42)=\"\",\"★\",INDIRECT($G$4&\"K\"&$A42))","v":"★"},{"$f":"IF(INDIRECT($G$4&\"N\"&$A42)=\"\",\"★\",INDIRECT($G$4&\"N\"&$A42))","v":"★"},{"$f":"IF(INDIRECT($G$4&\"O\"&$A42)=\"\",\"★\",INDIRECT($G$4&\"O\"&$A42))","v":"★"},{"$f":"IF(INDIRECT($G$4&\"L\"&$A42)=\"\",\"★\",INDIRECT($G$4&\"L\"&$A42))","v":"★"},31,{"$f":"IF(INDIRECT($H$4&\"C\"&$A42)=\"\",\"★\",INDIRECT($H$4&\"C\"&$A42))","v":"★"},{"$f":"IF(INDIRECT($H$4&\"D\"&$A42)=\"\",\"★\",INDIRECT($H$4&\"D\"&$A42))","v":"★"},{"$f":"IF(INDIRECT($H$4&\"E\"&$A42)=\"\",\"★\",INDIRECT($H$4&\"E\"&$A42))","v":"★"},{"$f":"IF(INDIRECT($H$4&\"F\"&$A42)=\"\",\"★\",INDIRECT($H$4&\"F\"&$A42))","v":"★"},{"$f":"IF(INDIRECT($H$4&\"G\"&$A42)=\"\",\"★\",INDIRECT($H$4&\"G\"&$A42))","v":"★"},{"$f":"IF(INDIRECT($H$4&\"H\"&$A42)=\"\",\"★\",INDIRECT($H$4&\"H\"&$A42))","v":"★"},{"$f":"IF(INDIRECT($H$4&\"I\"&$A42)=\"\",\"★\",INDIRECT($H$4&\"I\"&$A42))","v":"★"},{"$f":"IF(INDIRECT($H$4&\"J\"&$A42)=\"\",\"★\",INDIRECT($H$4&\"J\"&$A42))","v":"★"},{"$f":"IF(INDIRECT($H$4&\"K\"&$A42)=\"\",\"★\",INDIRECT($H$4&\"K\"&$A42))","v":"★"},{"$f":"IF(INDIRECT($H$4&\"N\"&$A42)=\"\",\"★\",INDIRECT($H$4&\"N\"&$A42))","v":"★"},{"$f":"IF(INDIRECT($H$4&\"O\"&$A42)=\"\",\"★\",INDIRECT($H$4&\"O\"&$A42))","v":"★"},{"$f":"IF(INDIRECT($H$4&\"L\"&$A42)=\"\",\"★\",INDIRECT($H$4&\"L\"&$A42))","v":"★"},31,{"$f":"IF(INDIRECT($I$4&\"C\"&$A42)=\"\",\"★\",INDIRECT($I$4&\"C\"&$A42))","v":"★"},{"$f":"IF(INDIRECT($I$4&\"D\"&$A42)=\"\",\"★\",INDIRECT($I$4&\"D\"&$A42))","v":"★"},{"$f":"IF(INDIRECT($I$4&\"E\"&$A42)=\"\",\"★\",INDIRECT($I$4&\"E\"&$A42))","v":"★"},{"$f":"IF(INDIRECT($I$4&\"F\"&$A42)=\"\",\"★\",INDIRECT($I$4&\"F\"&$A42))","v":"★"},{"$f":"IF(INDIRECT($I$4&\"G\"&$A42)=\"\",\"★\",INDIRECT($I$4&\"G\"&$A42))","v":"★"},{"$f":"IF(INDIRECT($I$4&\"H\"&$A42)=\"\",\"★\",INDIRECT($I$4&\"H\"&$A42))","v":"★"},{"$f":"IF(INDIRECT($I$4&\"I\"&$A42)=\"\",\"★\",INDIRECT($I$4&\"I\"&$A42))","v":"★"},{"$f":"IF(INDIRECT($I$4&\"J\"&$A42)=\"\",\"★\",INDIRECT($I$4&\"J\"&$A42))","v":"★"},{"$f":"IF(INDIRECT($I$4&\"K\"&$A42)=\"\",\"★\",INDIRECT($I$4&\"K\"&$A42))","v":"★"},{"$f":"IF(INDIRECT($I$4&\"N\"&$A42)=\"\",\"★\",INDIRECT($I$4&\"N\"&$A42))","v":"★"},{"$f":"IF(INDIRECT($I$4&\"O\"&$A42)=\"\",\"★\",INDIRECT($I$4&\"O\"&$A42))","v":"★"},{"$f":"IF(INDIRECT($I$4&\"L\"&$A42)=\"\",\"★\",INDIRECT($I$4&\"L\"&$A42))","v":"★"}]
[54,null,null,null,null,null,null,null,null,null,null,null,null,null,null,null,null,null,null,null,null,null,null,null,null,null,null,null,null,null,null,null,32,{"$f":"IF(INDIRECT($C$4&\"C\"&$A43)=\"\",\"★\",INDIRECT($C$4&\"C\"&$A43))","v":"★"},{"$f":"IF(INDIRECT($C$4&\"D\"&$A43)=\"\",\"★\",INDIRECT($C$4&\"D\"&$A43))","v":"★"},{"$f":"IF(INDIRECT($C$4&\"E\"&$A43)=\"\",\"★\",INDIRECT($C$4&\"E\"&$A43))","v":0},{"$f":"IF(INDIRECT($C$4&\"F\"&$A43)=\"\",\"★\",INDIRECT($C$4&\"F\"&$A43))","v":"★"},{"$f":"IF(INDIRECT($C$4&\"G\"&$A43)=\"\",\"★\",INDIRECT($C$4&\"G\"&$A43))","v":"★"},{"$f":"IF(INDIRECT($C$4&\"H\"&$A43)=\"\",\"★\",INDIRECT($C$4&\"H\"&$A43))","v":"★"},{"$f":"IF(INDIRECT($C$4&\"I\"&$A43)=\"\",\"★\",INDIRECT($C$4&\"I\"&$A43))","v":"★"},{"$f":"IF(INDIRECT($C$4&\"J\"&$A43)=\"\",\"★\",INDIRECT($C$4&\"J\"&$A43))","v":"★"},{"$f":"IF(INDIRECT($C$4&\"K\"&$A43)=\"\",\"★\",INDIRECT($C$4&\"K\"&$A43))","v":"★"},{"$f":"IF(INDIRECT($C$4&\"AC\"&$A43)=\"\",\"★\",INDIRECT($C$4&\"AC\"&$A43))","v":"★"},{"$f":"IF(INDIRECT($C$4&\"AD\"&$A43)=\"\",\"★\",INDIRECT($C$4&\"AD\"&$A43))","v":"★"},{"$f":"IF(INDIRECT($C$4&\"L\"&$A43)=\"\",\"★\",INDIRECT($C$4&\"L\"&$A43))","v":"★"},32,{"$f":"IF(INDIRECT($D$4&\"C\"&$A43)=\"\",\"★\",INDIRECT($D$4&\"C\"&$A43))","v":"★"},{"$f":"IF(INDIRECT($D$4&\"D\"&$A43)=\"\",\"★\",INDIRECT($D$4&\"D\"&$A43))","v":"★"},{"$f":"IF(INDIRECT($D$4&\"E\"&$A43)=\"\",\"★\",INDIRECT($D$4&\"E\"&$A43))","v":0},{"$f":"IF(INDIRECT($D$4&\"F\"&$A43)=\"\",\"★\",INDIRECT($D$4&\"F\"&$A43))","v":"★"},{"$f":"IF(INDIRECT($D$4&\"G\"&$A43)=\"\",\"★\",INDIRECT($D$4&\"G\"&$A43))","v":"★"},{"$f":"IF(INDIRECT($D$4&\"H\"&$A43)=\"\",\"★\",INDIRECT($D$4&\"H\"&$A43))","v":"★"},{"$f":"IF(INDIRECT($D$4&\"I\"&$A43)=\"\",\"★\",INDIRECT($D$4&\"I\"&$A43))","v":"★"},{"$f":"IF(INDIRECT($D$4&\"J\"&$A43)=\"\",\"★\",INDIRECT($D$4&\"J\"&$A43))","v":"★"},{"$f":"IF(INDIRECT($D$4&\"K\"&$A43)=\"\",\"★\",INDIRECT($D$4&\"K\"&$A43))","v":"★"},{"$f":"IF(INDIRECT($D$4&\"AC\"&$A43)=\"\",\"★\",INDIRECT($D$4&\"AC\"&$A43))","v":"★"},{"$f":"IF(INDIRECT($D$4&\"AD\"&$A43)=\"\",\"★\",INDIRECT($D$4&\"AD\"&$A43))","v":"★"},{"$f":"IF(INDIRECT($D$4&\"L\"&$A43)=\"\",\"★\",INDIRECT($D$4&\"L\"&$A43))","v":"★"},32,{"$f":"IF(INDIRECT($E$4&\"C\"&$A43)=\"\",\"★\",INDIRECT($E$4&\"C\"&$A43))","v":"★"},{"$f":"IF(INDIRECT($E$4&\"D\"&$A43)=\"\",\"★\",INDIRECT($E$4&\"D\"&$A43))","v":"★"},{"$f":"IF(INDIRECT($E$4&\"E\"&$A43)=\"\",\"★\",INDIRECT($E$4&\"E\"&$A43))","v":0},{"$f":"IF(INDIRECT($E$4&\"F\"&$A43)=\"\",\"★\",INDIRECT($E$4&\"F\"&$A43))","v":"★"},{"$f":"IF(INDIRECT($E$4&\"G\"&$A43)=\"\",\"★\",INDIRECT($E$4&\"G\"&$A43))","v":"★"},{"$f":"IF(INDIRECT($E$4&\"H\"&$A43)=\"\",\"★\",INDIRECT($E$4&\"H\"&$A43))","v":"★"},{"$f":"IF(INDIRECT($E$4&\"I\"&$A43)=\"\",\"★\",INDIRECT($E$4&\"I\"&$A43))","v":"★"},{"$f":"IF(INDIRECT($E$4&\"J\"&$A43)=\"\",\"★\",INDIRECT($E$4&\"J\"&$A43))","v":"★"},{"$f":"IF(INDIRECT($E$4&\"K\"&$A43)=\"\",\"★\",INDIRECT($E$4&\"K\"&$A43))","v":"★"},{"$f":"IF(INDIRECT($E$4&\"AC\"&$A43)=\"\",\"★\",INDIRECT($E$4&\"AC\"&$A43))","v":"★"},{"$f":"IF(INDIRECT($E$4&\"AD\"&$A43)=\"\",\"★\",INDIRECT($E$4&\"AD\"&$A43))","v":"★"},{"$f":"IF(INDIRECT($E$4&\"L\"&$A43)=\"\",\"★\",INDIRECT($E$4&\"L\"&$A43))","v":"★"},null,null,null,null,null,null,null,null,null,null,null,null,null,null,32,{"$f":"IF(INDIRECT($G$4&\"C\"&$A43)=\"\",\"★\",INDIRECT($G$4&\"C\"&$A43))","v":"★"},{"$f":"IF(INDIRECT($G$4&\"D\"&$A43)=\"\",\"★\",INDIRECT($G$4&\"D\"&$A43))","v":"★"},{"$f":"IF(INDIRECT($G$4&\"E\"&$A43)=\"\",\"★\",INDIRECT($G$4&\"E\"&$A43))","v":"★"},{"$f":"IF(INDIRECT($G$4&\"F\"&$A43)=\"\",\"★\",INDIRECT($G$4&\"F\"&$A43))","v":"★"},{"$f":"IF(INDIRECT($G$4&\"G\"&$A43)=\"\",\"★\",INDIRECT($G$4&\"G\"&$A43))","v":"★"},{"$f":"IF(INDIRECT($G$4&\"H\"&$A43)=\"\",\"★\",INDIRECT($G$4&\"H\"&$A43))","v":"★"},{"$f":"IF(INDIRECT($G$4&\"I\"&$A43)=\"\",\"★\",INDIRECT($G$4&\"I\"&$A43))","v":"★"},{"$f":"IF(INDIRECT($G$4&\"J\"&$A43)=\"\",\"★\",INDIRECT($G$4&\"J\"&$A43))","v":"★"},{"$f":"IF(INDIRECT($G$4&\"K\"&$A43)=\"\",\"★\",INDIRECT($G$4&\"K\"&$A43))","v":"★"},{"$f":"IF(INDIRECT($G$4&\"N\"&$A43)=\"\",\"★\",INDIRECT($G$4&\"N\"&$A43))","v":"★"},{"$f":"IF(INDIRECT($G$4&\"O\"&$A43)=\"\",\"★\",INDIRECT($G$4&\"O\"&$A43))","v":"★"},{"$f":"IF(INDIRECT($G$4&\"L\"&$A43)=\"\",\"★\",INDIRECT($G$4&\"L\"&$A43))","v":"★"},32,{"$f":"IF(INDIRECT($H$4&\"C\"&$A43)=\"\",\"★\",INDIRECT($H$4&\"C\"&$A43))","v":"★"},{"$f":"IF(INDIRECT($H$4&\"D\"&$A43)=\"\",\"★\",INDIRECT($H$4&\"D\"&$A43))","v":"★"},{"$f":"IF(INDIRECT($H$4&\"E\"&$A43)=\"\",\"★\",INDIRECT($H$4&\"E\"&$A43))","v":"★"},{"$f":"IF(INDIRECT($H$4&\"F\"&$A43)=\"\",\"★\",INDIRECT($H$4&\"F\"&$A43))","v":"★"},{"$f":"IF(INDIRECT($H$4&\"G\"&$A43)=\"\",\"★\",INDIRECT($H$4&\"G\"&$A43))","v":"★"},{"$f":"IF(INDIRECT($H$4&\"H\"&$A43)=\"\",\"★\",INDIRECT($H$4&\"H\"&$A43))","v":"★"},{"$f":"IF(INDIRECT($H$4&\"I\"&$A43)=\"\",\"★\",INDIRECT($H$4&\"I\"&$A43))","v":"★"},{"$f":"IF(INDIRECT($H$4&\"J\"&$A43)=\"\",\"★\",INDIRECT($H$4&\"J\"&$A43))","v":"★"},{"$f":"IF(INDIRECT($H$4&\"K\"&$A43)=\"\",\"★\",INDIRECT($H$4&\"K\"&$A43))","v":"★"},{"$f":"IF(INDIRECT($H$4&\"N\"&$A43)=\"\",\"★\",INDIRECT($H$4&\"N\"&$A43))","v":"★"},{"$f":"IF(INDIRECT($H$4&\"O\"&$A43)=\"\",\"★\",INDIRECT($H$4&\"O\"&$A43))","v":"★"},{"$f":"IF(INDIRECT($H$4&\"L\"&$A43)=\"\",\"★\",INDIRECT($H$4&\"L\"&$A43))","v":"★"},32,{"$f":"IF(INDIRECT($I$4&\"C\"&$A43)=\"\",\"★\",INDIRECT($I$4&\"C\"&$A43))","v":"★"},{"$f":"IF(INDIRECT($I$4&\"D\"&$A43)=\"\",\"★\",INDIRECT($I$4&\"D\"&$A43))","v":"★"},{"$f":"IF(INDIRECT($I$4&\"E\"&$A43)=\"\",\"★\",INDIRECT($I$4&\"E\"&$A43))","v":"★"},{"$f":"IF(INDIRECT($I$4&\"F\"&$A43)=\"\",\"★\",INDIRECT($I$4&\"F\"&$A43))","v":"★"},{"$f":"IF(INDIRECT($I$4&\"G\"&$A43)=\"\",\"★\",INDIRECT($I$4&\"G\"&$A43))","v":"★"},{"$f":"IF(INDIRECT($I$4&\"H\"&$A43)=\"\",\"★\",INDIRECT($I$4&\"H\"&$A43))","v":"★"},{"$f":"IF(INDIRECT($I$4&\"I\"&$A43)=\"\",\"★\",INDIRECT($I$4&\"I\"&$A43))","v":"★"},{"$f":"IF(INDIRECT($I$4&\"J\"&$A43)=\"\",\"★\",INDIRECT($I$4&\"J\"&$A43))","v":"★"},{"$f":"IF(INDIRECT($I$4&\"K\"&$A43)=\"\",\"★\",INDIRECT($I$4&\"K\"&$A43))","v":"★"},{"$f":"IF(INDIRECT($I$4&\"N\"&$A43)=\"\",\"★\",INDIRECT($I$4&\"N\"&$A43))","v":"★"},{"$f":"IF(INDIRECT($I$4&\"O\"&$A43)=\"\",\"★\",INDIRECT($I$4&\"O\"&$A43))","v":"★"},{"$f":"IF(INDIRECT($I$4&\"L\"&$A43)=\"\",\"★\",INDIRECT($I$4&\"L\"&$A43))","v":"★"}]
[55,null,null,null,null,null,null,null,null,null,null,null,null,null,null,null,null,null,null,null,null,null,null,null,null,null,null,null,null,null,null,null,33,{"$f":"IF(INDIRECT($C$4&\"C\"&$A44)=\"\",\"★\",INDIRECT($C$4&\"C\"&$A44))","v":"★"},{"$f":"IF(INDIRECT($C$4&\"D\"&$A44)=\"\",\"★\",INDIRECT($C$4&\"D\"&$A44))","v":"★"},{"$f":"IF(INDIRECT($C$4&\"E\"&$A44)=\"\",\"★\",INDIRECT($C$4&\"E\"&$A44))","v":0},{"$f":"IF(INDIRECT($C$4&\"F\"&$A44)=\"\",\"★\",INDIRECT($C$4&\"F\"&$A44))","v":"★"},{"$f":"IF(INDIRECT($C$4&\"G\"&$A44)=\"\",\"★\",INDIRECT($C$4&\"G\"&$A44))","v":"★"},{"$f":"IF(INDIRECT($C$4&\"H\"&$A44)=\"\",\"★\",INDIRECT($C$4&\"H\"&$A44))","v":"★"},{"$f":"IF(INDIRECT($C$4&\"I\"&$A44)=\"\",\"★\",INDIRECT($C$4&\"I\"&$A44))","v":"★"},{"$f":"IF(INDIRECT($C$4&\"J\"&$A44)=\"\",\"★\",INDIRECT($C$4&\"J\"&$A44))","v":"★"},{"$f":"IF(INDIRECT($C$4&\"K\"&$A44)=\"\",\"★\",INDIRECT($C$4&\"K\"&$A44))","v":"★"},{"$f":"IF(INDIRECT($C$4&\"AC\"&$A44)=\"\",\"★\",INDIRECT($C$4&\"AC\"&$A44))","v":"★"},{"$f":"IF(INDIRECT($C$4&\"AD\"&$A44)=\"\",\"★\",INDIRECT($C$4&\"AD\"&$A44))","v":"★"},{"$f":"IF(INDIRECT($C$4&\"L\"&$A44)=\"\",\"★\",INDIRECT($C$4&\"L\"&$A44))","v":"★"},33,{"$f":"IF(INDIRECT($D$4&\"C\"&$A44)=\"\",\"★\",INDIRECT($D$4&\"C\"&$A44))","v":"★"},{"$f":"IF(INDIRECT($D$4&\"D\"&$A44)=\"\",\"★\",INDIRECT($D$4&\"D\"&$A44))","v":"★"},{"$f":"IF(INDIRECT($D$4&\"E\"&$A44)=\"\",\"★\",INDIRECT($D$4&\"E\"&$A44))","v":0},{"$f":"IF(INDIRECT($D$4&\"F\"&$A44)=\"\",\"★\",INDIRECT($D$4&\"F\"&$A44))","v":"★"},{"$f":"IF(INDIRECT($D$4&\"G\"&$A44)=\"\",\"★\",INDIRECT($D$4&\"G\"&$A44))","v":"★"},{"$f":"IF(INDIRECT($D$4&\"H\"&$A44)=\"\",\"★\",INDIRECT($D$4&\"H\"&$A44))","v":"★"},{"$f":"IF(INDIRECT($D$4&\"I\"&$A44)=\"\",\"★\",INDIRECT($D$4&\"I\"&$A44))","v":"★"},{"$f":"IF(INDIRECT($D$4&\"J\"&$A44)=\"\",\"★\",INDIRECT($D$4&\"J\"&$A44))","v":"★"},{"$f":"IF(INDIRECT($D$4&\"K\"&$A44)=\"\",\"★\",INDIRECT($D$4&\"K\"&$A44))","v":"★"},{"$f":"IF(INDIRECT($D$4&\"AC\"&$A44)=\"\",\"★\",INDIRECT($D$4&\"AC\"&$A44))","v":"★"},{"$f":"IF(INDIRECT($D$4&\"AD\"&$A44)=\"\",\"★\",INDIRECT($D$4&\"AD\"&$A44))","v":"★"},{"$f":"IF(INDIRECT($D$4&\"L\"&$A44)=\"\",\"★\",INDIRECT($D$4&\"L\"&$A44))","v":"★"},33,{"$f":"IF(INDIRECT($E$4&\"C\"&$A44)=\"\",\"★\",INDIRECT($E$4&\"C\"&$A44))","v":"★"},{"$f":"IF(INDIRECT($E$4&\"D\"&$A44)=\"\",\"★\",INDIRECT($E$4&\"D\"&$A44))","v":"★"},{"$f":"IF(INDIRECT($E$4&\"E\"&$A44)=\"\",\"★\",INDIRECT($E$4&\"E\"&$A44))","v":0},{"$f":"IF(INDIRECT($E$4&\"F\"&$A44)=\"\",\"★\",INDIRECT($E$4&\"F\"&$A44))","v":"★"},{"$f":"IF(INDIRECT($E$4&\"G\"&$A44)=\"\",\"★\",INDIRECT($E$4&\"G\"&$A44))","v":"★"},{"$f":"IF(INDIRECT($E$4&\"H\"&$A44)=\"\",\"★\",INDIRECT($E$4&\"H\"&$A44))","v":"★"},{"$f":"IF(INDIRECT($E$4&\"I\"&$A44)=\"\",\"★\",INDIRECT($E$4&\"I\"&$A44))","v":"★"},{"$f":"IF(INDIRECT($E$4&\"J\"&$A44)=\"\",\"★\",INDIRECT($E$4&\"J\"&$A44))","v":"★"},{"$f":"IF(INDIRECT($E$4&\"K\"&$A44)=\"\",\"★\",INDIRECT($E$4&\"K\"&$A44))","v":"★"},{"$f":"IF(INDIRECT($E$4&\"AC\"&$A44)=\"\",\"★\",INDIRECT($E$4&\"AC\"&$A44))","v":"★"},{"$f":"IF(INDIRECT($E$4&\"AD\"&$A44)=\"\",\"★\",INDIRECT($E$4&\"AD\"&$A44))","v":"★"},{"$f":"IF(INDIRECT($E$4&\"L\"&$A44)=\"\",\"★\",INDIRECT($E$4&\"L\"&$A44))","v":"★"},null,null,null,null,null,null,null,null,null,null,null,null,null,null,33,{"$f":"IF(INDIRECT($G$4&\"C\"&$A44)=\"\",\"★\",INDIRECT($G$4&\"C\"&$A44))","v":"★"},{"$f":"IF(INDIRECT($G$4&\"D\"&$A44)=\"\",\"★\",INDIRECT($G$4&\"D\"&$A44))","v":"★"},{"$f":"IF(INDIRECT($G$4&\"E\"&$A44)=\"\",\"★\",INDIRECT($G$4&\"E\"&$A44))","v":"★"},{"$f":"IF(INDIRECT($G$4&\"F\"&$A44)=\"\",\"★\",INDIRECT($G$4&\"F\"&$A44))","v":"★"},{"$f":"IF(INDIRECT($G$4&\"G\"&$A44)=\"\",\"★\",INDIRECT($G$4&\"G\"&$A44))","v":"★"},{"$f":"IF(INDIRECT($G$4&\"H\"&$A44)=\"\",\"★\",INDIRECT($G$4&\"H\"&$A44))","v":"★"},{"$f":"IF(INDIRECT($G$4&\"I\"&$A44)=\"\",\"★\",INDIRECT($G$4&\"I\"&$A44))","v":"★"},{"$f":"IF(INDIRECT($G$4&\"J\"&$A44)=\"\",\"★\",INDIRECT($G$4&\"J\"&$A44))","v":"★"},{"$f":"IF(INDIRECT($G$4&\"K\"&$A44)=\"\",\"★\",INDIRECT($G$4&\"K\"&$A44))","v":"★"},{"$f":"IF(INDIRECT($G$4&\"N\"&$A44)=\"\",\"★\",INDIRECT($G$4&\"N\"&$A44))","v":"★"},{"$f":"IF(INDIRECT($G$4&\"O\"&$A44)=\"\",\"★\",INDIRECT($G$4&\"O\"&$A44))","v":"★"},{"$f":"IF(INDIRECT($G$4&\"L\"&$A44)=\"\",\"★\",INDIRECT($G$4&\"L\"&$A44))","v":"★"},33,{"$f":"IF(INDIRECT($H$4&\"C\"&$A44)=\"\",\"★\",INDIRECT($H$4&\"C\"&$A44))","v":"★"},{"$f":"IF(INDIRECT($H$4&\"D\"&$A44)=\"\",\"★\",INDIRECT($H$4&\"D\"&$A44))","v":"★"},{"$f":"IF(INDIRECT($H$4&\"E\"&$A44)=\"\",\"★\",INDIRECT($H$4&\"E\"&$A44))","v":"★"},{"$f":"IF(INDIRECT($H$4&\"F\"&$A44)=\"\",\"★\",INDIRECT($H$4&\"F\"&$A44))","v":"★"},{"$f":"IF(INDIRECT($H$4&\"G\"&$A44)=\"\",\"★\",INDIRECT($H$4&\"G\"&$A44))","v":"★"},{"$f":"IF(INDIRECT($H$4&\"H\"&$A44)=\"\",\"★\",INDIRECT($H$4&\"H\"&$A44))","v":"★"},{"$f":"IF(INDIRECT($H$4&\"I\"&$A44)=\"\",\"★\",INDIRECT($H$4&\"I\"&$A44))","v":"★"},{"$f":"IF(INDIRECT($H$4&\"J\"&$A44)=\"\",\"★\",INDIRECT($H$4&\"J\"&$A44))","v":"★"},{"$f":"IF(INDIRECT($H$4&\"K\"&$A44)=\"\",\"★\",INDIRECT($H$4&\"K\"&$A44))","v":"★"},{"$f":"IF(INDIRECT($H$4&\"N\"&$A44)=\"\",\"★\",INDIRECT($H$4&\"N\"&$A44))","v":"★"},{"$f":"IF(INDIRECT($H$4&\"O\"&$A44)=\"\",\"★\",INDIRECT($H$4&\"O\"&$A44))","v":"★"},{"$f":"IF(INDIRECT($H$4&\"L\"&$A44)=\"\",\"★\",INDIRECT($H$4&\"L\"&$A44))","v":"★"},33,{"$f":"IF(INDIRECT($I$4&\"C\"&$A44)=\"\",\"★\",INDIRECT($I$4&\"C\"&$A44))","v":"★"},{"$f":"IF(INDIRECT($I$4&\"D\"&$A44)=\"\",\"★\",INDIRECT($I$4&\"D\"&$A44))","v":"★"},{"$f":"IF(INDIRECT($I$4&\"E\"&$A44)=\"\",\"★\",INDIRECT($I$4&\"E\"&$A44))","v":"★"},{"$f":"IF(INDIRECT($I$4&\"F\"&$A44)=\"\",\"★\",INDIRECT($I$4&\"F\"&$A44))","v":"★"},{"$f":"IF(INDIRECT($I$4&\"G\"&$A44)=\"\",\"★\",INDIRECT($I$4&\"G\"&$A44))","v":"★"},{"$f":"IF(INDIRECT($I$4&\"H\"&$A44)=\"\",\"★\",INDIRECT($I$4&\"H\"&$A44))","v":"★"},{"$f":"IF(INDIRECT($I$4&\"I\"&$A44)=\"\",\"★\",INDIRECT($I$4&\"I\"&$A44))","v":"★"},{"$f":"IF(INDIRECT($I$4&\"J\"&$A44)=\"\",\"★\",INDIRECT($I$4&\"J\"&$A44))","v":"★"},{"$f":"IF(INDIRECT($I$4&\"K\"&$A44)=\"\",\"★\",INDIRECT($I$4&\"K\"&$A44))","v":"★"},{"$f":"IF(INDIRECT($I$4&\"N\"&$A44)=\"\",\"★\",INDIRECT($I$4&\"N\"&$A44))","v":"★"},{"$f":"IF(INDIRECT($I$4&\"O\"&$A44)=\"\",\"★\",INDIRECT($I$4&\"O\"&$A44))","v":"★"},{"$f":"IF(INDIRECT($I$4&\"L\"&$A44)=\"\",\"★\",INDIRECT($I$4&\"L\"&$A44))","v":"★"}]
[56,null,null,null,null,null,null,null,null,null,null,null,null,null,null,null,null,null,null,null,null,null,null,null,null,null,null,null,null,null,null,null,34,{"$f":"IF(INDIRECT($C$4&\"C\"&$A45)=\"\",\"★\",INDIRECT($C$4&\"C\"&$A45))","v":"★"},{"$f":"IF(INDIRECT($C$4&\"D\"&$A45)=\"\",\"★\",INDIRECT($C$4&\"D\"&$A45))","v":"★"},{"$f":"IF(INDIRECT($C$4&\"E\"&$A45)=\"\",\"★\",INDIRECT($C$4&\"E\"&$A45))","v":0},{"$f":"IF(INDIRECT($C$4&\"F\"&$A45)=\"\",\"★\",INDIRECT($C$4&\"F\"&$A45))","v":"★"},{"$f":"IF(INDIRECT($C$4&\"G\"&$A45)=\"\",\"★\",INDIRECT($C$4&\"G\"&$A45))","v":"★"},{"$f":"IF(INDIRECT($C$4&\"H\"&$A45)=\"\",\"★\",INDIRECT($C$4&\"H\"&$A45))","v":"★"},{"$f":"IF(INDIRECT($C$4&\"I\"&$A45)=\"\",\"★\",INDIRECT($C$4&\"I\"&$A45))","v":"★"},{"$f":"IF(INDIRECT($C$4&\"J\"&$A45)=\"\",\"★\",INDIRECT($C$4&\"J\"&$A45))","v":"★"},{"$f":"IF(INDIRECT($C$4&\"K\"&$A45)=\"\",\"★\",INDIRECT($C$4&\"K\"&$A45))","v":"★"},{"$f":"IF(INDIRECT($C$4&\"AC\"&$A45)=\"\",\"★\",INDIRECT($C$4&\"AC\"&$A45))","v":"★"},{"$f":"IF(INDIRECT($C$4&\"AD\"&$A45)=\"\",\"★\",INDIRECT($C$4&\"AD\"&$A45))","v":"★"},{"$f":"IF(INDIRECT($C$4&\"L\"&$A45)=\"\",\"★\",INDIRECT($C$4&\"L\"&$A45))","v":"★"},34,{"$f":"IF(INDIRECT($D$4&\"C\"&$A45)=\"\",\"★\",INDIRECT($D$4&\"C\"&$A45))","v":"★"},{"$f":"IF(INDIRECT($D$4&\"D\"&$A45)=\"\",\"★\",INDIRECT($D$4&\"D\"&$A45))","v":"★"},{"$f":"IF(INDIRECT($D$4&\"E\"&$A45)=\"\",\"★\",INDIRECT($D$4&\"E\"&$A45))","v":0},{"$f":"IF(INDIRECT($D$4&\"F\"&$A45)=\"\",\"★\",INDIRECT($D$4&\"F\"&$A45))","v":"★"},{"$f":"IF(INDIRECT($D$4&\"G\"&$A45)=\"\",\"★\",INDIRECT($D$4&\"G\"&$A45))","v":"★"},{"$f":"IF(INDIRECT($D$4&\"H\"&$A45)=\"\",\"★\",INDIRECT($D$4&\"H\"&$A45))","v":"★"},{"$f":"IF(INDIRECT($D$4&\"I\"&$A45)=\"\",\"★\",INDIRECT($D$4&\"I\"&$A45))","v":"★"},{"$f":"IF(INDIRECT($D$4&\"J\"&$A45)=\"\",\"★\",INDIRECT($D$4&\"J\"&$A45))","v":"★"},{"$f":"IF(INDIRECT($D$4&\"K\"&$A45)=\"\",\"★\",INDIRECT($D$4&\"K\"&$A45))","v":"★"},{"$f":"IF(INDIRECT($D$4&\"AC\"&$A45)=\"\",\"★\",INDIRECT($D$4&\"AC\"&$A45))","v":"★"},{"$f":"IF(INDIRECT($D$4&\"AD\"&$A45)=\"\",\"★\",INDIRECT($D$4&\"AD\"&$A45))","v":"★"},{"$f":"IF(INDIRECT($D$4&\"L\"&$A45)=\"\",\"★\",INDIRECT($D$4&\"L\"&$A45))","v":"★"},34,{"$f":"IF(INDIRECT($E$4&\"C\"&$A45)=\"\",\"★\",INDIRECT($E$4&\"C\"&$A45))","v":"★"},{"$f":"IF(INDIRECT($E$4&\"D\"&$A45)=\"\",\"★\",INDIRECT($E$4&\"D\"&$A45))","v":"★"},{"$f":"IF(INDIRECT($E$4&\"E\"&$A45)=\"\",\"★\",INDIRECT($E$4&\"E\"&$A45))","v":0},{"$f":"IF(INDIRECT($E$4&\"F\"&$A45)=\"\",\"★\",INDIRECT($E$4&\"F\"&$A45))","v":"★"},{"$f":"IF(INDIRECT($E$4&\"G\"&$A45)=\"\",\"★\",INDIRECT($E$4&\"G\"&$A45))","v":"★"},{"$f":"IF(INDIRECT($E$4&\"H\"&$A45)=\"\",\"★\",INDIRECT($E$4&\"H\"&$A45))","v":"★"},{"$f":"IF(INDIRECT($E$4&\"I\"&$A45)=\"\",\"★\",INDIRECT($E$4&\"I\"&$A45))","v":"★"},{"$f":"IF(INDIRECT($E$4&\"J\"&$A45)=\"\",\"★\",INDIRECT($E$4&\"J\"&$A45))","v":"★"},{"$f":"IF(INDIRECT($E$4&\"K\"&$A45)=\"\",\"★\",INDIRECT($E$4&\"K\"&$A45))","v":"★"},{"$f":"IF(INDIRECT($E$4&\"AC\"&$A45)=\"\",\"★\",INDIRECT($E$4&\"AC\"&$A45))","v":"★"},{"$f":"IF(INDIRECT($E$4&\"AD\"&$A45)=\"\",\"★\",INDIRECT($E$4&\"AD\"&$A45))","v":"★"},{"$f":"IF(INDIRECT($E$4&\"L\"&$A45)=\"\",\"★\",INDIRECT($E$4&\"L\"&$A45))","v":"★"},null,null,null,null,null,null,null,null,null,null,null,null,null,null,34,{"$f":"IF(INDIRECT($G$4&\"C\"&$A45)=\"\",\"★\",INDIRECT($G$4&\"C\"&$A45))","v":"★"},{"$f":"IF(INDIRECT($G$4&\"D\"&$A45)=\"\",\"★\",INDIRECT($G$4&\"D\"&$A45))","v":"★"},{"$f":"IF(INDIRECT($G$4&\"E\"&$A45)=\"\",\"★\",INDIRECT($G$4&\"E\"&$A45))","v":"★"},{"$f":"IF(INDIRECT($G$4&\"F\"&$A45)=\"\",\"★\",INDIRECT($G$4&\"F\"&$A45))","v":"★"},{"$f":"IF(INDIRECT($G$4&\"G\"&$A45)=\"\",\"★\",INDIRECT($G$4&\"G\"&$A45))","v":"★"},{"$f":"IF(INDIRECT($G$4&\"H\"&$A45)=\"\",\"★\",INDIRECT($G$4&\"H\"&$A45))","v":"★"},{"$f":"IF(INDIRECT($G$4&\"I\"&$A45)=\"\",\"★\",INDIRECT($G$4&\"I\"&$A45))","v":"★"},{"$f":"IF(INDIRECT($G$4&\"J\"&$A45)=\"\",\"★\",INDIRECT($G$4&\"J\"&$A45))","v":"★"},{"$f":"IF(INDIRECT($G$4&\"K\"&$A45)=\"\",\"★\",INDIRECT($G$4&\"K\"&$A45))","v":"★"},{"$f":"IF(INDIRECT($G$4&\"N\"&$A45)=\"\",\"★\",INDIRECT($G$4&\"N\"&$A45))","v":"★"},{"$f":"IF(INDIRECT($G$4&\"O\"&$A45)=\"\",\"★\",INDIRECT($G$4&\"O\"&$A45))","v":"★"},{"$f":"IF(INDIRECT($G$4&\"L\"&$A45)=\"\",\"★\",INDIRECT($G$4&\"L\"&$A45))","v":"★"},34,{"$f":"IF(INDIRECT($H$4&\"C\"&$A45)=\"\",\"★\",INDIRECT($H$4&\"C\"&$A45))","v":"★"},{"$f":"IF(INDIRECT($H$4&\"D\"&$A45)=\"\",\"★\",INDIRECT($H$4&\"D\"&$A45))","v":"★"},{"$f":"IF(INDIRECT($H$4&\"E\"&$A45)=\"\",\"★\",INDIRECT($H$4&\"E\"&$A45))","v":"★"},{"$f":"IF(INDIRECT($H$4&\"F\"&$A45)=\"\",\"★\",INDIRECT($H$4&\"F\"&$A45))","v":"★"},{"$f":"IF(INDIRECT($H$4&\"G\"&$A45)=\"\",\"★\",INDIRECT($H$4&\"G\"&$A45))","v":"★"},{"$f":"IF(INDIRECT($H$4&\"H\"&$A45)=\"\",\"★\",INDIRECT($H$4&\"H\"&$A45))","v":"★"},{"$f":"IF(INDIRECT($H$4&\"I\"&$A45)=\"\",\"★\",INDIRECT($H$4&\"I\"&$A45))","v":"★"},{"$f":"IF(INDIRECT($H$4&\"J\"&$A45)=\"\",\"★\",INDIRECT($H$4&\"J\"&$A45))","v":"★"},{"$f":"IF(INDIRECT($H$4&\"K\"&$A45)=\"\",\"★\",INDIRECT($H$4&\"K\"&$A45))","v":"★"},{"$f":"IF(INDIRECT($H$4&\"N\"&$A45)=\"\",\"★\",INDIRECT($H$4&\"N\"&$A45))","v":"★"},{"$f":"IF(INDIRECT($H$4&\"O\"&$A45)=\"\",\"★\",INDIRECT($H$4&\"O\"&$A45))","v":"★"},{"$f":"IF(INDIRECT($H$4&\"L\"&$A45)=\"\",\"★\",INDIRECT($H$4&\"L\"&$A45))","v":"★"},34,{"$f":"IF(INDIRECT($I$4&\"C\"&$A45)=\"\",\"★\",INDIRECT($I$4&\"C\"&$A45))","v":"★"},{"$f":"IF(INDIRECT($I$4&\"D\"&$A45)=\"\",\"★\",INDIRECT($I$4&\"D\"&$A45))","v":"★"},{"$f":"IF(INDIRECT($I$4&\"E\"&$A45)=\"\",\"★\",INDIRECT($I$4&\"E\"&$A45))","v":"★"},{"$f":"IF(INDIRECT($I$4&\"F\"&$A45)=\"\",\"★\",INDIRECT($I$4&\"F\"&$A45))","v":"★"},{"$f":"IF(INDIRECT($I$4&\"G\"&$A45)=\"\",\"★\",INDIRECT($I$4&\"G\"&$A45))","v":"★"},{"$f":"IF(INDIRECT($I$4&\"H\"&$A45)=\"\",\"★\",INDIRECT($I$4&\"H\"&$A45))","v":"★"},{"$f":"IF(INDIRECT($I$4&\"I\"&$A45)=\"\",\"★\",INDIRECT($I$4&\"I\"&$A45))","v":"★"},{"$f":"IF(INDIRECT($I$4&\"J\"&$A45)=\"\",\"★\",INDIRECT($I$4&\"J\"&$A45))","v":"★"},{"$f":"IF(INDIRECT($I$4&\"K\"&$A45)=\"\",\"★\",INDIRECT($I$4&\"K\"&$A45))","v":"★"},{"$f":"IF(INDIRECT($I$4&\"N\"&$A45)=\"\",\"★\",INDIRECT($I$4&\"N\"&$A45))","v":"★"},{"$f":"IF(INDIRECT($I$4&\"O\"&$A45)=\"\",\"★\",INDIRECT($I$4&\"O\"&$A45))","v":"★"},{"$f":"IF(INDIRECT($I$4&\"L\"&$A45)=\"\",\"★\",INDIRECT($I$4&\"L\"&$A45))","v":"★"}]
[57,null,null,null,null,null,null,null,null,null,null,null,null,null,null,null,null,null,null,null,null,null,null,null,null,null,null,null,null,null,null,null,35,{"$f":"IF(INDIRECT($C$4&\"C\"&$A46)=\"\",\"★\",INDIRECT($C$4&\"C\"&$A46))","v":"★"},{"$f":"IF(INDIRECT($C$4&\"D\"&$A46)=\"\",\"★\",INDIRECT($C$4&\"D\"&$A46))","v":"★"},{"$f":"IF(INDIRECT($C$4&\"E\"&$A46)=\"\",\"★\",INDIRECT($C$4&\"E\"&$A46))","v":0},{"$f":"IF(INDIRECT($C$4&\"F\"&$A46)=\"\",\"★\",INDIRECT($C$4&\"F\"&$A46))","v":"★"},{"$f":"IF(INDIRECT($C$4&\"G\"&$A46)=\"\",\"★\",INDIRECT($C$4&\"G\"&$A46))","v":"★"},{"$f":"IF(INDIRECT($C$4&\"H\"&$A46)=\"\",\"★\",INDIRECT($C$4&\"H\"&$A46))","v":"★"},{"$f":"IF(INDIRECT($C$4&\"I\"&$A46)=\"\",\"★\",INDIRECT($C$4&\"I\"&$A46))","v":"★"},{"$f":"IF(INDIRECT($C$4&\"J\"&$A46)=\"\",\"★\",INDIRECT($C$4&\"J\"&$A46))","v":"★"},{"$f":"IF(INDIRECT($C$4&\"K\"&$A46)=\"\",\"★\",INDIRECT($C$4&\"K\"&$A46))","v":"★"},{"$f":"IF(INDIRECT($C$4&\"AC\"&$A46)=\"\",\"★\",INDIRECT($C$4&\"AC\"&$A46))","v":"★"},{"$f":"IF(INDIRECT($C$4&\"AD\"&$A46)=\"\",\"★\",INDIRECT($C$4&\"AD\"&$A46))","v":"★"},{"$f":"IF(INDIRECT($C$4&\"L\"&$A46)=\"\",\"★\",INDIRECT($C$4&\"L\"&$A46))","v":"★"},35,{"$f":"IF(INDIRECT($D$4&\"C\"&$A46)=\"\",\"★\",INDIRECT($D$4&\"C\"&$A46))","v":"★"},{"$f":"IF(INDIRECT($D$4&\"D\"&$A46)=\"\",\"★\",INDIRECT($D$4&\"D\"&$A46))","v":"★"},{"$f":"IF(INDIRECT($D$4&\"E\"&$A46)=\"\",\"★\",INDIRECT($D$4&\"E\"&$A46))","v":0},{"$f":"IF(INDIRECT($D$4&\"F\"&$A46)=\"\",\"★\",INDIRECT($D$4&\"F\"&$A46))","v":"★"},{"$f":"IF(INDIRECT($D$4&\"G\"&$A46)=\"\",\"★\",INDIRECT($D$4&\"G\"&$A46))","v":"★"},{"$f":"IF(INDIRECT($D$4&\"H\"&$A46)=\"\",\"★\",INDIRECT($D$4&\"H\"&$A46))","v":"★"},{"$f":"IF(INDIRECT($D$4&\"I\"&$A46)=\"\",\"★\",INDIRECT($D$4&\"I\"&$A46))","v":"★"},{"$f":"IF(INDIRECT($D$4&\"J\"&$A46)=\"\",\"★\",INDIRECT($D$4&\"J\"&$A46))","v":"★"},{"$f":"IF(INDIRECT($D$4&\"K\"&$A46)=\"\",\"★\",INDIRECT($D$4&\"K\"&$A46))","v":"★"},{"$f":"IF(INDIRECT($D$4&\"AC\"&$A46)=\"\",\"★\",INDIRECT($D$4&\"AC\"&$A46))","v":"★"},{"$f":"IF(INDIRECT($D$4&\"AD\"&$A46)=\"\",\"★\",INDIRECT($D$4&\"AD\"&$A46))","v":"★"},{"$f":"IF(INDIRECT($D$4&\"L\"&$A46)=\"\",\"★\",INDIRECT($D$4&\"L\"&$A46))","v":"★"},35,{"$f":"IF(INDIRECT($E$4&\"C\"&$A46)=\"\",\"★\",INDIRECT($E$4&\"C\"&$A46))","v":"★"},{"$f":"IF(INDIRECT($E$4&\"D\"&$A46)=\"\",\"★\",INDIRECT($E$4&\"D\"&$A46))","v":"★"},{"$f":"IF(INDIRECT($E$4&\"E\"&$A46)=\"\",\"★\",INDIRECT($E$4&\"E\"&$A46))","v":0},{"$f":"IF(INDIRECT($E$4&\"F\"&$A46)=\"\",\"★\",INDIRECT($E$4&\"F\"&$A46))","v":"★"},{"$f":"IF(INDIRECT($E$4&\"G\"&$A46)=\"\",\"★\",INDIRECT($E$4&\"G\"&$A46))","v":"★"},{"$f":"IF(INDIRECT($E$4&\"H\"&$A46)=\"\",\"★\",INDIRECT($E$4&\"H\"&$A46))","v":"★"},{"$f":"IF(INDIRECT($E$4&\"I\"&$A46)=\"\",\"★\",INDIRECT($E$4&\"I\"&$A46))","v":"★"},{"$f":"IF(INDIRECT($E$4&\"J\"&$A46)=\"\",\"★\",INDIRECT($E$4&\"J\"&$A46))","v":"★"},{"$f":"IF(INDIRECT($E$4&\"K\"&$A46)=\"\",\"★\",INDIRECT($E$4&\"K\"&$A46))","v":"★"},{"$f":"IF(INDIRECT($E$4&\"AC\"&$A46)=\"\",\"★\",INDIRECT($E$4&\"AC\"&$A46))","v":"★"},{"$f":"IF(INDIRECT($E$4&\"AD\"&$A46)=\"\",\"★\",INDIRECT($E$4&\"AD\"&$A46))","v":"★"},{"$f":"IF(INDIRECT($E$4&\"L\"&$A46)=\"\",\"★\",INDIRECT($E$4&\"L\"&$A46))","v":"★"},null,null,null,null,null,null,null,null,null,null,null,null,null,null,35,{"$f":"IF(INDIRECT($G$4&\"C\"&$A46)=\"\",\"★\",INDIRECT($G$4&\"C\"&$A46))","v":"★"},{"$f":"IF(INDIRECT($G$4&\"D\"&$A46)=\"\",\"★\",INDIRECT($G$4&\"D\"&$A46))","v":"★"},{"$f":"IF(INDIRECT($G$4&\"E\"&$A46)=\"\",\"★\",INDIRECT($G$4&\"E\"&$A46))","v":"★"},{"$f":"IF(INDIRECT($G$4&\"F\"&$A46)=\"\",\"★\",INDIRECT($G$4&\"F\"&$A46))","v":"★"},{"$f":"IF(INDIRECT($G$4&\"G\"&$A46)=\"\",\"★\",INDIRECT($G$4&\"G\"&$A46))","v":"★"},{"$f":"IF(INDIRECT($G$4&\"H\"&$A46)=\"\",\"★\",INDIRECT($G$4&\"H\"&$A46))","v":"★"},{"$f":"IF(INDIRECT($G$4&\"I\"&$A46)=\"\",\"★\",INDIRECT($G$4&\"I\"&$A46))","v":"★"},{"$f":"IF(INDIRECT($G$4&\"J\"&$A46)=\"\",\"★\",INDIRECT($G$4&\"J\"&$A46))","v":"★"},{"$f":"IF(INDIRECT($G$4&\"K\"&$A46)=\"\",\"★\",INDIRECT($G$4&\"K\"&$A46))","v":"★"},{"$f":"IF(INDIRECT($G$4&\"N\"&$A46)=\"\",\"★\",INDIRECT($G$4&\"N\"&$A46))","v":"★"},{"$f":"IF(INDIRECT($G$4&\"O\"&$A46)=\"\",\"★\",INDIRECT($G$4&\"O\"&$A46))","v":"★"},{"$f":"IF(INDIRECT($G$4&\"L\"&$A46)=\"\",\"★\",INDIRECT($G$4&\"L\"&$A46))","v":"★"},35,{"$f":"IF(INDIRECT($H$4&\"C\"&$A46)=\"\",\"★\",INDIRECT($H$4&\"C\"&$A46))","v":"★"},{"$f":"IF(INDIRECT($H$4&\"D\"&$A46)=\"\",\"★\",INDIRECT($H$4&\"D\"&$A46))","v":"★"},{"$f":"IF(INDIRECT($H$4&\"E\"&$A46)=\"\",\"★\",INDIRECT($H$4&\"E\"&$A46))","v":"★"},{"$f":"IF(INDIRECT($H$4&\"F\"&$A46)=\"\",\"★\",INDIRECT($H$4&\"F\"&$A46))","v":"★"},{"$f":"IF(INDIRECT($H$4&\"G\"&$A46)=\"\",\"★\",INDIRECT($H$4&\"G\"&$A46))","v":"★"},{"$f":"IF(INDIRECT($H$4&\"H\"&$A46)=\"\",\"★\",INDIRECT($H$4&\"H\"&$A46))","v":"★"},{"$f":"IF(INDIRECT($H$4&\"I\"&$A46)=\"\",\"★\",INDIRECT($H$4&\"I\"&$A46))","v":"★"},{"$f":"IF(INDIRECT($H$4&\"J\"&$A46)=\"\",\"★\",INDIRECT($H$4&\"J\"&$A46))","v":"★"},{"$f":"IF(INDIRECT($H$4&\"K\"&$A46)=\"\",\"★\",INDIRECT($H$4&\"K\"&$A46))","v":"★"},{"$f":"IF(INDIRECT($H$4&\"N\"&$A46)=\"\",\"★\",INDIRECT($H$4&\"N\"&$A46))","v":"★"},{"$f":"IF(INDIRECT($H$4&\"O\"&$A46)=\"\",\"★\",INDIRECT($H$4&\"O\"&$A46))","v":"★"},{"$f":"IF(INDIRECT($H$4&\"L\"&$A46)=\"\",\"★\",INDIRECT($H$4&\"L\"&$A46))","v":"★"},35,{"$f":"IF(INDIRECT($I$4&\"C\"&$A46)=\"\",\"★\",INDIRECT($I$4&\"C\"&$A46))","v":"★"},{"$f":"IF(INDIRECT($I$4&\"D\"&$A46)=\"\",\"★\",INDIRECT($I$4&\"D\"&$A46))","v":"★"},{"$f":"IF(INDIRECT($I$4&\"E\"&$A46)=\"\",\"★\",INDIRECT($I$4&\"E\"&$A46))","v":"★"},{"$f":"IF(INDIRECT($I$4&\"F\"&$A46)=\"\",\"★\",INDIRECT($I$4&\"F\"&$A46))","v":"★"},{"$f":"IF(INDIRECT($I$4&\"G\"&$A46)=\"\",\"★\",INDIRECT($I$4&\"G\"&$A46))","v":"★"},{"$f":"IF(INDIRECT($I$4&\"H\"&$A46)=\"\",\"★\",INDIRECT($I$4&\"H\"&$A46))","v":"★"},{"$f":"IF(INDIRECT($I$4&\"I\"&$A46)=\"\",\"★\",INDIRECT($I$4&\"I\"&$A46))","v":"★"},{"$f":"IF(INDIRECT($I$4&\"J\"&$A46)=\"\",\"★\",INDIRECT($I$4&\"J\"&$A46))","v":"★"},{"$f":"IF(INDIRECT($I$4&\"K\"&$A46)=\"\",\"★\",INDIRECT($I$4&\"K\"&$A46))","v":"★"},{"$f":"IF(INDIRECT($I$4&\"N\"&$A46)=\"\",\"★\",INDIRECT($I$4&\"N\"&$A46))","v":"★"},{"$f":"IF(INDIRECT($I$4&\"O\"&$A46)=\"\",\"★\",INDIRECT($I$4&\"O\"&$A46))","v":"★"},{"$f":"IF(INDIRECT($I$4&\"L\"&$A46)=\"\",\"★\",INDIRECT($I$4&\"L\"&$A46))","v":"★"}]
[58,null,null,null,null,null,null,null,null,null,null,null,null,null,null,null,null,null,null,null,null,null,null,null,null,null,null,null,null,null,null,null,36,{"$f":"IF(INDIRECT($C$4&\"C\"&$A47)=\"\",\"★\",INDIRECT($C$4&\"C\"&$A47))","v":"★"},{"$f":"IF(INDIRECT($C$4&\"D\"&$A47)=\"\",\"★\",INDIRECT($C$4&\"D\"&$A47))","v":"★"},{"$f":"IF(INDIRECT($C$4&\"E\"&$A47)=\"\",\"★\",INDIRECT($C$4&\"E\"&$A47))","v":0},{"$f":"IF(INDIRECT($C$4&\"F\"&$A47)=\"\",\"★\",INDIRECT($C$4&\"F\"&$A47))","v":"★"},{"$f":"IF(INDIRECT($C$4&\"G\"&$A47)=\"\",\"★\",INDIRECT($C$4&\"G\"&$A47))","v":"★"},{"$f":"IF(INDIRECT($C$4&\"H\"&$A47)=\"\",\"★\",INDIRECT($C$4&\"H\"&$A47))","v":"★"},{"$f":"IF(INDIRECT($C$4&\"I\"&$A47)=\"\",\"★\",INDIRECT($C$4&\"I\"&$A47))","v":"★"},{"$f":"IF(INDIRECT($C$4&\"J\"&$A47)=\"\",\"★\",INDIRECT($C$4&\"J\"&$A47))","v":"★"},{"$f":"IF(INDIRECT($C$4&\"K\"&$A47)=\"\",\"★\",INDIRECT($C$4&\"K\"&$A47))","v":"★"},{"$f":"IF(INDIRECT($C$4&\"AC\"&$A47)=\"\",\"★\",INDIRECT($C$4&\"AC\"&$A47))","v":"★"},{"$f":"IF(INDIRECT($C$4&\"AD\"&$A47)=\"\",\"★\",INDIRECT($C$4&\"AD\"&$A47))","v":"★"},{"$f":"IF(INDIRECT($C$4&\"L\"&$A47)=\"\",\"★\",INDIRECT($C$4&\"L\"&$A47))","v":"★"},36,{"$f":"IF(INDIRECT($D$4&\"C\"&$A47)=\"\",\"★\",INDIRECT($D$4&\"C\"&$A47))","v":"★"},{"$f":"IF(INDIRECT($D$4&\"D\"&$A47)=\"\",\"★\",INDIRECT($D$4&\"D\"&$A47))","v":"★"},{"$f":"IF(INDIRECT($D$4&\"E\"&$A47)=\"\",\"★\",INDIRECT($D$4&\"E\"&$A47))","v":0},{"$f":"IF(INDIRECT($D$4&\"F\"&$A47)=\"\",\"★\",INDIRECT($D$4&\"F\"&$A47))","v":"★"},{"$f":"IF(INDIRECT($D$4&\"G\"&$A47)=\"\",\"★\",INDIRECT($D$4&\"G\"&$A47))","v":"★"},{"$f":"IF(INDIRECT($D$4&\"H\"&$A47)=\"\",\"★\",INDIRECT($D$4&\"H\"&$A47))","v":"★"},{"$f":"IF(INDIRECT($D$4&\"I\"&$A47)=\"\",\"★\",INDIRECT($D$4&\"I\"&$A47))","v":"★"},{"$f":"IF(INDIRECT($D$4&\"J\"&$A47)=\"\",\"★\",INDIRECT($D$4&\"J\"&$A47))","v":"★"},{"$f":"IF(INDIRECT($D$4&\"K\"&$A47)=\"\",\"★\",INDIRECT($D$4&\"K\"&$A47))","v":"★"},{"$f":"IF(INDIRECT($D$4&\"AC\"&$A47)=\"\",\"★\",INDIRECT($D$4&\"AC\"&$A47))","v":"★"},{"$f":"IF(INDIRECT($D$4&\"AD\"&$A47)=\"\",\"★\",INDIRECT($D$4&\"AD\"&$A47))","v":"★"},{"$f":"IF(INDIRECT($D$4&\"L\"&$A47)=\"\",\"★\",INDIRECT($D$4&\"L\"&$A47))","v":"★"},36,{"$f":"IF(INDIRECT($E$4&\"C\"&$A47)=\"\",\"★\",INDIRECT($E$4&\"C\"&$A47))","v":"★"},{"$f":"IF(INDIRECT($E$4&\"D\"&$A47)=\"\",\"★\",INDIRECT($E$4&\"D\"&$A47))","v":"★"},{"$f":"IF(INDIRECT($E$4&\"E\"&$A47)=\"\",\"★\",INDIRECT($E$4&\"E\"&$A47))","v":0},{"$f":"IF(INDIRECT($E$4&\"F\"&$A47)=\"\",\"★\",INDIRECT($E$4&\"F\"&$A47))","v":"★"},{"$f":"IF(INDIRECT($E$4&\"G\"&$A47)=\"\",\"★\",INDIRECT($E$4&\"G\"&$A47))","v":"★"},{"$f":"IF(INDIRECT($E$4&\"H\"&$A47)=\"\",\"★\",INDIRECT($E$4&\"H\"&$A47))","v":"★"},{"$f":"IF(INDIRECT($E$4&\"I\"&$A47)=\"\",\"★\",INDIRECT($E$4&\"I\"&$A47))","v":"★"},{"$f":"IF(INDIRECT($E$4&\"J\"&$A47)=\"\",\"★\",INDIRECT($E$4&\"J\"&$A47))","v":"★"},{"$f":"IF(INDIRECT($E$4&\"K\"&$A47)=\"\",\"★\",INDIRECT($E$4&\"K\"&$A47))","v":"★"},{"$f":"IF(INDIRECT($E$4&\"AC\"&$A47)=\"\",\"★\",INDIRECT($E$4&\"AC\"&$A47))","v":"★"},{"$f":"IF(INDIRECT($E$4&\"AD\"&$A47)=\"\",\"★\",INDIRECT($E$4&\"AD\"&$A47))","v":"★"},{"$f":"IF(INDIRECT($E$4&\"L\"&$A47)=\"\",\"★\",INDIRECT($E$4&\"L\"&$A47))","v":"★"},null,null,null,null,null,null,null,null,null,null,null,null,null,null,36,{"$f":"IF(INDIRECT($G$4&\"C\"&$A47)=\"\",\"★\",INDIRECT($G$4&\"C\"&$A47))","v":"★"},{"$f":"IF(INDIRECT($G$4&\"D\"&$A47)=\"\",\"★\",INDIRECT($G$4&\"D\"&$A47))","v":"★"},{"$f":"IF(INDIRECT($G$4&\"E\"&$A47)=\"\",\"★\",INDIRECT($G$4&\"E\"&$A47))","v":"★"},{"$f":"IF(INDIRECT($G$4&\"F\"&$A47)=\"\",\"★\",INDIRECT($G$4&\"F\"&$A47))","v":"★"},{"$f":"IF(INDIRECT($G$4&\"G\"&$A47)=\"\",\"★\",INDIRECT($G$4&\"G\"&$A47))","v":"★"},{"$f":"IF(INDIRECT($G$4&\"H\"&$A47)=\"\",\"★\",INDIRECT($G$4&\"H\"&$A47))","v":"★"},{"$f":"IF(INDIRECT($G$4&\"I\"&$A47)=\"\",\"★\",INDIRECT($G$4&\"I\"&$A47))","v":"★"},{"$f":"IF(INDIRECT($G$4&\"J\"&$A47)=\"\",\"★\",INDIRECT($G$4&\"J\"&$A47))","v":"★"},{"$f":"IF(INDIRECT($G$4&\"K\"&$A47)=\"\",\"★\",INDIRECT($G$4&\"K\"&$A47))","v":"★"},{"$f":"IF(INDIRECT($G$4&\"N\"&$A47)=\"\",\"★\",INDIRECT($G$4&\"N\"&$A47))","v":"★"},{"$f":"IF(INDIRECT($G$4&\"O\"&$A47)=\"\",\"★\",INDIRECT($G$4&\"O\"&$A47))","v":"★"},{"$f":"IF(INDIRECT($G$4&\"L\"&$A47)=\"\",\"★\",INDIRECT($G$4&\"L\"&$A47))","v":"★"},36,{"$f":"IF(INDIRECT($H$4&\"C\"&$A47)=\"\",\"★\",INDIRECT($H$4&\"C\"&$A47))","v":"★"},{"$f":"IF(INDIRECT($H$4&\"D\"&$A47)=\"\",\"★\",INDIRECT($H$4&\"D\"&$A47))","v":"★"},{"$f":"IF(INDIRECT($H$4&\"E\"&$A47)=\"\",\"★\",INDIRECT($H$4&\"E\"&$A47))","v":"★"},{"$f":"IF(INDIRECT($H$4&\"F\"&$A47)=\"\",\"★\",INDIRECT($H$4&\"F\"&$A47))","v":"★"},{"$f":"IF(INDIRECT($H$4&\"G\"&$A47)=\"\",\"★\",INDIRECT($H$4&\"G\"&$A47))","v":"★"},{"$f":"IF(INDIRECT($H$4&\"H\"&$A47)=\"\",\"★\",INDIRECT($H$4&\"H\"&$A47))","v":"★"},{"$f":"IF(INDIRECT($H$4&\"I\"&$A47)=\"\",\"★\",INDIRECT($H$4&\"I\"&$A47))","v":"★"},{"$f":"IF(INDIRECT($H$4&\"J\"&$A47)=\"\",\"★\",INDIRECT($H$4&\"J\"&$A47))","v":"★"},{"$f":"IF(INDIRECT($H$4&\"K\"&$A47)=\"\",\"★\",INDIRECT($H$4&\"K\"&$A47))","v":"★"},{"$f":"IF(INDIRECT($H$4&\"N\"&$A47)=\"\",\"★\",INDIRECT($H$4&\"N\"&$A47))","v":"★"},{"$f":"IF(INDIRECT($H$4&\"O\"&$A47)=\"\",\"★\",INDIRECT($H$4&\"O\"&$A47))","v":"★"},{"$f":"IF(INDIRECT($H$4&\"L\"&$A47)=\"\",\"★\",INDIRECT($H$4&\"L\"&$A47))","v":"★"},36,{"$f":"IF(INDIRECT($I$4&\"C\"&$A47)=\"\",\"★\",INDIRECT($I$4&\"C\"&$A47))","v":"★"},{"$f":"IF(INDIRECT($I$4&\"D\"&$A47)=\"\",\"★\",INDIRECT($I$4&\"D\"&$A47))","v":"★"},{"$f":"IF(INDIRECT($I$4&\"E\"&$A47)=\"\",\"★\",INDIRECT($I$4&\"E\"&$A47))","v":"★"},{"$f":"IF(INDIRECT($I$4&\"F\"&$A47)=\"\",\"★\",INDIRECT($I$4&\"F\"&$A47))","v":"★"},{"$f":"IF(INDIRECT($I$4&\"G\"&$A47)=\"\",\"★\",INDIRECT($I$4&\"G\"&$A47))","v":"★"},{"$f":"IF(INDIRECT($I$4&\"H\"&$A47)=\"\",\"★\",INDIRECT($I$4&\"H\"&$A47))","v":"★"},{"$f":"IF(INDIRECT($I$4&\"I\"&$A47)=\"\",\"★\",INDIRECT($I$4&\"I\"&$A47))","v":"★"},{"$f":"IF(INDIRECT($I$4&\"J\"&$A47)=\"\",\"★\",INDIRECT($I$4&\"J\"&$A47))","v":"★"},{"$f":"IF(INDIRECT($I$4&\"K\"&$A47)=\"\",\"★\",INDIRECT($I$4&\"K\"&$A47))","v":"★"},{"$f":"IF(INDIRECT($I$4&\"N\"&$A47)=\"\",\"★\",INDIRECT($I$4&\"N\"&$A47))","v":"★"},{"$f":"IF(INDIRECT($I$4&\"O\"&$A47)=\"\",\"★\",INDIRECT($I$4&\"O\"&$A47))","v":"★"},{"$f":"IF(INDIRECT($I$4&\"L\"&$A47)=\"\",\"★\",INDIRECT($I$4&\"L\"&$A47))","v":"★"}]
[59,null,null,null,null,null,null,null,null,null,null,null,null,null,null,null,null,null,null,null,null,null,null,null,null,null,null,null,null,null,null,null,37,{"$f":"IF(INDIRECT($C$4&\"C\"&$A48)=\"\",\"★\",INDIRECT($C$4&\"C\"&$A48))","v":"★"},{"$f":"IF(INDIRECT($C$4&\"D\"&$A48)=\"\",\"★\",INDIRECT($C$4&\"D\"&$A48))","v":"★"},{"$f":"IF(INDIRECT($C$4&\"E\"&$A48)=\"\",\"★\",INDIRECT($C$4&\"E\"&$A48))","v":0},{"$f":"IF(INDIRECT($C$4&\"F\"&$A48)=\"\",\"★\",INDIRECT($C$4&\"F\"&$A48))","v":"★"},{"$f":"IF(INDIRECT($C$4&\"G\"&$A48)=\"\",\"★\",INDIRECT($C$4&\"G\"&$A48))","v":"★"},{"$f":"IF(INDIRECT($C$4&\"H\"&$A48)=\"\",\"★\",INDIRECT($C$4&\"H\"&$A48))","v":"★"},{"$f":"IF(INDIRECT($C$4&\"I\"&$A48)=\"\",\"★\",INDIRECT($C$4&\"I\"&$A48))","v":"★"},{"$f":"IF(INDIRECT($C$4&\"J\"&$A48)=\"\",\"★\",INDIRECT($C$4&\"J\"&$A48))","v":"★"},{"$f":"IF(INDIRECT($C$4&\"K\"&$A48)=\"\",\"★\",INDIRECT($C$4&\"K\"&$A48))","v":"★"},{"$f":"IF(INDIRECT($C$4&\"AC\"&$A48)=\"\",\"★\",INDIRECT($C$4&\"AC\"&$A48))","v":"★"},{"$f":"IF(INDIRECT($C$4&\"AD\"&$A48)=\"\",\"★\",INDIRECT($C$4&\"AD\"&$A48))","v":"★"},{"$f":"IF(INDIRECT($C$4&\"L\"&$A48)=\"\",\"★\",INDIRECT($C$4&\"L\"&$A48))","v":"★"},37,{"$f":"IF(INDIRECT($D$4&\"C\"&$A48)=\"\",\"★\",INDIRECT($D$4&\"C\"&$A48))","v":"★"},{"$f":"IF(INDIRECT($D$4&\"D\"&$A48)=\"\",\"★\",INDIRECT($D$4&\"D\"&$A48))","v":"★"},{"$f":"IF(INDIRECT($D$4&\"E\"&$A48)=\"\",\"★\",INDIRECT($D$4&\"E\"&$A48))","v":0},{"$f":"IF(INDIRECT($D$4&\"F\"&$A48)=\"\",\"★\",INDIRECT($D$4&\"F\"&$A48))","v":"★"},{"$f":"IF(INDIRECT($D$4&\"G\"&$A48)=\"\",\"★\",INDIRECT($D$4&\"G\"&$A48))","v":"★"},{"$f":"IF(INDIRECT($D$4&\"H\"&$A48)=\"\",\"★\",INDIRECT($D$4&\"H\"&$A48))","v":"★"},{"$f":"IF(INDIRECT($D$4&\"I\"&$A48)=\"\",\"★\",INDIRECT($D$4&\"I\"&$A48))","v":"★"},{"$f":"IF(INDIRECT($D$4&\"J\"&$A48)=\"\",\"★\",INDIRECT($D$4&\"J\"&$A48))","v":"★"},{"$f":"IF(INDIRECT($D$4&\"K\"&$A48)=\"\",\"★\",INDIRECT($D$4&\"K\"&$A48))","v":"★"},{"$f":"IF(INDIRECT($D$4&\"AC\"&$A48)=\"\",\"★\",INDIRECT($D$4&\"AC\"&$A48))","v":"★"},{"$f":"IF(INDIRECT($D$4&\"AD\"&$A48)=\"\",\"★\",INDIRECT($D$4&\"AD\"&$A48))","v":"★"},{"$f":"IF(INDIRECT($D$4&\"L\"&$A48)=\"\",\"★\",INDIRECT($D$4&\"L\"&$A48))","v":"★"},37,{"$f":"IF(INDIRECT($E$4&\"C\"&$A48)=\"\",\"★\",INDIRECT($E$4&\"C\"&$A48))","v":"★"},{"$f":"IF(INDIRECT($E$4&\"D\"&$A48)=\"\",\"★\",INDIRECT($E$4&\"D\"&$A48))","v":"★"},{"$f":"IF(INDIRECT($E$4&\"E\"&$A48)=\"\",\"★\",INDIRECT($E$4&\"E\"&$A48))","v":0},{"$f":"IF(INDIRECT($E$4&\"F\"&$A48)=\"\",\"★\",INDIRECT($E$4&\"F\"&$A48))","v":"★"},{"$f":"IF(INDIRECT($E$4&\"G\"&$A48)=\"\",\"★\",INDIRECT($E$4&\"G\"&$A48))","v":"★"},{"$f":"IF(INDIRECT($E$4&\"H\"&$A48)=\"\",\"★\",INDIRECT($E$4&\"H\"&$A48))","v":"★"},{"$f":"IF(INDIRECT($E$4&\"I\"&$A48)=\"\",\"★\",INDIRECT($E$4&\"I\"&$A48))","v":"★"},{"$f":"IF(INDIRECT($E$4&\"J\"&$A48)=\"\",\"★\",INDIRECT($E$4&\"J\"&$A48))","v":"★"},{"$f":"IF(INDIRECT($E$4&\"K\"&$A48)=\"\",\"★\",INDIRECT($E$4&\"K\"&$A48))","v":"★"},{"$f":"IF(INDIRECT($E$4&\"AC\"&$A48)=\"\",\"★\",INDIRECT($E$4&\"AC\"&$A48))","v":"★"},{"$f":"IF(INDIRECT($E$4&\"AD\"&$A48)=\"\",\"★\",INDIRECT($E$4&\"AD\"&$A48))","v":"★"},{"$f":"IF(INDIRECT($E$4&\"L\"&$A48)=\"\",\"★\",INDIRECT($E$4&\"L\"&$A48))","v":"★"},null,null,null,null,null,null,null,null,null,null,null,null,null,null,37,{"$f":"IF(INDIRECT($G$4&\"C\"&$A48)=\"\",\"★\",INDIRECT($G$4&\"C\"&$A48))","v":"★"},{"$f":"IF(INDIRECT($G$4&\"D\"&$A48)=\"\",\"★\",INDIRECT($G$4&\"D\"&$A48))","v":"★"},{"$f":"IF(INDIRECT($G$4&\"E\"&$A48)=\"\",\"★\",INDIRECT($G$4&\"E\"&$A48))","v":"★"},{"$f":"IF(INDIRECT($G$4&\"F\"&$A48)=\"\",\"★\",INDIRECT($G$4&\"F\"&$A48))","v":"★"},{"$f":"IF(INDIRECT($G$4&\"G\"&$A48)=\"\",\"★\",INDIRECT($G$4&\"G\"&$A48))","v":"★"},{"$f":"IF(INDIRECT($G$4&\"H\"&$A48)=\"\",\"★\",INDIRECT($G$4&\"H\"&$A48))","v":"★"},{"$f":"IF(INDIRECT($G$4&\"I\"&$A48)=\"\",\"★\",INDIRECT($G$4&\"I\"&$A48))","v":"★"},{"$f":"IF(INDIRECT($G$4&\"J\"&$A48)=\"\",\"★\",INDIRECT($G$4&\"J\"&$A48))","v":"★"},{"$f":"IF(INDIRECT($G$4&\"K\"&$A48)=\"\",\"★\",INDIRECT($G$4&\"K\"&$A48))","v":"★"},{"$f":"IF(INDIRECT($G$4&\"N\"&$A48)=\"\",\"★\",INDIRECT($G$4&\"N\"&$A48))","v":"★"},{"$f":"IF(INDIRECT($G$4&\"O\"&$A48)=\"\",\"★\",INDIRECT($G$4&\"O\"&$A48))","v":"★"},{"$f":"IF(INDIRECT($G$4&\"L\"&$A48)=\"\",\"★\",INDIRECT($G$4&\"L\"&$A48))","v":"★"},37,{"$f":"IF(INDIRECT($H$4&\"C\"&$A48)=\"\",\"★\",INDIRECT($H$4&\"C\"&$A48))","v":"★"},{"$f":"IF(INDIRECT($H$4&\"D\"&$A48)=\"\",\"★\",INDIRECT($H$4&\"D\"&$A48))","v":"★"},{"$f":"IF(INDIRECT($H$4&\"E\"&$A48)=\"\",\"★\",INDIRECT($H$4&\"E\"&$A48))","v":"★"},{"$f":"IF(INDIRECT($H$4&\"F\"&$A48)=\"\",\"★\",INDIRECT($H$4&\"F\"&$A48))","v":"★"},{"$f":"IF(INDIRECT($H$4&\"G\"&$A48)=\"\",\"★\",INDIRECT($H$4&\"G\"&$A48))","v":"★"},{"$f":"IF(INDIRECT($H$4&\"H\"&$A48)=\"\",\"★\",INDIRECT($H$4&\"H\"&$A48))","v":"★"},{"$f":"IF(INDIRECT($H$4&\"I\"&$A48)=\"\",\"★\",INDIRECT($H$4&\"I\"&$A48))","v":"★"},{"$f":"IF(INDIRECT($H$4&\"J\"&$A48)=\"\",\"★\",INDIRECT($H$4&\"J\"&$A48))","v":"★"},{"$f":"IF(INDIRECT($H$4&\"K\"&$A48)=\"\",\"★\",INDIRECT($H$4&\"K\"&$A48))","v":"★"},{"$f":"IF(INDIRECT($H$4&\"N\"&$A48)=\"\",\"★\",INDIRECT($H$4&\"N\"&$A48))","v":"★"},{"$f":"IF(INDIRECT($H$4&\"O\"&$A48)=\"\",\"★\",INDIRECT($H$4&\"O\"&$A48))","v":"★"},{"$f":"IF(INDIRECT($H$4&\"L\"&$A48)=\"\",\"★\",INDIRECT($H$4&\"L\"&$A48))","v":"★"},37,{"$f":"IF(INDIRECT($I$4&\"C\"&$A48)=\"\",\"★\",INDIRECT($I$4&\"C\"&$A48))","v":"★"},{"$f":"IF(INDIRECT($I$4&\"D\"&$A48)=\"\",\"★\",INDIRECT($I$4&\"D\"&$A48))","v":"★"},{"$f":"IF(INDIRECT($I$4&\"E\"&$A48)=\"\",\"★\",INDIRECT($I$4&\"E\"&$A48))","v":"★"},{"$f":"IF(INDIRECT($I$4&\"F\"&$A48)=\"\",\"★\",INDIRECT($I$4&\"F\"&$A48))","v":"★"},{"$f":"IF(INDIRECT($I$4&\"G\"&$A48)=\"\",\"★\",INDIRECT($I$4&\"G\"&$A48))","v":"★"},{"$f":"IF(INDIRECT($I$4&\"H\"&$A48)=\"\",\"★\",INDIRECT($I$4&\"H\"&$A48))","v":"★"},{"$f":"IF(INDIRECT($I$4&\"I\"&$A48)=\"\",\"★\",INDIRECT($I$4&\"I\"&$A48))","v":"★"},{"$f":"IF(INDIRECT($I$4&\"J\"&$A48)=\"\",\"★\",INDIRECT($I$4&\"J\"&$A48))","v":"★"},{"$f":"IF(INDIRECT($I$4&\"K\"&$A48)=\"\",\"★\",INDIRECT($I$4&\"K\"&$A48))","v":"★"},{"$f":"IF(INDIRECT($I$4&\"N\"&$A48)=\"\",\"★\",INDIRECT($I$4&\"N\"&$A48))","v":"★"},{"$f":"IF(INDIRECT($I$4&\"O\"&$A48)=\"\",\"★\",INDIRECT($I$4&\"O\"&$A48))","v":"★"},{"$f":"IF(INDIRECT($I$4&\"L\"&$A48)=\"\",\"★\",INDIRECT($I$4&\"L\"&$A48))","v":"★"}]
[60,null,null,null,null,null,null,null,null,null,null,null,null,null,null,null,null,null,null,null,null,null,null,null,null,null,null,null,null,null,null,null,38,{"$f":"IF(INDIRECT($C$4&\"C\"&$A49)=\"\",\"★\",INDIRECT($C$4&\"C\"&$A49))","v":"★"},{"$f":"IF(INDIRECT($C$4&\"D\"&$A49)=\"\",\"★\",INDIRECT($C$4&\"D\"&$A49))","v":"★"},{"$f":"IF(INDIRECT($C$4&\"E\"&$A49)=\"\",\"★\",INDIRECT($C$4&\"E\"&$A49))","v":0},{"$f":"IF(INDIRECT($C$4&\"F\"&$A49)=\"\",\"★\",INDIRECT($C$4&\"F\"&$A49))","v":"★"},{"$f":"IF(INDIRECT($C$4&\"G\"&$A49)=\"\",\"★\",INDIRECT($C$4&\"G\"&$A49))","v":"★"},{"$f":"IF(INDIRECT($C$4&\"H\"&$A49)=\"\",\"★\",INDIRECT($C$4&\"H\"&$A49))","v":"★"},{"$f":"IF(INDIRECT($C$4&\"I\"&$A49)=\"\",\"★\",INDIRECT($C$4&\"I\"&$A49))","v":"★"},{"$f":"IF(INDIRECT($C$4&\"J\"&$A49)=\"\",\"★\",INDIRECT($C$4&\"J\"&$A49))","v":"★"},{"$f":"IF(INDIRECT($C$4&\"K\"&$A49)=\"\",\"★\",INDIRECT($C$4&\"K\"&$A49))","v":"★"},{"$f":"IF(INDIRECT($C$4&\"AC\"&$A49)=\"\",\"★\",INDIRECT($C$4&\"AC\"&$A49))","v":"★"},{"$f":"IF(INDIRECT($C$4&\"AD\"&$A49)=\"\",\"★\",INDIRECT($C$4&\"AD\"&$A49))","v":"★"},{"$f":"IF(INDIRECT($C$4&\"L\"&$A49)=\"\",\"★\",INDIRECT($C$4&\"L\"&$A49))","v":"★"},38,{"$f":"IF(INDIRECT($D$4&\"C\"&$A49)=\"\",\"★\",INDIRECT($D$4&\"C\"&$A49))","v":"★"},{"$f":"IF(INDIRECT($D$4&\"D\"&$A49)=\"\",\"★\",INDIRECT($D$4&\"D\"&$A49))","v":"★"},{"$f":"IF(INDIRECT($D$4&\"E\"&$A49)=\"\",\"★\",INDIRECT($D$4&\"E\"&$A49))","v":0},{"$f":"IF(INDIRECT($D$4&\"F\"&$A49)=\"\",\"★\",INDIRECT($D$4&\"F\"&$A49))","v":"★"},{"$f":"IF(INDIRECT($D$4&\"G\"&$A49)=\"\",\"★\",INDIRECT($D$4&\"G\"&$A49))","v":"★"},{"$f":"IF(INDIRECT($D$4&\"H\"&$A49)=\"\",\"★\",INDIRECT($D$4&\"H\"&$A49))","v":"★"},{"$f":"IF(INDIRECT($D$4&\"I\"&$A49)=\"\",\"★\",INDIRECT($D$4&\"I\"&$A49))","v":"★"},{"$f":"IF(INDIRECT($D$4&\"J\"&$A49)=\"\",\"★\",INDIRECT($D$4&\"J\"&$A49))","v":"★"},{"$f":"IF(INDIRECT($D$4&\"K\"&$A49)=\"\",\"★\",INDIRECT($D$4&\"K\"&$A49))","v":"★"},{"$f":"IF(INDIRECT($D$4&\"AC\"&$A49)=\"\",\"★\",INDIRECT($D$4&\"AC\"&$A49))","v":"★"},{"$f":"IF(INDIRECT($D$4&\"AD\"&$A49)=\"\",\"★\",INDIRECT($D$4&\"AD\"&$A49))","v":"★"},{"$f":"IF(INDIRECT($D$4&\"L\"&$A49)=\"\",\"★\",INDIRECT($D$4&\"L\"&$A49))","v":"★"},38,{"$f":"IF(INDIRECT($E$4&\"C\"&$A49)=\"\",\"★\",INDIRECT($E$4&\"C\"&$A49))","v":"★"},{"$f":"IF(INDIRECT($E$4&\"D\"&$A49)=\"\",\"★\",INDIRECT($E$4&\"D\"&$A49))","v":"★"},{"$f":"IF(INDIRECT($E$4&\"E\"&$A49)=\"\",\"★\",INDIRECT($E$4&\"E\"&$A49))","v":0},{"$f":"IF(INDIRECT($E$4&\"F\"&$A49)=\"\",\"★\",INDIRECT($E$4&\"F\"&$A49))","v":"★"},{"$f":"IF(INDIRECT($E$4&\"G\"&$A49)=\"\",\"★\",INDIRECT($E$4&\"G\"&$A49))","v":"★"},{"$f":"IF(INDIRECT($E$4&\"H\"&$A49)=\"\",\"★\",INDIRECT($E$4&\"H\"&$A49))","v":"★"},{"$f":"IF(INDIRECT($E$4&\"I\"&$A49)=\"\",\"★\",INDIRECT($E$4&\"I\"&$A49))","v":"★"},{"$f":"IF(INDIRECT($E$4&\"J\"&$A49)=\"\",\"★\",INDIRECT($E$4&\"J\"&$A49))","v":"★"},{"$f":"IF(INDIRECT($E$4&\"K\"&$A49)=\"\",\"★\",INDIRECT($E$4&\"K\"&$A49))","v":"★"},{"$f":"IF(INDIRECT($E$4&\"AC\"&$A49)=\"\",\"★\",INDIRECT($E$4&\"AC\"&$A49))","v":"★"},{"$f":"IF(INDIRECT($E$4&\"AD\"&$A49)=\"\",\"★\",INDIRECT($E$4&\"AD\"&$A49))","v":"★"},{"$f":"IF(INDIRECT($E$4&\"L\"&$A49)=\"\",\"★\",INDIRECT($E$4&\"L\"&$A49))","v":"★"},null,null,null,null,null,null,null,null,null,null,null,null,null,null,38,{"$f":"IF(INDIRECT($G$4&\"C\"&$A49)=\"\",\"★\",INDIRECT($G$4&\"C\"&$A49))","v":"★"},{"$f":"IF(INDIRECT($G$4&\"D\"&$A49)=\"\",\"★\",INDIRECT($G$4&\"D\"&$A49))","v":"★"},{"$f":"IF(INDIRECT($G$4&\"E\"&$A49)=\"\",\"★\",INDIRECT($G$4&\"E\"&$A49))","v":"★"},{"$f":"IF(INDIRECT($G$4&\"F\"&$A49)=\"\",\"★\",INDIRECT($G$4&\"F\"&$A49))","v":"★"},{"$f":"IF(INDIRECT($G$4&\"G\"&$A49)=\"\",\"★\",INDIRECT($G$4&\"G\"&$A49))","v":"★"},{"$f":"IF(INDIRECT($G$4&\"H\"&$A49)=\"\",\"★\",INDIRECT($G$4&\"H\"&$A49))","v":"★"},{"$f":"IF(INDIRECT($G$4&\"I\"&$A49)=\"\",\"★\",INDIRECT($G$4&\"I\"&$A49))","v":"★"},{"$f":"IF(INDIRECT($G$4&\"J\"&$A49)=\"\",\"★\",INDIRECT($G$4&\"J\"&$A49))","v":"★"},{"$f":"IF(INDIRECT($G$4&\"K\"&$A49)=\"\",\"★\",INDIRECT($G$4&\"K\"&$A49))","v":"★"},{"$f":"IF(INDIRECT($G$4&\"N\"&$A49)=\"\",\"★\",INDIRECT($G$4&\"N\"&$A49))","v":"★"},{"$f":"IF(INDIRECT($G$4&\"O\"&$A49)=\"\",\"★\",INDIRECT($G$4&\"O\"&$A49))","v":"★"},{"$f":"IF(INDIRECT($G$4&\"L\"&$A49)=\"\",\"★\",INDIRECT($G$4&\"L\"&$A49))","v":"★"},38,{"$f":"IF(INDIRECT($H$4&\"C\"&$A49)=\"\",\"★\",INDIRECT($H$4&\"C\"&$A49))","v":"★"},{"$f":"IF(INDIRECT($H$4&\"D\"&$A49)=\"\",\"★\",INDIRECT($H$4&\"D\"&$A49))","v":"★"},{"$f":"IF(INDIRECT($H$4&\"E\"&$A49)=\"\",\"★\",INDIRECT($H$4&\"E\"&$A49))","v":"★"},{"$f":"IF(INDIRECT($H$4&\"F\"&$A49)=\"\",\"★\",INDIRECT($H$4&\"F\"&$A49))","v":"★"},{"$f":"IF(INDIRECT($H$4&\"G\"&$A49)=\"\",\"★\",INDIRECT($H$4&\"G\"&$A49))","v":"★"},{"$f":"IF(INDIRECT($H$4&\"H\"&$A49)=\"\",\"★\",INDIRECT($H$4&\"H\"&$A49))","v":"★"},{"$f":"IF(INDIRECT($H$4&\"I\"&$A49)=\"\",\"★\",INDIRECT($H$4&\"I\"&$A49))","v":"★"},{"$f":"IF(INDIRECT($H$4&\"J\"&$A49)=\"\",\"★\",INDIRECT($H$4&\"J\"&$A49))","v":"★"},{"$f":"IF(INDIRECT($H$4&\"K\"&$A49)=\"\",\"★\",INDIRECT($H$4&\"K\"&$A49))","v":"★"},{"$f":"IF(INDIRECT($H$4&\"N\"&$A49)=\"\",\"★\",INDIRECT($H$4&\"N\"&$A49))","v":"★"},{"$f":"IF(INDIRECT($H$4&\"O\"&$A49)=\"\",\"★\",INDIRECT($H$4&\"O\"&$A49))","v":"★"},{"$f":"IF(INDIRECT($H$4&\"L\"&$A49)=\"\",\"★\",INDIRECT($H$4&\"L\"&$A49))","v":"★"},38,{"$f":"IF(INDIRECT($I$4&\"C\"&$A49)=\"\",\"★\",INDIRECT($I$4&\"C\"&$A49))","v":"★"},{"$f":"IF(INDIRECT($I$4&\"D\"&$A49)=\"\",\"★\",INDIRECT($I$4&\"D\"&$A49))","v":"★"},{"$f":"IF(INDIRECT($I$4&\"E\"&$A49)=\"\",\"★\",INDIRECT($I$4&\"E\"&$A49))","v":"★"},{"$f":"IF(INDIRECT($I$4&\"F\"&$A49)=\"\",\"★\",INDIRECT($I$4&\"F\"&$A49))","v":"★"},{"$f":"IF(INDIRECT($I$4&\"G\"&$A49)=\"\",\"★\",INDIRECT($I$4&\"G\"&$A49))","v":"★"},{"$f":"IF(INDIRECT($I$4&\"H\"&$A49)=\"\",\"★\",INDIRECT($I$4&\"H\"&$A49))","v":"★"},{"$f":"IF(INDIRECT($I$4&\"I\"&$A49)=\"\",\"★\",INDIRECT($I$4&\"I\"&$A49))","v":"★"},{"$f":"IF(INDIRECT($I$4&\"J\"&$A49)=\"\",\"★\",INDIRECT($I$4&\"J\"&$A49))","v":"★"},{"$f":"IF(INDIRECT($I$4&\"K\"&$A49)=\"\",\"★\",INDIRECT($I$4&\"K\"&$A49))","v":"★"},{"$f":"IF(INDIRECT($I$4&\"N\"&$A49)=\"\",\"★\",INDIRECT($I$4&\"N\"&$A49))","v":"★"},{"$f":"IF(INDIRECT($I$4&\"O\"&$A49)=\"\",\"★\",INDIRECT($I$4&\"O\"&$A49))","v":"★"},{"$f":"IF(INDIRECT($I$4&\"L\"&$A49)=\"\",\"★\",INDIRECT($I$4&\"L\"&$A49))","v":"★"}]
[61,null,null,null,null,null,null,null,null,null,null,null,null,null,null,null,null,null,null,null,null,null,null,null,null,null,null,null,null,null,null,null,39,{"$f":"IF(INDIRECT($C$4&\"C\"&$A50)=\"\",\"★\",INDIRECT($C$4&\"C\"&$A50))","v":"★"},{"$f":"IF(INDIRECT($C$4&\"D\"&$A50)=\"\",\"★\",INDIRECT($C$4&\"D\"&$A50))","v":"★"},{"$f":"IF(INDIRECT($C$4&\"E\"&$A50)=\"\",\"★\",INDIRECT($C$4&\"E\"&$A50))","v":0},{"$f":"IF(INDIRECT($C$4&\"F\"&$A50)=\"\",\"★\",INDIRECT($C$4&\"F\"&$A50))","v":"★"},{"$f":"IF(INDIRECT($C$4&\"G\"&$A50)=\"\",\"★\",INDIRECT($C$4&\"G\"&$A50))","v":"★"},{"$f":"IF(INDIRECT($C$4&\"H\"&$A50)=\"\",\"★\",INDIRECT($C$4&\"H\"&$A50))","v":"★"},{"$f":"IF(INDIRECT($C$4&\"I\"&$A50)=\"\",\"★\",INDIRECT($C$4&\"I\"&$A50))","v":"★"},{"$f":"IF(INDIRECT($C$4&\"J\"&$A50)=\"\",\"★\",INDIRECT($C$4&\"J\"&$A50))","v":"★"},{"$f":"IF(INDIRECT($C$4&\"K\"&$A50)=\"\",\"★\",INDIRECT($C$4&\"K\"&$A50))","v":"★"},{"$f":"IF(INDIRECT($C$4&\"AC\"&$A50)=\"\",\"★\",INDIRECT($C$4&\"AC\"&$A50))","v":"★"},{"$f":"IF(INDIRECT($C$4&\"AD\"&$A50)=\"\",\"★\",INDIRECT($C$4&\"AD\"&$A50))","v":"★"},{"$f":"IF(INDIRECT($C$4&\"L\"&$A50)=\"\",\"★\",INDIRECT($C$4&\"L\"&$A50))","v":"★"},39,{"$f":"IF(INDIRECT($D$4&\"C\"&$A50)=\"\",\"★\",INDIRECT($D$4&\"C\"&$A50))","v":"★"},{"$f":"IF(INDIRECT($D$4&\"D\"&$A50)=\"\",\"★\",INDIRECT($D$4&\"D\"&$A50))","v":"★"},{"$f":"IF(INDIRECT($D$4&\"E\"&$A50)=\"\",\"★\",INDIRECT($D$4&\"E\"&$A50))","v":0},{"$f":"IF(INDIRECT($D$4&\"F\"&$A50)=\"\",\"★\",INDIRECT($D$4&\"F\"&$A50))","v":"★"},{"$f":"IF(INDIRECT($D$4&\"G\"&$A50)=\"\",\"★\",INDIRECT($D$4&\"G\"&$A50))","v":"★"},{"$f":"IF(INDIRECT($D$4&\"H\"&$A50)=\"\",\"★\",INDIRECT($D$4&\"H\"&$A50))","v":"★"},{"$f":"IF(INDIRECT($D$4&\"I\"&$A50)=\"\",\"★\",INDIRECT($D$4&\"I\"&$A50))","v":"★"},{"$f":"IF(INDIRECT($D$4&\"J\"&$A50)=\"\",\"★\",INDIRECT($D$4&\"J\"&$A50))","v":"★"},{"$f":"IF(INDIRECT($D$4&\"K\"&$A50)=\"\",\"★\",INDIRECT($D$4&\"K\"&$A50))","v":"★"},{"$f":"IF(INDIRECT($D$4&\"AC\"&$A50)=\"\",\"★\",INDIRECT($D$4&\"AC\"&$A50))","v":"★"},{"$f":"IF(INDIRECT($D$4&\"AD\"&$A50)=\"\",\"★\",INDIRECT($D$4&\"AD\"&$A50))","v":"★"},{"$f":"IF(INDIRECT($D$4&\"L\"&$A50)=\"\",\"★\",INDIRECT($D$4&\"L\"&$A50))","v":"★"},39,{"$f":"IF(INDIRECT($E$4&\"C\"&$A50)=\"\",\"★\",INDIRECT($E$4&\"C\"&$A50))","v":"★"},{"$f":"IF(INDIRECT($E$4&\"D\"&$A50)=\"\",\"★\",INDIRECT($E$4&\"D\"&$A50))","v":"★"},{"$f":"IF(INDIRECT($E$4&\"E\"&$A50)=\"\",\"★\",INDIRECT($E$4&\"E\"&$A50))","v":0},{"$f":"IF(INDIRECT($E$4&\"F\"&$A50)=\"\",\"★\",INDIRECT($E$4&\"F\"&$A50))","v":"★"},{"$f":"IF(INDIRECT($E$4&\"G\"&$A50)=\"\",\"★\",INDIRECT($E$4&\"G\"&$A50))","v":"★"},{"$f":"IF(INDIRECT($E$4&\"H\"&$A50)=\"\",\"★\",INDIRECT($E$4&\"H\"&$A50))","v":"★"},{"$f":"IF(INDIRECT($E$4&\"I\"&$A50)=\"\",\"★\",INDIRECT($E$4&\"I\"&$A50))","v":"★"},{"$f":"IF(INDIRECT($E$4&\"J\"&$A50)=\"\",\"★\",INDIRECT($E$4&\"J\"&$A50))","v":"★"},{"$f":"IF(INDIRECT($E$4&\"K\"&$A50)=\"\",\"★\",INDIRECT($E$4&\"K\"&$A50))","v":"★"},{"$f":"IF(INDIRECT($E$4&\"AC\"&$A50)=\"\",\"★\",INDIRECT($E$4&\"AC\"&$A50))","v":"★"},{"$f":"IF(INDIRECT($E$4&\"AD\"&$A50)=\"\",\"★\",INDIRECT($E$4&\"AD\"&$A50))","v":"★"},{"$f":"IF(INDIRECT($E$4&\"L\"&$A50)=\"\",\"★\",INDIRECT($E$4&\"L\"&$A50))","v":"★"},null,null,null,null,null,null,null,null,null,null,null,null,null,null,39,{"$f":"IF(INDIRECT($G$4&\"C\"&$A50)=\"\",\"★\",INDIRECT($G$4&\"C\"&$A50))","v":"★"},{"$f":"IF(INDIRECT($G$4&\"D\"&$A50)=\"\",\"★\",INDIRECT($G$4&\"D\"&$A50))","v":"★"},{"$f":"IF(INDIRECT($G$4&\"E\"&$A50)=\"\",\"★\",INDIRECT($G$4&\"E\"&$A50))","v":"★"},{"$f":"IF(INDIRECT($G$4&\"F\"&$A50)=\"\",\"★\",INDIRECT($G$4&\"F\"&$A50))","v":"★"},{"$f":"IF(INDIRECT($G$4&\"G\"&$A50)=\"\",\"★\",INDIRECT($G$4&\"G\"&$A50))","v":"★"},{"$f":"IF(INDIRECT($G$4&\"H\"&$A50)=\"\",\"★\",INDIRECT($G$4&\"H\"&$A50))","v":"★"},{"$f":"IF(INDIRECT($G$4&\"I\"&$A50)=\"\",\"★\",INDIRECT($G$4&\"I\"&$A50))","v":"★"},{"$f":"IF(INDIRECT($G$4&\"J\"&$A50)=\"\",\"★\",INDIRECT($G$4&\"J\"&$A50))","v":"★"},{"$f":"IF(INDIRECT($G$4&\"K\"&$A50)=\"\",\"★\",INDIRECT($G$4&\"K\"&$A50))","v":"★"},{"$f":"IF(INDIRECT($G$4&\"N\"&$A50)=\"\",\"★\",INDIRECT($G$4&\"N\"&$A50))","v":"★"},{"$f":"IF(INDIRECT($G$4&\"O\"&$A50)=\"\",\"★\",INDIRECT($G$4&\"O\"&$A50))","v":"★"},{"$f":"IF(INDIRECT($G$4&\"L\"&$A50)=\"\",\"★\",INDIRECT($G$4&\"L\"&$A50))","v":"★"},39,{"$f":"IF(INDIRECT($H$4&\"C\"&$A50)=\"\",\"★\",INDIRECT($H$4&\"C\"&$A50))","v":"★"},{"$f":"IF(INDIRECT($H$4&\"D\"&$A50)=\"\",\"★\",INDIRECT($H$4&\"D\"&$A50))","v":"★"},{"$f":"IF(INDIRECT($H$4&\"E\"&$A50)=\"\",\"★\",INDIRECT($H$4&\"E\"&$A50))","v":"★"},{"$f":"IF(INDIRECT($H$4&\"F\"&$A50)=\"\",\"★\",INDIRECT($H$4&\"F\"&$A50))","v":"★"},{"$f":"IF(INDIRECT($H$4&\"G\"&$A50)=\"\",\"★\",INDIRECT($H$4&\"G\"&$A50))","v":"★"},{"$f":"IF(INDIRECT($H$4&\"H\"&$A50)=\"\",\"★\",INDIRECT($H$4&\"H\"&$A50))","v":"★"},{"$f":"IF(INDIRECT($H$4&\"I\"&$A50)=\"\",\"★\",INDIRECT($H$4&\"I\"&$A50))","v":"★"},{"$f":"IF(INDIRECT($H$4&\"J\"&$A50)=\"\",\"★\",INDIRECT($H$4&\"J\"&$A50))","v":"★"},{"$f":"IF(INDIRECT($H$4&\"K\"&$A50)=\"\",\"★\",INDIRECT($H$4&\"K\"&$A50))","v":"★"},{"$f":"IF(INDIRECT($H$4&\"N\"&$A50)=\"\",\"★\",INDIRECT($H$4&\"N\"&$A50))","v":"★"},{"$f":"IF(INDIRECT($H$4&\"O\"&$A50)=\"\",\"★\",INDIRECT($H$4&\"O\"&$A50))","v":"★"},{"$f":"IF(INDIRECT($H$4&\"L\"&$A50)=\"\",\"★\",INDIRECT($H$4&\"L\"&$A50))","v":"★"},39,{"$f":"IF(INDIRECT($I$4&\"C\"&$A50)=\"\",\"★\",INDIRECT($I$4&\"C\"&$A50))","v":"★"},{"$f":"IF(INDIRECT($I$4&\"D\"&$A50)=\"\",\"★\",INDIRECT($I$4&\"D\"&$A50))","v":"★"},{"$f":"IF(INDIRECT($I$4&\"E\"&$A50)=\"\",\"★\",INDIRECT($I$4&\"E\"&$A50))","v":"★"},{"$f":"IF(INDIRECT($I$4&\"F\"&$A50)=\"\",\"★\",INDIRECT($I$4&\"F\"&$A50))","v":"★"},{"$f":"IF(INDIRECT($I$4&\"G\"&$A50)=\"\",\"★\",INDIRECT($I$4&\"G\"&$A50))","v":"★"},{"$f":"IF(INDIRECT($I$4&\"H\"&$A50)=\"\",\"★\",INDIRECT($I$4&\"H\"&$A50))","v":"★"},{"$f":"IF(INDIRECT($I$4&\"I\"&$A50)=\"\",\"★\",INDIRECT($I$4&\"I\"&$A50))","v":"★"},{"$f":"IF(INDIRECT($I$4&\"J\"&$A50)=\"\",\"★\",INDIRECT($I$4&\"J\"&$A50))","v":"★"},{"$f":"IF(INDIRECT($I$4&\"K\"&$A50)=\"\",\"★\",INDIRECT($I$4&\"K\"&$A50))","v":"★"},{"$f":"IF(INDIRECT($I$4&\"N\"&$A50)=\"\",\"★\",INDIRECT($I$4&\"N\"&$A50))","v":"★"},{"$f":"IF(INDIRECT($I$4&\"O\"&$A50)=\"\",\"★\",INDIRECT($I$4&\"O\"&$A50))","v":"★"},{"$f":"IF(INDIRECT($I$4&\"L\"&$A50)=\"\",\"★\",INDIRECT($I$4&\"L\"&$A50))","v":"★"}]
[62,null,null,null,null,null,null,null,null,null,null,null,null,null,null,null,null,null,null,null,null,null,null,null,null,null,null,null,null,null,null,null,40,{"$f":"IF(INDIRECT($C$4&\"C\"&$A51)=\"\",\"★\",INDIRECT($C$4&\"C\"&$A51))","v":"★"},{"$f":"IF(INDIRECT($C$4&\"D\"&$A51)=\"\",\"★\",INDIRECT($C$4&\"D\"&$A51))","v":"★"},{"$f":"IF(INDIRECT($C$4&\"E\"&$A51)=\"\",\"★\",INDIRECT($C$4&\"E\"&$A51))","v":0},{"$f":"IF(INDIRECT($C$4&\"F\"&$A51)=\"\",\"★\",INDIRECT($C$4&\"F\"&$A51))","v":"★"},{"$f":"IF(INDIRECT($C$4&\"G\"&$A51)=\"\",\"★\",INDIRECT($C$4&\"G\"&$A51))","v":"★"},{"$f":"IF(INDIRECT($C$4&\"H\"&$A51)=\"\",\"★\",INDIRECT($C$4&\"H\"&$A51))","v":"★"},{"$f":"IF(INDIRECT($C$4&\"I\"&$A51)=\"\",\"★\",INDIRECT($C$4&\"I\"&$A51))","v":"★"},{"$f":"IF(INDIRECT($C$4&\"J\"&$A51)=\"\",\"★\",INDIRECT($C$4&\"J\"&$A51))","v":"★"},{"$f":"IF(INDIRECT($C$4&\"K\"&$A51)=\"\",\"★\",INDIRECT($C$4&\"K\"&$A51))","v":"★"},{"$f":"IF(INDIRECT($C$4&\"AC\"&$A51)=\"\",\"★\",INDIRECT($C$4&\"AC\"&$A51))","v":"★"},{"$f":"IF(INDIRECT($C$4&\"AD\"&$A51)=\"\",\"★\",INDIRECT($C$4&\"AD\"&$A51))","v":"★"},{"$f":"IF(INDIRECT($C$4&\"L\"&$A51)=\"\",\"★\",INDIRECT($C$4&\"L\"&$A51))","v":"★"},40,{"$f":"IF(INDIRECT($D$4&\"C\"&$A51)=\"\",\"★\",INDIRECT($D$4&\"C\"&$A51))","v":"★"},{"$f":"IF(INDIRECT($D$4&\"D\"&$A51)=\"\",\"★\",INDIRECT($D$4&\"D\"&$A51))","v":"★"},{"$f":"IF(INDIRECT($D$4&\"E\"&$A51)=\"\",\"★\",INDIRECT($D$4&\"E\"&$A51))","v":0},{"$f":"IF(INDIRECT($D$4&\"F\"&$A51)=\"\",\"★\",INDIRECT($D$4&\"F\"&$A51))","v":"★"},{"$f":"IF(INDIRECT($D$4&\"G\"&$A51)=\"\",\"★\",INDIRECT($D$4&\"G\"&$A51))","v":"★"},{"$f":"IF(INDIRECT($D$4&\"H\"&$A51)=\"\",\"★\",INDIRECT($D$4&\"H\"&$A51))","v":"★"},{"$f":"IF(INDIRECT($D$4&\"I\"&$A51)=\"\",\"★\",INDIRECT($D$4&\"I\"&$A51))","v":"★"},{"$f":"IF(INDIRECT($D$4&\"J\"&$A51)=\"\",\"★\",INDIRECT($D$4&\"J\"&$A51))","v":"★"},{"$f":"IF(INDIRECT($D$4&\"K\"&$A51)=\"\",\"★\",INDIRECT($D$4&\"K\"&$A51))","v":"★"},{"$f":"IF(INDIRECT($D$4&\"AC\"&$A51)=\"\",\"★\",INDIRECT($D$4&\"AC\"&$A51))","v":"★"},{"$f":"IF(INDIRECT($D$4&\"AD\"&$A51)=\"\",\"★\",INDIRECT($D$4&\"AD\"&$A51))","v":"★"},{"$f":"IF(INDIRECT($D$4&\"L\"&$A51)=\"\",\"★\",INDIRECT($D$4&\"L\"&$A51))","v":"★"},40,{"$f":"IF(INDIRECT($E$4&\"C\"&$A51)=\"\",\"★\",INDIRECT($E$4&\"C\"&$A51))","v":"★"},{"$f":"IF(INDIRECT($E$4&\"D\"&$A51)=\"\",\"★\",INDIRECT($E$4&\"D\"&$A51))","v":"★"},{"$f":"IF(INDIRECT($E$4&\"E\"&$A51)=\"\",\"★\",INDIRECT($E$4&\"E\"&$A51))","v":0},{"$f":"IF(INDIRECT($E$4&\"F\"&$A51)=\"\",\"★\",INDIRECT($E$4&\"F\"&$A51))","v":"★"},{"$f":"IF(INDIRECT($E$4&\"G\"&$A51)=\"\",\"★\",INDIRECT($E$4&\"G\"&$A51))","v":"★"},{"$f":"IF(INDIRECT($E$4&\"H\"&$A51)=\"\",\"★\",INDIRECT($E$4&\"H\"&$A51))","v":"★"},{"$f":"IF(INDIRECT($E$4&\"I\"&$A51)=\"\",\"★\",INDIRECT($E$4&\"I\"&$A51))","v":"★"},{"$f":"IF(INDIRECT($E$4&\"J\"&$A51)=\"\",\"★\",INDIRECT($E$4&\"J\"&$A51))","v":"★"},{"$f":"IF(INDIRECT($E$4&\"K\"&$A51)=\"\",\"★\",INDIRECT($E$4&\"K\"&$A51))","v":"★"},{"$f":"IF(INDIRECT($E$4&\"AC\"&$A51)=\"\",\"★\",INDIRECT($E$4&\"AC\"&$A51))","v":"★"},{"$f":"IF(INDIRECT($E$4&\"AD\"&$A51)=\"\",\"★\",INDIRECT($E$4&\"AD\"&$A51))","v":"★"},{"$f":"IF(INDIRECT($E$4&\"L\"&$A51)=\"\",\"★\",INDIRECT($E$4&\"L\"&$A51))","v":"★"},null,null,null,null,null,null,null,null,null,null,null,null,null,null,40,{"$f":"IF(INDIRECT($G$4&\"C\"&$A51)=\"\",\"★\",INDIRECT($G$4&\"C\"&$A51))","v":"★"},{"$f":"IF(INDIRECT($G$4&\"D\"&$A51)=\"\",\"★\",INDIRECT($G$4&\"D\"&$A51))","v":"★"},{"$f":"IF(INDIRECT($G$4&\"E\"&$A51)=\"\",\"★\",INDIRECT($G$4&\"E\"&$A51))","v":"★"},{"$f":"IF(INDIRECT($G$4&\"F\"&$A51)=\"\",\"★\",INDIRECT($G$4&\"F\"&$A51))","v":"★"},{"$f":"IF(INDIRECT($G$4&\"G\"&$A51)=\"\",\"★\",INDIRECT($G$4&\"G\"&$A51))","v":"★"},{"$f":"IF(INDIRECT($G$4&\"H\"&$A51)=\"\",\"★\",INDIRECT($G$4&\"H\"&$A51))","v":"★"},{"$f":"IF(INDIRECT($G$4&\"I\"&$A51)=\"\",\"★\",INDIRECT($G$4&\"I\"&$A51))","v":"★"},{"$f":"IF(INDIRECT($G$4&\"J\"&$A51)=\"\",\"★\",INDIRECT($G$4&\"J\"&$A51))","v":"★"},{"$f":"IF(INDIRECT($G$4&\"K\"&$A51)=\"\",\"★\",INDIRECT($G$4&\"K\"&$A51))","v":"★"},{"$f":"IF(INDIRECT($G$4&\"N\"&$A51)=\"\",\"★\",INDIRECT($G$4&\"N\"&$A51))","v":"★"},{"$f":"IF(INDIRECT($G$4&\"O\"&$A51)=\"\",\"★\",INDIRECT($G$4&\"O\"&$A51))","v":"★"},{"$f":"IF(INDIRECT($G$4&\"L\"&$A51)=\"\",\"★\",INDIRECT($G$4&\"L\"&$A51))","v":"★"},40,{"$f":"IF(INDIRECT($H$4&\"C\"&$A51)=\"\",\"★\",INDIRECT($H$4&\"C\"&$A51))","v":"★"},{"$f":"IF(INDIRECT($H$4&\"D\"&$A51)=\"\",\"★\",INDIRECT($H$4&\"D\"&$A51))","v":"★"},{"$f":"IF(INDIRECT($H$4&\"E\"&$A51)=\"\",\"★\",INDIRECT($H$4&\"E\"&$A51))","v":"★"},{"$f":"IF(INDIRECT($H$4&\"F\"&$A51)=\"\",\"★\",INDIRECT($H$4&\"F\"&$A51))","v":"★"},{"$f":"IF(INDIRECT($H$4&\"G\"&$A51)=\"\",\"★\",INDIRECT($H$4&\"G\"&$A51))","v":"★"},{"$f":"IF(INDIRECT($H$4&\"H\"&$A51)=\"\",\"★\",INDIRECT($H$4&\"H\"&$A51))","v":"★"},{"$f":"IF(INDIRECT($H$4&\"I\"&$A51)=\"\",\"★\",INDIRECT($H$4&\"I\"&$A51))","v":"★"},{"$f":"IF(INDIRECT($H$4&\"J\"&$A51)=\"\",\"★\",INDIRECT($H$4&\"J\"&$A51))","v":"★"},{"$f":"IF(INDIRECT($H$4&\"K\"&$A51)=\"\",\"★\",INDIRECT($H$4&\"K\"&$A51))","v":"★"},{"$f":"IF(INDIRECT($H$4&\"N\"&$A51)=\"\",\"★\",INDIRECT($H$4&\"N\"&$A51))","v":"★"},{"$f":"IF(INDIRECT($H$4&\"O\"&$A51)=\"\",\"★\",INDIRECT($H$4&\"O\"&$A51))","v":"★"},{"$f":"IF(INDIRECT($H$4&\"L\"&$A51)=\"\",\"★\",INDIRECT($H$4&\"L\"&$A51))","v":"★"},40,{"$f":"IF(INDIRECT($I$4&\"C\"&$A51)=\"\",\"★\",INDIRECT($I$4&\"C\"&$A51))","v":"★"},{"$f":"IF(INDIRECT($I$4&\"D\"&$A51)=\"\",\"★\",INDIRECT($I$4&\"D\"&$A51))","v":"★"},{"$f":"IF(INDIRECT($I$4&\"E\"&$A51)=\"\",\"★\",INDIRECT($I$4&\"E\"&$A51))","v":"★"},{"$f":"IF(INDIRECT($I$4&\"F\"&$A51)=\"\",\"★\",INDIRECT($I$4&\"F\"&$A51))","v":"★"},{"$f":"IF(INDIRECT($I$4&\"G\"&$A51)=\"\",\"★\",INDIRECT($I$4&\"G\"&$A51))","v":"★"},{"$f":"IF(INDIRECT($I$4&\"H\"&$A51)=\"\",\"★\",INDIRECT($I$4&\"H\"&$A51))","v":"★"},{"$f":"IF(INDIRECT($I$4&\"I\"&$A51)=\"\",\"★\",INDIRECT($I$4&\"I\"&$A51))","v":"★"},{"$f":"IF(INDIRECT($I$4&\"J\"&$A51)=\"\",\"★\",INDIRECT($I$4&\"J\"&$A51))","v":"★"},{"$f":"IF(INDIRECT($I$4&\"K\"&$A51)=\"\",\"★\",INDIRECT($I$4&\"K\"&$A51))","v":"★"},{"$f":"IF(INDIRECT($I$4&\"N\"&$A51)=\"\",\"★\",INDIRECT($I$4&\"N\"&$A51))","v":"★"},{"$f":"IF(INDIRECT($I$4&\"O\"&$A51)=\"\",\"★\",INDIRECT($I$4&\"O\"&$A51))","v":"★"},{"$f":"IF(INDIRECT($I$4&\"L\"&$A51)=\"\",\"★\",INDIRECT($I$4&\"L\"&$A51))","v":"★"}]
[63,null,null,null,null,null,null,null,null,null,null,null,null,null,null,null,null,null,null,null,null,null,null,null,null,null,null,null,null,null,null,null,41,{"$f":"IF(INDIRECT($C$4&\"C\"&$A52)=\"\",\"★\",INDIRECT($C$4&\"C\"&$A52))","v":"★"},{"$f":"IF(INDIRECT($C$4&\"D\"&$A52)=\"\",\"★\",INDIRECT($C$4&\"D\"&$A52))","v":"★"},{"$f":"IF(INDIRECT($C$4&\"E\"&$A52)=\"\",\"★\",INDIRECT($C$4&\"E\"&$A52))","v":0},{"$f":"IF(INDIRECT($C$4&\"F\"&$A52)=\"\",\"★\",INDIRECT($C$4&\"F\"&$A52))","v":"★"},{"$f":"IF(INDIRECT($C$4&\"G\"&$A52)=\"\",\"★\",INDIRECT($C$4&\"G\"&$A52))","v":"★"},{"$f":"IF(INDIRECT($C$4&\"H\"&$A52)=\"\",\"★\",INDIRECT($C$4&\"H\"&$A52))","v":"★"},{"$f":"IF(INDIRECT($C$4&\"I\"&$A52)=\"\",\"★\",INDIRECT($C$4&\"I\"&$A52))","v":"★"},{"$f":"IF(INDIRECT($C$4&\"J\"&$A52)=\"\",\"★\",INDIRECT($C$4&\"J\"&$A52))","v":"★"},{"$f":"IF(INDIRECT($C$4&\"K\"&$A52)=\"\",\"★\",INDIRECT($C$4&\"K\"&$A52))","v":"★"},{"$f":"IF(INDIRECT($C$4&\"AC\"&$A52)=\"\",\"★\",INDIRECT($C$4&\"AC\"&$A52))","v":"★"},{"$f":"IF(INDIRECT($C$4&\"AD\"&$A52)=\"\",\"★\",INDIRECT($C$4&\"AD\"&$A52))","v":"★"},{"$f":"IF(INDIRECT($C$4&\"L\"&$A52)=\"\",\"★\",INDIRECT($C$4&\"L\"&$A52))","v":"★"},41,{"$f":"IF(INDIRECT($D$4&\"C\"&$A52)=\"\",\"★\",INDIRECT($D$4&\"C\"&$A52))","v":"★"},{"$f":"IF(INDIRECT($D$4&\"D\"&$A52)=\"\",\"★\",INDIRECT($D$4&\"D\"&$A52))","v":"★"},{"$f":"IF(INDIRECT($D$4&\"E\"&$A52)=\"\",\"★\",INDIRECT($D$4&\"E\"&$A52))","v":0},{"$f":"IF(INDIRECT($D$4&\"F\"&$A52)=\"\",\"★\",INDIRECT($D$4&\"F\"&$A52))","v":"★"},{"$f":"IF(INDIRECT($D$4&\"G\"&$A52)=\"\",\"★\",INDIRECT($D$4&\"G\"&$A52))","v":"★"},{"$f":"IF(INDIRECT($D$4&\"H\"&$A52)=\"\",\"★\",INDIRECT($D$4&\"H\"&$A52))","v":"★"},{"$f":"IF(INDIRECT($D$4&\"I\"&$A52)=\"\",\"★\",INDIRECT($D$4&\"I\"&$A52))","v":"★"},{"$f":"IF(INDIRECT($D$4&\"J\"&$A52)=\"\",\"★\",INDIRECT($D$4&\"J\"&$A52))","v":"★"},{"$f":"IF(INDIRECT($D$4&\"K\"&$A52)=\"\",\"★\",INDIRECT($D$4&\"K\"&$A52))","v":"★"},{"$f":"IF(INDIRECT($D$4&\"AC\"&$A52)=\"\",\"★\",INDIRECT($D$4&\"AC\"&$A52))","v":"★"},{"$f":"IF(INDIRECT($D$4&\"AD\"&$A52)=\"\",\"★\",INDIRECT($D$4&\"AD\"&$A52))","v":"★"},{"$f":"IF(INDIRECT($D$4&\"L\"&$A52)=\"\",\"★\",INDIRECT($D$4&\"L\"&$A52))","v":"★"},41,{"$f":"IF(INDIRECT($E$4&\"C\"&$A52)=\"\",\"★\",INDIRECT($E$4&\"C\"&$A52))","v":"★"},{"$f":"IF(INDIRECT($E$4&\"D\"&$A52)=\"\",\"★\",INDIRECT($E$4&\"D\"&$A52))","v":"★"},{"$f":"IF(INDIRECT($E$4&\"E\"&$A52)=\"\",\"★\",INDIRECT($E$4&\"E\"&$A52))","v":0},{"$f":"IF(INDIRECT($E$4&\"F\"&$A52)=\"\",\"★\",INDIRECT($E$4&\"F\"&$A52))","v":"★"},{"$f":"IF(INDIRECT($E$4&\"G\"&$A52)=\"\",\"★\",INDIRECT($E$4&\"G\"&$A52))","v":"★"},{"$f":"IF(INDIRECT($E$4&\"H\"&$A52)=\"\",\"★\",INDIRECT($E$4&\"H\"&$A52))","v":"★"},{"$f":"IF(INDIRECT($E$4&\"I\"&$A52)=\"\",\"★\",INDIRECT($E$4&\"I\"&$A52))","v":"★"},{"$f":"IF(INDIRECT($E$4&\"J\"&$A52)=\"\",\"★\",INDIRECT($E$4&\"J\"&$A52))","v":"★"},{"$f":"IF(INDIRECT($E$4&\"K\"&$A52)=\"\",\"★\",INDIRECT($E$4&\"K\"&$A52))","v":"★"},{"$f":"IF(INDIRECT($E$4&\"AC\"&$A52)=\"\",\"★\",INDIRECT($E$4&\"AC\"&$A52))","v":"★"},{"$f":"IF(INDIRECT($E$4&\"AD\"&$A52)=\"\",\"★\",INDIRECT($E$4&\"AD\"&$A52))","v":"★"},{"$f":"IF(INDIRECT($E$4&\"L\"&$A52)=\"\",\"★\",INDIRECT($E$4&\"L\"&$A52))","v":"★"},null,null,null,null,null,null,null,null,null,null,null,null,null,null,41,{"$f":"IF(INDIRECT($G$4&\"C\"&$A52)=\"\",\"★\",INDIRECT($G$4&\"C\"&$A52))","v":"★"},{"$f":"IF(INDIRECT($G$4&\"D\"&$A52)=\"\",\"★\",INDIRECT($G$4&\"D\"&$A52))","v":"★"},{"$f":"IF(INDIRECT($G$4&\"E\"&$A52)=\"\",\"★\",INDIRECT($G$4&\"E\"&$A52))","v":"★"},{"$f":"IF(INDIRECT($G$4&\"F\"&$A52)=\"\",\"★\",INDIRECT($G$4&\"F\"&$A52))","v":"★"},{"$f":"IF(INDIRECT($G$4&\"G\"&$A52)=\"\",\"★\",INDIRECT($G$4&\"G\"&$A52))","v":"★"},{"$f":"IF(INDIRECT($G$4&\"H\"&$A52)=\"\",\"★\",INDIRECT($G$4&\"H\"&$A52))","v":"★"},{"$f":"IF(INDIRECT($G$4&\"I\"&$A52)=\"\",\"★\",INDIRECT($G$4&\"I\"&$A52))","v":"★"},{"$f":"IF(INDIRECT($G$4&\"J\"&$A52)=\"\",\"★\",INDIRECT($G$4&\"J\"&$A52))","v":"★"},{"$f":"IF(INDIRECT($G$4&\"K\"&$A52)=\"\",\"★\",INDIRECT($G$4&\"K\"&$A52))","v":"★"},{"$f":"IF(INDIRECT($G$4&\"N\"&$A52)=\"\",\"★\",INDIRECT($G$4&\"N\"&$A52))","v":"★"},{"$f":"IF(INDIRECT($G$4&\"O\"&$A52)=\"\",\"★\",INDIRECT($G$4&\"O\"&$A52))","v":"★"},{"$f":"IF(INDIRECT($G$4&\"L\"&$A52)=\"\",\"★\",INDIRECT($G$4&\"L\"&$A52))","v":"★"},41,{"$f":"IF(INDIRECT($H$4&\"C\"&$A52)=\"\",\"★\",INDIRECT($H$4&\"C\"&$A52))","v":"★"},{"$f":"IF(INDIRECT($H$4&\"D\"&$A52)=\"\",\"★\",INDIRECT($H$4&\"D\"&$A52))","v":"★"},{"$f":"IF(INDIRECT($H$4&\"E\"&$A52)=\"\",\"★\",INDIRECT($H$4&\"E\"&$A52))","v":"★"},{"$f":"IF(INDIRECT($H$4&\"F\"&$A52)=\"\",\"★\",INDIRECT($H$4&\"F\"&$A52))","v":"★"},{"$f":"IF(INDIRECT($H$4&\"G\"&$A52)=\"\",\"★\",INDIRECT($H$4&\"G\"&$A52))","v":"★"},{"$f":"IF(INDIRECT($H$4&\"H\"&$A52)=\"\",\"★\",INDIRECT($H$4&\"H\"&$A52))","v":"★"},{"$f":"IF(INDIRECT($H$4&\"I\"&$A52)=\"\",\"★\",INDIRECT($H$4&\"I\"&$A52))","v":"★"},{"$f":"IF(INDIRECT($H$4&\"J\"&$A52)=\"\",\"★\",INDIRECT($H$4&\"J\"&$A52))","v":"★"},{"$f":"IF(INDIRECT($H$4&\"K\"&$A52)=\"\",\"★\",INDIRECT($H$4&\"K\"&$A52))","v":"★"},{"$f":"IF(INDIRECT($H$4&\"N\"&$A52)=\"\",\"★\",INDIRECT($H$4&\"N\"&$A52))","v":"★"},{"$f":"IF(INDIRECT($H$4&\"O\"&$A52)=\"\",\"★\",INDIRECT($H$4&\"O\"&$A52))","v":"★"},{"$f":"IF(INDIRECT($H$4&\"L\"&$A52)=\"\",\"★\",INDIRECT($H$4&\"L\"&$A52))","v":"★"},41,{"$f":"IF(INDIRECT($I$4&\"C\"&$A52)=\"\",\"★\",INDIRECT($I$4&\"C\"&$A52))","v":"★"},{"$f":"IF(INDIRECT($I$4&\"D\"&$A52)=\"\",\"★\",INDIRECT($I$4&\"D\"&$A52))","v":"★"},{"$f":"IF(INDIRECT($I$4&\"E\"&$A52)=\"\",\"★\",INDIRECT($I$4&\"E\"&$A52))","v":"★"},{"$f":"IF(INDIRECT($I$4&\"F\"&$A52)=\"\",\"★\",INDIRECT($I$4&\"F\"&$A52))","v":"★"},{"$f":"IF(INDIRECT($I$4&\"G\"&$A52)=\"\",\"★\",INDIRECT($I$4&\"G\"&$A52))","v":"★"},{"$f":"IF(INDIRECT($I$4&\"H\"&$A52)=\"\",\"★\",INDIRECT($I$4&\"H\"&$A52))","v":"★"},{"$f":"IF(INDIRECT($I$4&\"I\"&$A52)=\"\",\"★\",INDIRECT($I$4&\"I\"&$A52))","v":"★"},{"$f":"IF(INDIRECT($I$4&\"J\"&$A52)=\"\",\"★\",INDIRECT($I$4&\"J\"&$A52))","v":"★"},{"$f":"IF(INDIRECT($I$4&\"K\"&$A52)=\"\",\"★\",INDIRECT($I$4&\"K\"&$A52))","v":"★"},{"$f":"IF(INDIRECT($I$4&\"N\"&$A52)=\"\",\"★\",INDIRECT($I$4&\"N\"&$A52))","v":"★"},{"$f":"IF(INDIRECT($I$4&\"O\"&$A52)=\"\",\"★\",INDIRECT($I$4&\"O\"&$A52))","v":"★"},{"$f":"IF(INDIRECT($I$4&\"L\"&$A52)=\"\",\"★\",INDIRECT($I$4&\"L\"&$A52))","v":"★"}]
[64,null,null,null,null,null,null,null,null,null,null,null,null,null,null,null,null,null,null,null,null,null,null,null,null,null,null,null,null,null,null,null,42,{"$f":"IF(INDIRECT($C$4&\"C\"&$A53)=\"\",\"★\",INDIRECT($C$4&\"C\"&$A53))","v":"★"},{"$f":"IF(INDIRECT($C$4&\"D\"&$A53)=\"\",\"★\",INDIRECT($C$4&\"D\"&$A53))","v":"★"},{"$f":"IF(INDIRECT($C$4&\"E\"&$A53)=\"\",\"★\",INDIRECT($C$4&\"E\"&$A53))","v":0},{"$f":"IF(INDIRECT($C$4&\"F\"&$A53)=\"\",\"★\",INDIRECT($C$4&\"F\"&$A53))","v":"★"},{"$f":"IF(INDIRECT($C$4&\"G\"&$A53)=\"\",\"★\",INDIRECT($C$4&\"G\"&$A53))","v":"★"},{"$f":"IF(INDIRECT($C$4&\"H\"&$A53)=\"\",\"★\",INDIRECT($C$4&\"H\"&$A53))","v":"★"},{"$f":"IF(INDIRECT($C$4&\"I\"&$A53)=\"\",\"★\",INDIRECT($C$4&\"I\"&$A53))","v":"★"},{"$f":"IF(INDIRECT($C$4&\"J\"&$A53)=\"\",\"★\",INDIRECT($C$4&\"J\"&$A53))","v":"★"},{"$f":"IF(INDIRECT($C$4&\"K\"&$A53)=\"\",\"★\",INDIRECT($C$4&\"K\"&$A53))","v":"★"},{"$f":"IF(INDIRECT($C$4&\"AC\"&$A53)=\"\",\"★\",INDIRECT($C$4&\"AC\"&$A53))","v":"★"},{"$f":"IF(INDIRECT($C$4&\"AD\"&$A53)=\"\",\"★\",INDIRECT($C$4&\"AD\"&$A53))","v":"★"},{"$f":"IF(INDIRECT($C$4&\"L\"&$A53)=\"\",\"★\",INDIRECT($C$4&\"L\"&$A53))","v":"★"},42,{"$f":"IF(INDIRECT($D$4&\"C\"&$A53)=\"\",\"★\",INDIRECT($D$4&\"C\"&$A53))","v":"★"},{"$f":"IF(INDIRECT($D$4&\"D\"&$A53)=\"\",\"★\",INDIRECT($D$4&\"D\"&$A53))","v":"★"},{"$f":"IF(INDIRECT($D$4&\"E\"&$A53)=\"\",\"★\",INDIRECT($D$4&\"E\"&$A53))","v":0},{"$f":"IF(INDIRECT($D$4&\"F\"&$A53)=\"\",\"★\",INDIRECT($D$4&\"F\"&$A53))","v":"★"},{"$f":"IF(INDIRECT($D$4&\"G\"&$A53)=\"\",\"★\",INDIRECT($D$4&\"G\"&$A53))","v":"★"},{"$f":"IF(INDIRECT($D$4&\"H\"&$A53)=\"\",\"★\",INDIRECT($D$4&\"H\"&$A53))","v":"★"},{"$f":"IF(INDIRECT($D$4&\"I\"&$A53)=\"\",\"★\",INDIRECT($D$4&\"I\"&$A53))","v":"★"},{"$f":"IF(INDIRECT($D$4&\"J\"&$A53)=\"\",\"★\",INDIRECT($D$4&\"J\"&$A53))","v":"★"},{"$f":"IF(INDIRECT($D$4&\"K\"&$A53)=\"\",\"★\",INDIRECT($D$4&\"K\"&$A53))","v":"★"},{"$f":"IF(INDIRECT($D$4&\"AC\"&$A53)=\"\",\"★\",INDIRECT($D$4&\"AC\"&$A53))","v":"★"},{"$f":"IF(INDIRECT($D$4&\"AD\"&$A53)=\"\",\"★\",INDIRECT($D$4&\"AD\"&$A53))","v":"★"},{"$f":"IF(INDIRECT($D$4&\"L\"&$A53)=\"\",\"★\",INDIRECT($D$4&\"L\"&$A53))","v":"★"},42,{"$f":"IF(INDIRECT($E$4&\"C\"&$A53)=\"\",\"★\",INDIRECT($E$4&\"C\"&$A53))","v":"★"},{"$f":"IF(INDIRECT($E$4&\"D\"&$A53)=\"\",\"★\",INDIRECT($E$4&\"D\"&$A53))","v":"★"},{"$f":"IF(INDIRECT($E$4&\"E\"&$A53)=\"\",\"★\",INDIRECT($E$4&\"E\"&$A53))","v":0},{"$f":"IF(INDIRECT($E$4&\"F\"&$A53)=\"\",\"★\",INDIRECT($E$4&\"F\"&$A53))","v":"★"},{"$f":"IF(INDIRECT($E$4&\"G\"&$A53)=\"\",\"★\",INDIRECT($E$4&\"G\"&$A53))","v":"★"},{"$f":"IF(INDIRECT($E$4&\"H\"&$A53)=\"\",\"★\",INDIRECT($E$4&\"H\"&$A53))","v":"★"},{"$f":"IF(INDIRECT($E$4&\"I\"&$A53)=\"\",\"★\",INDIRECT($E$4&\"I\"&$A53))","v":"★"},{"$f":"IF(INDIRECT($E$4&\"J\"&$A53)=\"\",\"★\",INDIRECT($E$4&\"J\"&$A53))","v":"★"},{"$f":"IF(INDIRECT($E$4&\"K\"&$A53)=\"\",\"★\",INDIRECT($E$4&\"K\"&$A53))","v":"★"},{"$f":"IF(INDIRECT($E$4&\"AC\"&$A53)=\"\",\"★\",INDIRECT($E$4&\"AC\"&$A53))","v":"★"},{"$f":"IF(INDIRECT($E$4&\"AD\"&$A53)=\"\",\"★\",INDIRECT($E$4&\"AD\"&$A53))","v":"★"},{"$f":"IF(INDIRECT($E$4&\"L\"&$A53)=\"\",\"★\",INDIRECT($E$4&\"L\"&$A53))","v":"★"},null,null,null,null,null,null,null,null,null,null,null,null,null,null,42,{"$f":"IF(INDIRECT($G$4&\"C\"&$A53)=\"\",\"★\",INDIRECT($G$4&\"C\"&$A53))","v":"★"},{"$f":"IF(INDIRECT($G$4&\"D\"&$A53)=\"\",\"★\",INDIRECT($G$4&\"D\"&$A53))","v":"★"},{"$f":"IF(INDIRECT($G$4&\"E\"&$A53)=\"\",\"★\",INDIRECT($G$4&\"E\"&$A53))","v":"★"},{"$f":"IF(INDIRECT($G$4&\"F\"&$A53)=\"\",\"★\",INDIRECT($G$4&\"F\"&$A53))","v":"★"},{"$f":"IF(INDIRECT($G$4&\"G\"&$A53)=\"\",\"★\",INDIRECT($G$4&\"G\"&$A53))","v":"★"},{"$f":"IF(INDIRECT($G$4&\"H\"&$A53)=\"\",\"★\",INDIRECT($G$4&\"H\"&$A53))","v":"★"},{"$f":"IF(INDIRECT($G$4&\"I\"&$A53)=\"\",\"★\",INDIRECT($G$4&\"I\"&$A53))","v":"★"},{"$f":"IF(INDIRECT($G$4&\"J\"&$A53)=\"\",\"★\",INDIRECT($G$4&\"J\"&$A53))","v":"★"},{"$f":"IF(INDIRECT($G$4&\"K\"&$A53)=\"\",\"★\",INDIRECT($G$4&\"K\"&$A53))","v":"★"},{"$f":"IF(INDIRECT($G$4&\"N\"&$A53)=\"\",\"★\",INDIRECT($G$4&\"N\"&$A53))","v":"★"},{"$f":"IF(INDIRECT($G$4&\"O\"&$A53)=\"\",\"★\",INDIRECT($G$4&\"O\"&$A53))","v":"★"},{"$f":"IF(INDIRECT($G$4&\"L\"&$A53)=\"\",\"★\",INDIRECT($G$4&\"L\"&$A53))","v":"★"},42,{"$f":"IF(INDIRECT($H$4&\"C\"&$A53)=\"\",\"★\",INDIRECT($H$4&\"C\"&$A53))","v":"★"},{"$f":"IF(INDIRECT($H$4&\"D\"&$A53)=\"\",\"★\",INDIRECT($H$4&\"D\"&$A53))","v":"★"},{"$f":"IF(INDIRECT($H$4&\"E\"&$A53)=\"\",\"★\",INDIRECT($H$4&\"E\"&$A53))","v":"★"},{"$f":"IF(INDIRECT($H$4&\"F\"&$A53)=\"\",\"★\",INDIRECT($H$4&\"F\"&$A53))","v":"★"},{"$f":"IF(INDIRECT($H$4&\"G\"&$A53)=\"\",\"★\",INDIRECT($H$4&\"G\"&$A53))","v":"★"},{"$f":"IF(INDIRECT($H$4&\"H\"&$A53)=\"\",\"★\",INDIRECT($H$4&\"H\"&$A53))","v":"★"},{"$f":"IF(INDIRECT($H$4&\"I\"&$A53)=\"\",\"★\",INDIRECT($H$4&\"I\"&$A53))","v":"★"},{"$f":"IF(INDIRECT($H$4&\"J\"&$A53)=\"\",\"★\",INDIRECT($H$4&\"J\"&$A53))","v":"★"},{"$f":"IF(INDIRECT($H$4&\"K\"&$A53)=\"\",\"★\",INDIRECT($H$4&\"K\"&$A53))","v":"★"},{"$f":"IF(INDIRECT($H$4&\"N\"&$A53)=\"\",\"★\",INDIRECT($H$4&\"N\"&$A53))","v":"★"},{"$f":"IF(INDIRECT($H$4&\"O\"&$A53)=\"\",\"★\",INDIRECT($H$4&\"O\"&$A53))","v":"★"},{"$f":"IF(INDIRECT($H$4&\"L\"&$A53)=\"\",\"★\",INDIRECT($H$4&\"L\"&$A53))","v":"★"},42,{"$f":"IF(INDIRECT($I$4&\"C\"&$A53)=\"\",\"★\",INDIRECT($I$4&\"C\"&$A53))","v":"★"},{"$f":"IF(INDIRECT($I$4&\"D\"&$A53)=\"\",\"★\",INDIRECT($I$4&\"D\"&$A53))","v":"★"},{"$f":"IF(INDIRECT($I$4&\"E\"&$A53)=\"\",\"★\",INDIRECT($I$4&\"E\"&$A53))","v":"★"},{"$f":"IF(INDIRECT($I$4&\"F\"&$A53)=\"\",\"★\",INDIRECT($I$4&\"F\"&$A53))","v":"★"},{"$f":"IF(INDIRECT($I$4&\"G\"&$A53)=\"\",\"★\",INDIRECT($I$4&\"G\"&$A53))","v":"★"},{"$f":"IF(INDIRECT($I$4&\"H\"&$A53)=\"\",\"★\",INDIRECT($I$4&\"H\"&$A53))","v":"★"},{"$f":"IF(INDIRECT($I$4&\"I\"&$A53)=\"\",\"★\",INDIRECT($I$4&\"I\"&$A53))","v":"★"},{"$f":"IF(INDIRECT($I$4&\"J\"&$A53)=\"\",\"★\",INDIRECT($I$4&\"J\"&$A53))","v":"★"},{"$f":"IF(INDIRECT($I$4&\"K\"&$A53)=\"\",\"★\",INDIRECT($I$4&\"K\"&$A53))","v":"★"},{"$f":"IF(INDIRECT($I$4&\"N\"&$A53)=\"\",\"★\",INDIRECT($I$4&\"N\"&$A53))","v":"★"},{"$f":"IF(INDIRECT($I$4&\"O\"&$A53)=\"\",\"★\",INDIRECT($I$4&\"O\"&$A53))","v":"★"},{"$f":"IF(INDIRECT($I$4&\"L\"&$A53)=\"\",\"★\",INDIRECT($I$4&\"L\"&$A53))","v":"★"}]
[65,null,null,null,null,null,null,null,null,null,null,null,null,null,null,null,null,null,null,null,null,null,null,null,null,null,null,null,null,null,null,null,43,{"$f":"IF(INDIRECT($C$4&\"C\"&$A54)=\"\",\"★\",INDIRECT($C$4&\"C\"&$A54))","v":"★"},{"$f":"IF(INDIRECT($C$4&\"D\"&$A54)=\"\",\"★\",INDIRECT($C$4&\"D\"&$A54))","v":"★"},{"$f":"IF(INDIRECT($C$4&\"E\"&$A54)=\"\",\"★\",INDIRECT($C$4&\"E\"&$A54))","v":0},{"$f":"IF(INDIRECT($C$4&\"F\"&$A54)=\"\",\"★\",INDIRECT($C$4&\"F\"&$A54))","v":"★"},{"$f":"IF(INDIRECT($C$4&\"G\"&$A54)=\"\",\"★\",INDIRECT($C$4&\"G\"&$A54))","v":"★"},{"$f":"IF(INDIRECT($C$4&\"H\"&$A54)=\"\",\"★\",INDIRECT($C$4&\"H\"&$A54))","v":"★"},{"$f":"IF(INDIRECT($C$4&\"I\"&$A54)=\"\",\"★\",INDIRECT($C$4&\"I\"&$A54))","v":"★"},{"$f":"IF(INDIRECT($C$4&\"J\"&$A54)=\"\",\"★\",INDIRECT($C$4&\"J\"&$A54))","v":"★"},{"$f":"IF(INDIRECT($C$4&\"K\"&$A54)=\"\",\"★\",INDIRECT($C$4&\"K\"&$A54))","v":"★"},{"$f":"IF(INDIRECT($C$4&\"AC\"&$A54)=\"\",\"★\",INDIRECT($C$4&\"AC\"&$A54))","v":"★"},{"$f":"IF(INDIRECT($C$4&\"AD\"&$A54)=\"\",\"★\",INDIRECT($C$4&\"AD\"&$A54))","v":"★"},{"$f":"IF(INDIRECT($C$4&\"L\"&$A54)=\"\",\"★\",INDIRECT($C$4&\"L\"&$A54))","v":"★"},43,{"$f":"IF(INDIRECT($D$4&\"C\"&$A54)=\"\",\"★\",INDIRECT($D$4&\"C\"&$A54))","v":"★"},{"$f":"IF(INDIRECT($D$4&\"D\"&$A54)=\"\",\"★\",INDIRECT($D$4&\"D\"&$A54))","v":"★"},{"$f":"IF(INDIRECT($D$4&\"E\"&$A54)=\"\",\"★\",INDIRECT($D$4&\"E\"&$A54))","v":0},{"$f":"IF(INDIRECT($D$4&\"F\"&$A54)=\"\",\"★\",INDIRECT($D$4&\"F\"&$A54))","v":"★"},{"$f":"IF(INDIRECT($D$4&\"G\"&$A54)=\"\",\"★\",INDIRECT($D$4&\"G\"&$A54))","v":"★"},{"$f":"IF(INDIRECT($D$4&\"H\"&$A54)=\"\",\"★\",INDIRECT($D$4&\"H\"&$A54))","v":"★"},{"$f":"IF(INDIRECT($D$4&\"I\"&$A54)=\"\",\"★\",INDIRECT($D$4&\"I\"&$A54))","v":"★"},{"$f":"IF(INDIRECT($D$4&\"J\"&$A54)=\"\",\"★\",INDIRECT($D$4&\"J\"&$A54))","v":"★"},{"$f":"IF(INDIRECT($D$4&\"K\"&$A54)=\"\",\"★\",INDIRECT($D$4&\"K\"&$A54))","v":"★"},{"$f":"IF(INDIRECT($D$4&\"AC\"&$A54)=\"\",\"★\",INDIRECT($D$4&\"AC\"&$A54))","v":"★"},{"$f":"IF(INDIRECT($D$4&\"AD\"&$A54)=\"\",\"★\",INDIRECT($D$4&\"AD\"&$A54))","v":"★"},{"$f":"IF(INDIRECT($D$4&\"L\"&$A54)=\"\",\"★\",INDIRECT($D$4&\"L\"&$A54))","v":"★"},43,{"$f":"IF(INDIRECT($E$4&\"C\"&$A54)=\"\",\"★\",INDIRECT($E$4&\"C\"&$A54))","v":"★"},{"$f":"IF(INDIRECT($E$4&\"D\"&$A54)=\"\",\"★\",INDIRECT($E$4&\"D\"&$A54))","v":"★"},{"$f":"IF(INDIRECT($E$4&\"E\"&$A54)=\"\",\"★\",INDIRECT($E$4&\"E\"&$A54))","v":0},{"$f":"IF(INDIRECT($E$4&\"F\"&$A54)=\"\",\"★\",INDIRECT($E$4&\"F\"&$A54))","v":"★"},{"$f":"IF(INDIRECT($E$4&\"G\"&$A54)=\"\",\"★\",INDIRECT($E$4&\"G\"&$A54))","v":"★"},{"$f":"IF(INDIRECT($E$4&\"H\"&$A54)=\"\",\"★\",INDIRECT($E$4&\"H\"&$A54))","v":"★"},{"$f":"IF(INDIRECT($E$4&\"I\"&$A54)=\"\",\"★\",INDIRECT($E$4&\"I\"&$A54))","v":"★"},{"$f":"IF(INDIRECT($E$4&\"J\"&$A54)=\"\",\"★\",INDIRECT($E$4&\"J\"&$A54))","v":"★"},{"$f":"IF(INDIRECT($E$4&\"K\"&$A54)=\"\",\"★\",INDIRECT($E$4&\"K\"&$A54))","v":"★"},{"$f":"IF(INDIRECT($E$4&\"AC\"&$A54)=\"\",\"★\",INDIRECT($E$4&\"AC\"&$A54))","v":"★"},{"$f":"IF(INDIRECT($E$4&\"AD\"&$A54)=\"\",\"★\",INDIRECT($E$4&\"AD\"&$A54))","v":"★"},{"$f":"IF(INDIRECT($E$4&\"L\"&$A54)=\"\",\"★\",INDIRECT($E$4&\"L\"&$A54))","v":"★"},null,null,null,null,null,null,null,null,null,null,null,null,null,null,43,{"$f":"IF(INDIRECT($G$4&\"C\"&$A54)=\"\",\"★\",INDIRECT($G$4&\"C\"&$A54))","v":"★"},{"$f":"IF(INDIRECT($G$4&\"D\"&$A54)=\"\",\"★\",INDIRECT($G$4&\"D\"&$A54))","v":"★"},{"$f":"IF(INDIRECT($G$4&\"E\"&$A54)=\"\",\"★\",INDIRECT($G$4&\"E\"&$A54))","v":"★"},{"$f":"IF(INDIRECT($G$4&\"F\"&$A54)=\"\",\"★\",INDIRECT($G$4&\"F\"&$A54))","v":"★"},{"$f":"IF(INDIRECT($G$4&\"G\"&$A54)=\"\",\"★\",INDIRECT($G$4&\"G\"&$A54))","v":"★"},{"$f":"IF(INDIRECT($G$4&\"H\"&$A54)=\"\",\"★\",INDIRECT($G$4&\"H\"&$A54))","v":"★"},{"$f":"IF(INDIRECT($G$4&\"I\"&$A54)=\"\",\"★\",INDIRECT($G$4&\"I\"&$A54))","v":"★"},{"$f":"IF(INDIRECT($G$4&\"J\"&$A54)=\"\",\"★\",INDIRECT($G$4&\"J\"&$A54))","v":"★"},{"$f":"IF(INDIRECT($G$4&\"K\"&$A54)=\"\",\"★\",INDIRECT($G$4&\"K\"&$A54))","v":"★"},{"$f":"IF(INDIRECT($G$4&\"N\"&$A54)=\"\",\"★\",INDIRECT($G$4&\"N\"&$A54))","v":"★"},{"$f":"IF(INDIRECT($G$4&\"O\"&$A54)=\"\",\"★\",INDIRECT($G$4&\"O\"&$A54))","v":"★"},{"$f":"IF(INDIRECT($G$4&\"L\"&$A54)=\"\",\"★\",INDIRECT($G$4&\"L\"&$A54))","v":"★"},43,{"$f":"IF(INDIRECT($H$4&\"C\"&$A54)=\"\",\"★\",INDIRECT($H$4&\"C\"&$A54))","v":"★"},{"$f":"IF(INDIRECT($H$4&\"D\"&$A54)=\"\",\"★\",INDIRECT($H$4&\"D\"&$A54))","v":"★"},{"$f":"IF(INDIRECT($H$4&\"E\"&$A54)=\"\",\"★\",INDIRECT($H$4&\"E\"&$A54))","v":"★"},{"$f":"IF(INDIRECT($H$4&\"F\"&$A54)=\"\",\"★\",INDIRECT($H$4&\"F\"&$A54))","v":"★"},{"$f":"IF(INDIRECT($H$4&\"G\"&$A54)=\"\",\"★\",INDIRECT($H$4&\"G\"&$A54))","v":"★"},{"$f":"IF(INDIRECT($H$4&\"H\"&$A54)=\"\",\"★\",INDIRECT($H$4&\"H\"&$A54))","v":"★"},{"$f":"IF(INDIRECT($H$4&\"I\"&$A54)=\"\",\"★\",INDIRECT($H$4&\"I\"&$A54))","v":"★"},{"$f":"IF(INDIRECT($H$4&\"J\"&$A54)=\"\",\"★\",INDIRECT($H$4&\"J\"&$A54))","v":"★"},{"$f":"IF(INDIRECT($H$4&\"K\"&$A54)=\"\",\"★\",INDIRECT($H$4&\"K\"&$A54))","v":"★"},{"$f":"IF(INDIRECT($H$4&\"N\"&$A54)=\"\",\"★\",INDIRECT($H$4&\"N\"&$A54))","v":"★"},{"$f":"IF(INDIRECT($H$4&\"O\"&$A54)=\"\",\"★\",INDIRECT($H$4&\"O\"&$A54))","v":"★"},{"$f":"IF(INDIRECT($H$4&\"L\"&$A54)=\"\",\"★\",INDIRECT($H$4&\"L\"&$A54))","v":"★"},43,{"$f":"IF(INDIRECT($I$4&\"C\"&$A54)=\"\",\"★\",INDIRECT($I$4&\"C\"&$A54))","v":"★"},{"$f":"IF(INDIRECT($I$4&\"D\"&$A54)=\"\",\"★\",INDIRECT($I$4&\"D\"&$A54))","v":"★"},{"$f":"IF(INDIRECT($I$4&\"E\"&$A54)=\"\",\"★\",INDIRECT($I$4&\"E\"&$A54))","v":"★"},{"$f":"IF(INDIRECT($I$4&\"F\"&$A54)=\"\",\"★\",INDIRECT($I$4&\"F\"&$A54))","v":"★"},{"$f":"IF(INDIRECT($I$4&\"G\"&$A54)=\"\",\"★\",INDIRECT($I$4&\"G\"&$A54))","v":"★"},{"$f":"IF(INDIRECT($I$4&\"H\"&$A54)=\"\",\"★\",INDIRECT($I$4&\"H\"&$A54))","v":"★"},{"$f":"IF(INDIRECT($I$4&\"I\"&$A54)=\"\",\"★\",INDIRECT($I$4&\"I\"&$A54))","v":"★"},{"$f":"IF(INDIRECT($I$4&\"J\"&$A54)=\"\",\"★\",INDIRECT($I$4&\"J\"&$A54))","v":"★"},{"$f":"IF(INDIRECT($I$4&\"K\"&$A54)=\"\",\"★\",INDIRECT($I$4&\"K\"&$A54))","v":"★"},{"$f":"IF(INDIRECT($I$4&\"N\"&$A54)=\"\",\"★\",INDIRECT($I$4&\"N\"&$A54))","v":"★"},{"$f":"IF(INDIRECT($I$4&\"O\"&$A54)=\"\",\"★\",INDIRECT($I$4&\"O\"&$A54))","v":"★"},{"$f":"IF(INDIRECT($I$4&\"L\"&$A54)=\"\",\"★\",INDIRECT($I$4&\"L\"&$A54))","v":"★"}]
[66,null,null,null,null,null,null,null,null,null,null,null,null,null,null,null,null,null,null,null,null,null,null,null,null,null,null,null,null,null,null,null,44,{"$f":"IF(INDIRECT($C$4&\"C\"&$A55)=\"\",\"★\",INDIRECT($C$4&\"C\"&$A55))","v":"★"},{"$f":"IF(INDIRECT($C$4&\"D\"&$A55)=\"\",\"★\",INDIRECT($C$4&\"D\"&$A55))","v":"★"},{"$f":"IF(INDIRECT($C$4&\"E\"&$A55)=\"\",\"★\",INDIRECT($C$4&\"E\"&$A55))","v":0},{"$f":"IF(INDIRECT($C$4&\"F\"&$A55)=\"\",\"★\",INDIRECT($C$4&\"F\"&$A55))","v":"★"},{"$f":"IF(INDIRECT($C$4&\"G\"&$A55)=\"\",\"★\",INDIRECT($C$4&\"G\"&$A55))","v":"★"},{"$f":"IF(INDIRECT($C$4&\"H\"&$A55)=\"\",\"★\",INDIRECT($C$4&\"H\"&$A55))","v":"★"},{"$f":"IF(INDIRECT($C$4&\"I\"&$A55)=\"\",\"★\",INDIRECT($C$4&\"I\"&$A55))","v":"★"},{"$f":"IF(INDIRECT($C$4&\"J\"&$A55)=\"\",\"★\",INDIRECT($C$4&\"J\"&$A55))","v":"★"},{"$f":"IF(INDIRECT($C$4&\"K\"&$A55)=\"\",\"★\",INDIRECT($C$4&\"K\"&$A55))","v":"★"},{"$f":"IF(INDIRECT($C$4&\"AC\"&$A55)=\"\",\"★\",INDIRECT($C$4&\"AC\"&$A55))","v":"★"},{"$f":"IF(INDIRECT($C$4&\"AD\"&$A55)=\"\",\"★\",INDIRECT($C$4&\"AD\"&$A55))","v":"★"},{"$f":"IF(INDIRECT($C$4&\"L\"&$A55)=\"\",\"★\",INDIRECT($C$4&\"L\"&$A55))","v":"★"},44,{"$f":"IF(INDIRECT($D$4&\"C\"&$A55)=\"\",\"★\",INDIRECT($D$4&\"C\"&$A55))","v":"★"},{"$f":"IF(INDIRECT($D$4&\"D\"&$A55)=\"\",\"★\",INDIRECT($D$4&\"D\"&$A55))","v":"★"},{"$f":"IF(INDIRECT($D$4&\"E\"&$A55)=\"\",\"★\",INDIRECT($D$4&\"E\"&$A55))","v":0},{"$f":"IF(INDIRECT($D$4&\"F\"&$A55)=\"\",\"★\",INDIRECT($D$4&\"F\"&$A55))","v":"★"},{"$f":"IF(INDIRECT($D$4&\"G\"&$A55)=\"\",\"★\",INDIRECT($D$4&\"G\"&$A55))","v":"★"},{"$f":"IF(INDIRECT($D$4&\"H\"&$A55)=\"\",\"★\",INDIRECT($D$4&\"H\"&$A55))","v":"★"},{"$f":"IF(INDIRECT($D$4&\"I\"&$A55)=\"\",\"★\",INDIRECT($D$4&\"I\"&$A55))","v":"★"},{"$f":"IF(INDIRECT($D$4&\"J\"&$A55)=\"\",\"★\",INDIRECT($D$4&\"J\"&$A55))","v":"★"},{"$f":"IF(INDIRECT($D$4&\"K\"&$A55)=\"\",\"★\",INDIRECT($D$4&\"K\"&$A55))","v":"★"},{"$f":"IF(INDIRECT($D$4&\"AC\"&$A55)=\"\",\"★\",INDIRECT($D$4&\"AC\"&$A55))","v":"★"},{"$f":"IF(INDIRECT($D$4&\"AD\"&$A55)=\"\",\"★\",INDIRECT($D$4&\"AD\"&$A55))","v":"★"},{"$f":"IF(INDIRECT($D$4&\"L\"&$A55)=\"\",\"★\",INDIRECT($D$4&\"L\"&$A55))","v":"★"},44,{"$f":"IF(INDIRECT($E$4&\"C\"&$A55)=\"\",\"★\",INDIRECT($E$4&\"C\"&$A55))","v":"★"},{"$f":"IF(INDIRECT($E$4&\"D\"&$A55)=\"\",\"★\",INDIRECT($E$4&\"D\"&$A55))","v":"★"},{"$f":"IF(INDIRECT($E$4&\"E\"&$A55)=\"\",\"★\",INDIRECT($E$4&\"E\"&$A55))","v":0},{"$f":"IF(INDIRECT($E$4&\"F\"&$A55)=\"\",\"★\",INDIRECT($E$4&\"F\"&$A55))","v":"★"},{"$f":"IF(INDIRECT($E$4&\"G\"&$A55)=\"\",\"★\",INDIRECT($E$4&\"G\"&$A55))","v":"★"},{"$f":"IF(INDIRECT($E$4&\"H\"&$A55)=\"\",\"★\",INDIRECT($E$4&\"H\"&$A55))","v":"★"},{"$f":"IF(INDIRECT($E$4&\"I\"&$A55)=\"\",\"★\",INDIRECT($E$4&\"I\"&$A55))","v":"★"},{"$f":"IF(INDIRECT($E$4&\"J\"&$A55)=\"\",\"★\",INDIRECT($E$4&\"J\"&$A55))","v":"★"},{"$f":"IF(INDIRECT($E$4&\"K\"&$A55)=\"\",\"★\",INDIRECT($E$4&\"K\"&$A55))","v":"★"},{"$f":"IF(INDIRECT($E$4&\"AC\"&$A55)=\"\",\"★\",INDIRECT($E$4&\"AC\"&$A55))","v":"★"},{"$f":"IF(INDIRECT($E$4&\"AD\"&$A55)=\"\",\"★\",INDIRECT($E$4&\"AD\"&$A55))","v":"★"},{"$f":"IF(INDIRECT($E$4&\"L\"&$A55)=\"\",\"★\",INDIRECT($E$4&\"L\"&$A55))","v":"★"},null,null,null,null,null,null,null,null,null,null,null,null,null,null,44,{"$f":"IF(INDIRECT($G$4&\"C\"&$A55)=\"\",\"★\",INDIRECT($G$4&\"C\"&$A55))","v":"★"},{"$f":"IF(INDIRECT($G$4&\"D\"&$A55)=\"\",\"★\",INDIRECT($G$4&\"D\"&$A55))","v":"★"},{"$f":"IF(INDIRECT($G$4&\"E\"&$A55)=\"\",\"★\",INDIRECT($G$4&\"E\"&$A55))","v":"★"},{"$f":"IF(INDIRECT($G$4&\"F\"&$A55)=\"\",\"★\",INDIRECT($G$4&\"F\"&$A55))","v":"★"},{"$f":"IF(INDIRECT($G$4&\"G\"&$A55)=\"\",\"★\",INDIRECT($G$4&\"G\"&$A55))","v":"★"},{"$f":"IF(INDIRECT($G$4&\"H\"&$A55)=\"\",\"★\",INDIRECT($G$4&\"H\"&$A55))","v":"★"},{"$f":"IF(INDIRECT($G$4&\"I\"&$A55)=\"\",\"★\",INDIRECT($G$4&\"I\"&$A55))","v":"★"},{"$f":"IF(INDIRECT($G$4&\"J\"&$A55)=\"\",\"★\",INDIRECT($G$4&\"J\"&$A55))","v":"★"},{"$f":"IF(INDIRECT($G$4&\"K\"&$A55)=\"\",\"★\",INDIRECT($G$4&\"K\"&$A55))","v":"★"},{"$f":"IF(INDIRECT($G$4&\"N\"&$A55)=\"\",\"★\",INDIRECT($G$4&\"N\"&$A55))","v":"★"},{"$f":"IF(INDIRECT($G$4&\"O\"&$A55)=\"\",\"★\",INDIRECT($G$4&\"O\"&$A55))","v":"★"},{"$f":"IF(INDIRECT($G$4&\"L\"&$A55)=\"\",\"★\",INDIRECT($G$4&\"L\"&$A55))","v":"★"},44,{"$f":"IF(INDIRECT($H$4&\"C\"&$A55)=\"\",\"★\",INDIRECT($H$4&\"C\"&$A55))","v":"★"},{"$f":"IF(INDIRECT($H$4&\"D\"&$A55)=\"\",\"★\",INDIRECT($H$4&\"D\"&$A55))","v":"★"},{"$f":"IF(INDIRECT($H$4&\"E\"&$A55)=\"\",\"★\",INDIRECT($H$4&\"E\"&$A55))","v":"★"},{"$f":"IF(INDIRECT($H$4&\"F\"&$A55)=\"\",\"★\",INDIRECT($H$4&\"F\"&$A55))","v":"★"},{"$f":"IF(INDIRECT($H$4&\"G\"&$A55)=\"\",\"★\",INDIRECT($H$4&\"G\"&$A55))","v":"★"},{"$f":"IF(INDIRECT($H$4&\"H\"&$A55)=\"\",\"★\",INDIRECT($H$4&\"H\"&$A55))","v":"★"},{"$f":"IF(INDIRECT($H$4&\"I\"&$A55)=\"\",\"★\",INDIRECT($H$4&\"I\"&$A55))","v":"★"},{"$f":"IF(INDIRECT($H$4&\"J\"&$A55)=\"\",\"★\",INDIRECT($H$4&\"J\"&$A55))","v":"★"},{"$f":"IF(INDIRECT($H$4&\"K\"&$A55)=\"\",\"★\",INDIRECT($H$4&\"K\"&$A55))","v":"★"},{"$f":"IF(INDIRECT($H$4&\"N\"&$A55)=\"\",\"★\",INDIRECT($H$4&\"N\"&$A55))","v":"★"},{"$f":"IF(INDIRECT($H$4&\"O\"&$A55)=\"\",\"★\",INDIRECT($H$4&\"O\"&$A55))","v":"★"},{"$f":"IF(INDIRECT($H$4&\"L\"&$A55)=\"\",\"★\",INDIRECT($H$4&\"L\"&$A55))","v":"★"},44,{"$f":"IF(INDIRECT($I$4&\"C\"&$A55)=\"\",\"★\",INDIRECT($I$4&\"C\"&$A55))","v":"★"},{"$f":"IF(INDIRECT($I$4&\"D\"&$A55)=\"\",\"★\",INDIRECT($I$4&\"D\"&$A55))","v":"★"},{"$f":"IF(INDIRECT($I$4&\"E\"&$A55)=\"\",\"★\",INDIRECT($I$4&\"E\"&$A55))","v":"★"},{"$f":"IF(INDIRECT($I$4&\"F\"&$A55)=\"\",\"★\",INDIRECT($I$4&\"F\"&$A55))","v":"★"},{"$f":"IF(INDIRECT($I$4&\"G\"&$A55)=\"\",\"★\",INDIRECT($I$4&\"G\"&$A55))","v":"★"},{"$f":"IF(INDIRECT($I$4&\"H\"&$A55)=\"\",\"★\",INDIRECT($I$4&\"H\"&$A55))","v":"★"},{"$f":"IF(INDIRECT($I$4&\"I\"&$A55)=\"\",\"★\",INDIRECT($I$4&\"I\"&$A55))","v":"★"},{"$f":"IF(INDIRECT($I$4&\"J\"&$A55)=\"\",\"★\",INDIRECT($I$4&\"J\"&$A55))","v":"★"},{"$f":"IF(INDIRECT($I$4&\"K\"&$A55)=\"\",\"★\",INDIRECT($I$4&\"K\"&$A55))","v":"★"},{"$f":"IF(INDIRECT($I$4&\"N\"&$A55)=\"\",\"★\",INDIRECT($I$4&\"N\"&$A55))","v":"★"},{"$f":"IF(INDIRECT($I$4&\"O\"&$A55)=\"\",\"★\",INDIRECT($I$4&\"O\"&$A55))","v":"★"},{"$f":"IF(INDIRECT($I$4&\"L\"&$A55)=\"\",\"★\",INDIRECT($I$4&\"L\"&$A55))","v":"★"}]
[67,null,null,null,null,null,null,null,null,null,null,null,null,null,null,null,null,null,null,null,null,null,null,null,null,null,null,null,null,null,null,null,45,{"$f":"IF(INDIRECT($C$4&\"C\"&$A56)=\"\",\"★\",INDIRECT($C$4&\"C\"&$A56))","v":"★"},{"$f":"IF(INDIRECT($C$4&\"D\"&$A56)=\"\",\"★\",INDIRECT($C$4&\"D\"&$A56))","v":"★"},{"$f":"IF(INDIRECT($C$4&\"E\"&$A56)=\"\",\"★\",INDIRECT($C$4&\"E\"&$A56))","v":0},{"$f":"IF(INDIRECT($C$4&\"F\"&$A56)=\"\",\"★\",INDIRECT($C$4&\"F\"&$A56))","v":"★"},{"$f":"IF(INDIRECT($C$4&\"G\"&$A56)=\"\",\"★\",INDIRECT($C$4&\"G\"&$A56))","v":"★"},{"$f":"IF(INDIRECT($C$4&\"H\"&$A56)=\"\",\"★\",INDIRECT($C$4&\"H\"&$A56))","v":"★"},{"$f":"IF(INDIRECT($C$4&\"I\"&$A56)=\"\",\"★\",INDIRECT($C$4&\"I\"&$A56))","v":"★"},{"$f":"IF(INDIRECT($C$4&\"J\"&$A56)=\"\",\"★\",INDIRECT($C$4&\"J\"&$A56))","v":"★"},{"$f":"IF(INDIRECT($C$4&\"K\"&$A56)=\"\",\"★\",INDIRECT($C$4&\"K\"&$A56))","v":"★"},{"$f":"IF(INDIRECT($C$4&\"AC\"&$A56)=\"\",\"★\",INDIRECT($C$4&\"AC\"&$A56))","v":"★"},{"$f":"IF(INDIRECT($C$4&\"AD\"&$A56)=\"\",\"★\",INDIRECT($C$4&\"AD\"&$A56))","v":"★"},{"$f":"IF(INDIRECT($C$4&\"L\"&$A56)=\"\",\"★\",INDIRECT($C$4&\"L\"&$A56))","v":"★"},45,{"$f":"IF(INDIRECT($D$4&\"C\"&$A56)=\"\",\"★\",INDIRECT($D$4&\"C\"&$A56))","v":"★"},{"$f":"IF(INDIRECT($D$4&\"D\"&$A56)=\"\",\"★\",INDIRECT($D$4&\"D\"&$A56))","v":"★"},{"$f":"IF(INDIRECT($D$4&\"E\"&$A56)=\"\",\"★\",INDIRECT($D$4&\"E\"&$A56))","v":0},{"$f":"IF(INDIRECT($D$4&\"F\"&$A56)=\"\",\"★\",INDIRECT($D$4&\"F\"&$A56))","v":"★"},{"$f":"IF(INDIRECT($D$4&\"G\"&$A56)=\"\",\"★\",INDIRECT($D$4&\"G\"&$A56))","v":"★"},{"$f":"IF(INDIRECT($D$4&\"H\"&$A56)=\"\",\"★\",INDIRECT($D$4&\"H\"&$A56))","v":"★"},{"$f":"IF(INDIRECT($D$4&\"I\"&$A56)=\"\",\"★\",INDIRECT($D$4&\"I\"&$A56))","v":"★"},{"$f":"IF(INDIRECT($D$4&\"J\"&$A56)=\"\",\"★\",INDIRECT($D$4&\"J\"&$A56))","v":"★"},{"$f":"IF(INDIRECT($D$4&\"K\"&$A56)=\"\",\"★\",INDIRECT($D$4&\"K\"&$A56))","v":"★"},{"$f":"IF(INDIRECT($D$4&\"AC\"&$A56)=\"\",\"★\",INDIRECT($D$4&\"AC\"&$A56))","v":"★"},{"$f":"IF(INDIRECT($D$4&\"AD\"&$A56)=\"\",\"★\",INDIRECT($D$4&\"AD\"&$A56))","v":"★"},{"$f":"IF(INDIRECT($D$4&\"L\"&$A56)=\"\",\"★\",INDIRECT($D$4&\"L\"&$A56))","v":"★"},45,{"$f":"IF(INDIRECT($E$4&\"C\"&$A56)=\"\",\"★\",INDIRECT($E$4&\"C\"&$A56))","v":"★"},{"$f":"IF(INDIRECT($E$4&\"D\"&$A56)=\"\",\"★\",INDIRECT($E$4&\"D\"&$A56))","v":"★"},{"$f":"IF(INDIRECT($E$4&\"E\"&$A56)=\"\",\"★\",INDIRECT($E$4&\"E\"&$A56))","v":0},{"$f":"IF(INDIRECT($E$4&\"F\"&$A56)=\"\",\"★\",INDIRECT($E$4&\"F\"&$A56))","v":"★"},{"$f":"IF(INDIRECT($E$4&\"G\"&$A56)=\"\",\"★\",INDIRECT($E$4&\"G\"&$A56))","v":"★"},{"$f":"IF(INDIRECT($E$4&\"H\"&$A56)=\"\",\"★\",INDIRECT($E$4&\"H\"&$A56))","v":"★"},{"$f":"IF(INDIRECT($E$4&\"I\"&$A56)=\"\",\"★\",INDIRECT($E$4&\"I\"&$A56))","v":"★"},{"$f":"IF(INDIRECT($E$4&\"J\"&$A56)=\"\",\"★\",INDIRECT($E$4&\"J\"&$A56))","v":"★"},{"$f":"IF(INDIRECT($E$4&\"K\"&$A56)=\"\",\"★\",INDIRECT($E$4&\"K\"&$A56))","v":"★"},{"$f":"IF(INDIRECT($E$4&\"AC\"&$A56)=\"\",\"★\",INDIRECT($E$4&\"AC\"&$A56))","v":"★"},{"$f":"IF(INDIRECT($E$4&\"AD\"&$A56)=\"\",\"★\",INDIRECT($E$4&\"AD\"&$A56))","v":"★"},{"$f":"IF(INDIRECT($E$4&\"L\"&$A56)=\"\",\"★\",INDIRECT($E$4&\"L\"&$A56))","v":"★"},null,null,null,null,null,null,null,null,null,null,null,null,null,null,45,{"$f":"IF(INDIRECT($G$4&\"C\"&$A56)=\"\",\"★\",INDIRECT($G$4&\"C\"&$A56))","v":"★"},{"$f":"IF(INDIRECT($G$4&\"D\"&$A56)=\"\",\"★\",INDIRECT($G$4&\"D\"&$A56))","v":"★"},{"$f":"IF(INDIRECT($G$4&\"E\"&$A56)=\"\",\"★\",INDIRECT($G$4&\"E\"&$A56))","v":"★"},{"$f":"IF(INDIRECT($G$4&\"F\"&$A56)=\"\",\"★\",INDIRECT($G$4&\"F\"&$A56))","v":"★"},{"$f":"IF(INDIRECT($G$4&\"G\"&$A56)=\"\",\"★\",INDIRECT($G$4&\"G\"&$A56))","v":"★"},{"$f":"IF(INDIRECT($G$4&\"H\"&$A56)=\"\",\"★\",INDIRECT($G$4&\"H\"&$A56))","v":"★"},{"$f":"IF(INDIRECT($G$4&\"I\"&$A56)=\"\",\"★\",INDIRECT($G$4&\"I\"&$A56))","v":"★"},{"$f":"IF(INDIRECT($G$4&\"J\"&$A56)=\"\",\"★\",INDIRECT($G$4&\"J\"&$A56))","v":"★"},{"$f":"IF(INDIRECT($G$4&\"K\"&$A56)=\"\",\"★\",INDIRECT($G$4&\"K\"&$A56))","v":"★"},{"$f":"IF(INDIRECT($G$4&\"N\"&$A56)=\"\",\"★\",INDIRECT($G$4&\"N\"&$A56))","v":"★"},{"$f":"IF(INDIRECT($G$4&\"O\"&$A56)=\"\",\"★\",INDIRECT($G$4&\"O\"&$A56))","v":"★"},{"$f":"IF(INDIRECT($G$4&\"L\"&$A56)=\"\",\"★\",INDIRECT($G$4&\"L\"&$A56))","v":"★"},45,{"$f":"IF(INDIRECT($H$4&\"C\"&$A56)=\"\",\"★\",INDIRECT($H$4&\"C\"&$A56))","v":"★"},{"$f":"IF(INDIRECT($H$4&\"D\"&$A56)=\"\",\"★\",INDIRECT($H$4&\"D\"&$A56))","v":"★"},{"$f":"IF(INDIRECT($H$4&\"E\"&$A56)=\"\",\"★\",INDIRECT($H$4&\"E\"&$A56))","v":"★"},{"$f":"IF(INDIRECT($H$4&\"F\"&$A56)=\"\",\"★\",INDIRECT($H$4&\"F\"&$A56))","v":"★"},{"$f":"IF(INDIRECT($H$4&\"G\"&$A56)=\"\",\"★\",INDIRECT($H$4&\"G\"&$A56))","v":"★"},{"$f":"IF(INDIRECT($H$4&\"H\"&$A56)=\"\",\"★\",INDIRECT($H$4&\"H\"&$A56))","v":"★"},{"$f":"IF(INDIRECT($H$4&\"I\"&$A56)=\"\",\"★\",INDIRECT($H$4&\"I\"&$A56))","v":"★"},{"$f":"IF(INDIRECT($H$4&\"J\"&$A56)=\"\",\"★\",INDIRECT($H$4&\"J\"&$A56))","v":"★"},{"$f":"IF(INDIRECT($H$4&\"K\"&$A56)=\"\",\"★\",INDIRECT($H$4&\"K\"&$A56))","v":"★"},{"$f":"IF(INDIRECT($H$4&\"N\"&$A56)=\"\",\"★\",INDIRECT($H$4&\"N\"&$A56))","v":"★"},{"$f":"IF(INDIRECT($H$4&\"O\"&$A56)=\"\",\"★\",INDIRECT($H$4&\"O\"&$A56))","v":"★"},{"$f":"IF(INDIRECT($H$4&\"L\"&$A56)=\"\",\"★\",INDIRECT($H$4&\"L\"&$A56))","v":"★"},45,{"$f":"IF(INDIRECT($I$4&\"C\"&$A56)=\"\",\"★\",INDIRECT($I$4&\"C\"&$A56))","v":"★"},{"$f":"IF(INDIRECT($I$4&\"D\"&$A56)=\"\",\"★\",INDIRECT($I$4&\"D\"&$A56))","v":"★"},{"$f":"IF(INDIRECT($I$4&\"E\"&$A56)=\"\",\"★\",INDIRECT($I$4&\"E\"&$A56))","v":"★"},{"$f":"IF(INDIRECT($I$4&\"F\"&$A56)=\"\",\"★\",INDIRECT($I$4&\"F\"&$A56))","v":"★"},{"$f":"IF(INDIRECT($I$4&\"G\"&$A56)=\"\",\"★\",INDIRECT($I$4&\"G\"&$A56))","v":"★"},{"$f":"IF(INDIRECT($I$4&\"H\"&$A56)=\"\",\"★\",INDIRECT($I$4&\"H\"&$A56))","v":"★"},{"$f":"IF(INDIRECT($I$4&\"I\"&$A56)=\"\",\"★\",INDIRECT($I$4&\"I\"&$A56))","v":"★"},{"$f":"IF(INDIRECT($I$4&\"J\"&$A56)=\"\",\"★\",INDIRECT($I$4&\"J\"&$A56))","v":"★"},{"$f":"IF(INDIRECT($I$4&\"K\"&$A56)=\"\",\"★\",INDIRECT($I$4&\"K\"&$A56))","v":"★"},{"$f":"IF(INDIRECT($I$4&\"N\"&$A56)=\"\",\"★\",INDIRECT($I$4&\"N\"&$A56))","v":"★"},{"$f":"IF(INDIRECT($I$4&\"O\"&$A56)=\"\",\"★\",INDIRECT($I$4&\"O\"&$A56))","v":"★"},{"$f":"IF(INDIRECT($I$4&\"L\"&$A56)=\"\",\"★\",INDIRECT($I$4&\"L\"&$A56))","v":"★"}]
[68,null,null,null,null,null,null,null,null,null,null,null,null,null,null,null,null,null,null,null,null,null,null,null,null,null,null,null,null,null,null,null,46,{"$f":"IF(INDIRECT($C$4&\"C\"&$A57)=\"\",\"★\",INDIRECT($C$4&\"C\"&$A57))","v":"★"},{"$f":"IF(INDIRECT($C$4&\"D\"&$A57)=\"\",\"★\",INDIRECT($C$4&\"D\"&$A57))","v":"★"},{"$f":"IF(INDIRECT($C$4&\"E\"&$A57)=\"\",\"★\",INDIRECT($C$4&\"E\"&$A57))","v":0},{"$f":"IF(INDIRECT($C$4&\"F\"&$A57)=\"\",\"★\",INDIRECT($C$4&\"F\"&$A57))","v":"★"},{"$f":"IF(INDIRECT($C$4&\"G\"&$A57)=\"\",\"★\",INDIRECT($C$4&\"G\"&$A57))","v":"★"},{"$f":"IF(INDIRECT($C$4&\"H\"&$A57)=\"\",\"★\",INDIRECT($C$4&\"H\"&$A57))","v":"★"},{"$f":"IF(INDIRECT($C$4&\"I\"&$A57)=\"\",\"★\",INDIRECT($C$4&\"I\"&$A57))","v":"★"},{"$f":"IF(INDIRECT($C$4&\"J\"&$A57)=\"\",\"★\",INDIRECT($C$4&\"J\"&$A57))","v":"★"},{"$f":"IF(INDIRECT($C$4&\"K\"&$A57)=\"\",\"★\",INDIRECT($C$4&\"K\"&$A57))","v":"★"},{"$f":"IF(INDIRECT($C$4&\"AC\"&$A57)=\"\",\"★\",INDIRECT($C$4&\"AC\"&$A57))","v":"★"},{"$f":"IF(INDIRECT($C$4&\"AD\"&$A57)=\"\",\"★\",INDIRECT($C$4&\"AD\"&$A57))","v":"★"},{"$f":"IF(INDIRECT($C$4&\"L\"&$A57)=\"\",\"★\",INDIRECT($C$4&\"L\"&$A57))","v":"★"},46,{"$f":"IF(INDIRECT($D$4&\"C\"&$A57)=\"\",\"★\",INDIRECT($D$4&\"C\"&$A57))","v":"★"},{"$f":"IF(INDIRECT($D$4&\"D\"&$A57)=\"\",\"★\",INDIRECT($D$4&\"D\"&$A57))","v":"★"},{"$f":"IF(INDIRECT($D$4&\"E\"&$A57)=\"\",\"★\",INDIRECT($D$4&\"E\"&$A57))","v":0},{"$f":"IF(INDIRECT($D$4&\"F\"&$A57)=\"\",\"★\",INDIRECT($D$4&\"F\"&$A57))","v":"★"},{"$f":"IF(INDIRECT($D$4&\"G\"&$A57)=\"\",\"★\",INDIRECT($D$4&\"G\"&$A57))","v":"★"},{"$f":"IF(INDIRECT($D$4&\"H\"&$A57)=\"\",\"★\",INDIRECT($D$4&\"H\"&$A57))","v":"★"},{"$f":"IF(INDIRECT($D$4&\"I\"&$A57)=\"\",\"★\",INDIRECT($D$4&\"I\"&$A57))","v":"★"},{"$f":"IF(INDIRECT($D$4&\"J\"&$A57)=\"\",\"★\",INDIRECT($D$4&\"J\"&$A57))","v":"★"},{"$f":"IF(INDIRECT($D$4&\"K\"&$A57)=\"\",\"★\",INDIRECT($D$4&\"K\"&$A57))","v":"★"},{"$f":"IF(INDIRECT($D$4&\"AC\"&$A57)=\"\",\"★\",INDIRECT($D$4&\"AC\"&$A57))","v":"★"},{"$f":"IF(INDIRECT($D$4&\"AD\"&$A57)=\"\",\"★\",INDIRECT($D$4&\"AD\"&$A57))","v":"★"},{"$f":"IF(INDIRECT($D$4&\"L\"&$A57)=\"\",\"★\",INDIRECT($D$4&\"L\"&$A57))","v":"★"},46,{"$f":"IF(INDIRECT($E$4&\"C\"&$A57)=\"\",\"★\",INDIRECT($E$4&\"C\"&$A57))","v":"★"},{"$f":"IF(INDIRECT($E$4&\"D\"&$A57)=\"\",\"★\",INDIRECT($E$4&\"D\"&$A57))","v":"★"},{"$f":"IF(INDIRECT($E$4&\"E\"&$A57)=\"\",\"★\",INDIRECT($E$4&\"E\"&$A57))","v":0},{"$f":"IF(INDIRECT($E$4&\"F\"&$A57)=\"\",\"★\",INDIRECT($E$4&\"F\"&$A57))","v":"★"},{"$f":"IF(INDIRECT($E$4&\"G\"&$A57)=\"\",\"★\",INDIRECT($E$4&\"G\"&$A57))","v":"★"},{"$f":"IF(INDIRECT($E$4&\"H\"&$A57)=\"\",\"★\",INDIRECT($E$4&\"H\"&$A57))","v":"★"},{"$f":"IF(INDIRECT($E$4&\"I\"&$A57)=\"\",\"★\",INDIRECT($E$4&\"I\"&$A57))","v":"★"},{"$f":"IF(INDIRECT($E$4&\"J\"&$A57)=\"\",\"★\",INDIRECT($E$4&\"J\"&$A57))","v":"★"},{"$f":"IF(INDIRECT($E$4&\"K\"&$A57)=\"\",\"★\",INDIRECT($E$4&\"K\"&$A57))","v":"★"},{"$f":"IF(INDIRECT($E$4&\"AC\"&$A57)=\"\",\"★\",INDIRECT($E$4&\"AC\"&$A57))","v":"★"},{"$f":"IF(INDIRECT($E$4&\"AD\"&$A57)=\"\",\"★\",INDIRECT($E$4&\"AD\"&$A57))","v":"★"},{"$f":"IF(INDIRECT($E$4&\"L\"&$A57)=\"\",\"★\",INDIRECT($E$4&\"L\"&$A57))","v":"★"},null,null,null,null,null,null,null,null,null,null,null,null,null,null,46,{"$f":"IF(INDIRECT($G$4&\"C\"&$A57)=\"\",\"★\",INDIRECT($G$4&\"C\"&$A57))","v":"★"},{"$f":"IF(INDIRECT($G$4&\"D\"&$A57)=\"\",\"★\",INDIRECT($G$4&\"D\"&$A57))","v":"★"},{"$f":"IF(INDIRECT($G$4&\"E\"&$A57)=\"\",\"★\",INDIRECT($G$4&\"E\"&$A57))","v":"★"},{"$f":"IF(INDIRECT($G$4&\"F\"&$A57)=\"\",\"★\",INDIRECT($G$4&\"F\"&$A57))","v":"★"},{"$f":"IF(INDIRECT($G$4&\"G\"&$A57)=\"\",\"★\",INDIRECT($G$4&\"G\"&$A57))","v":"★"},{"$f":"IF(INDIRECT($G$4&\"H\"&$A57)=\"\",\"★\",INDIRECT($G$4&\"H\"&$A57))","v":"★"},{"$f":"IF(INDIRECT($G$4&\"I\"&$A57)=\"\",\"★\",INDIRECT($G$4&\"I\"&$A57))","v":"★"},{"$f":"IF(INDIRECT($G$4&\"J\"&$A57)=\"\",\"★\",INDIRECT($G$4&\"J\"&$A57))","v":"★"},{"$f":"IF(INDIRECT($G$4&\"K\"&$A57)=\"\",\"★\",INDIRECT($G$4&\"K\"&$A57))","v":"★"},{"$f":"IF(INDIRECT($G$4&\"N\"&$A57)=\"\",\"★\",INDIRECT($G$4&\"N\"&$A57))","v":"★"},{"$f":"IF(INDIRECT($G$4&\"O\"&$A57)=\"\",\"★\",INDIRECT($G$4&\"O\"&$A57))","v":"★"},{"$f":"IF(INDIRECT($G$4&\"L\"&$A57)=\"\",\"★\",INDIRECT($G$4&\"L\"&$A57))","v":"★"},46,{"$f":"IF(INDIRECT($H$4&\"C\"&$A57)=\"\",\"★\",INDIRECT($H$4&\"C\"&$A57))","v":"★"},{"$f":"IF(INDIRECT($H$4&\"D\"&$A57)=\"\",\"★\",INDIRECT($H$4&\"D\"&$A57))","v":"★"},{"$f":"IF(INDIRECT($H$4&\"E\"&$A57)=\"\",\"★\",INDIRECT($H$4&\"E\"&$A57))","v":"★"},{"$f":"IF(INDIRECT($H$4&\"F\"&$A57)=\"\",\"★\",INDIRECT($H$4&\"F\"&$A57))","v":"★"},{"$f":"IF(INDIRECT($H$4&\"G\"&$A57)=\"\",\"★\",INDIRECT($H$4&\"G\"&$A57))","v":"★"},{"$f":"IF(INDIRECT($H$4&\"H\"&$A57)=\"\",\"★\",INDIRECT($H$4&\"H\"&$A57))","v":"★"},{"$f":"IF(INDIRECT($H$4&\"I\"&$A57)=\"\",\"★\",INDIRECT($H$4&\"I\"&$A57))","v":"★"},{"$f":"IF(INDIRECT($H$4&\"J\"&$A57)=\"\",\"★\",INDIRECT($H$4&\"J\"&$A57))","v":"★"},{"$f":"IF(INDIRECT($H$4&\"K\"&$A57)=\"\",\"★\",INDIRECT($H$4&\"K\"&$A57))","v":"★"},{"$f":"IF(INDIRECT($H$4&\"N\"&$A57)=\"\",\"★\",INDIRECT($H$4&\"N\"&$A57))","v":"★"},{"$f":"IF(INDIRECT($H$4&\"O\"&$A57)=\"\",\"★\",INDIRECT($H$4&\"O\"&$A57))","v":"★"},{"$f":"IF(INDIRECT($H$4&\"L\"&$A57)=\"\",\"★\",INDIRECT($H$4&\"L\"&$A57))","v":"★"},46,{"$f":"IF(INDIRECT($I$4&\"C\"&$A57)=\"\",\"★\",INDIRECT($I$4&\"C\"&$A57))","v":"★"},{"$f":"IF(INDIRECT($I$4&\"D\"&$A57)=\"\",\"★\",INDIRECT($I$4&\"D\"&$A57))","v":"★"},{"$f":"IF(INDIRECT($I$4&\"E\"&$A57)=\"\",\"★\",INDIRECT($I$4&\"E\"&$A57))","v":"★"},{"$f":"IF(INDIRECT($I$4&\"F\"&$A57)=\"\",\"★\",INDIRECT($I$4&\"F\"&$A57))","v":"★"},{"$f":"IF(INDIRECT($I$4&\"G\"&$A57)=\"\",\"★\",INDIRECT($I$4&\"G\"&$A57))","v":"★"},{"$f":"IF(INDIRECT($I$4&\"H\"&$A57)=\"\",\"★\",INDIRECT($I$4&\"H\"&$A57))","v":"★"},{"$f":"IF(INDIRECT($I$4&\"I\"&$A57)=\"\",\"★\",INDIRECT($I$4&\"I\"&$A57))","v":"★"},{"$f":"IF(INDIRECT($I$4&\"J\"&$A57)=\"\",\"★\",INDIRECT($I$4&\"J\"&$A57))","v":"★"},{"$f":"IF(INDIRECT($I$4&\"K\"&$A57)=\"\",\"★\",INDIRECT($I$4&\"K\"&$A57))","v":"★"},{"$f":"IF(INDIRECT($I$4&\"N\"&$A57)=\"\",\"★\",INDIRECT($I$4&\"N\"&$A57))","v":"★"},{"$f":"IF(INDIRECT($I$4&\"O\"&$A57)=\"\",\"★\",INDIRECT($I$4&\"O\"&$A57))","v":"★"},{"$f":"IF(INDIRECT($I$4&\"L\"&$A57)=\"\",\"★\",INDIRECT($I$4&\"L\"&$A57))","v":"★"}]
[69,null,null,null,null,null,null,null,null,null,null,null,null,null,null,null,null,null,null,null,null,null,null,null,null,null,null,null,null,null,null,null,47,{"$f":"IF(INDIRECT($C$4&\"C\"&$A58)=\"\",\"★\",INDIRECT($C$4&\"C\"&$A58))","v":"★"},{"$f":"IF(INDIRECT($C$4&\"D\"&$A58)=\"\",\"★\",INDIRECT($C$4&\"D\"&$A58))","v":"★"},{"$f":"IF(INDIRECT($C$4&\"E\"&$A58)=\"\",\"★\",INDIRECT($C$4&\"E\"&$A58))","v":0},{"$f":"IF(INDIRECT($C$4&\"F\"&$A58)=\"\",\"★\",INDIRECT($C$4&\"F\"&$A58))","v":"★"},{"$f":"IF(INDIRECT($C$4&\"G\"&$A58)=\"\",\"★\",INDIRECT($C$4&\"G\"&$A58))","v":"★"},{"$f":"IF(INDIRECT($C$4&\"H\"&$A58)=\"\",\"★\",INDIRECT($C$4&\"H\"&$A58))","v":"★"},{"$f":"IF(INDIRECT($C$4&\"I\"&$A58)=\"\",\"★\",INDIRECT($C$4&\"I\"&$A58))","v":"★"},{"$f":"IF(INDIRECT($C$4&\"J\"&$A58)=\"\",\"★\",INDIRECT($C$4&\"J\"&$A58))","v":"★"},{"$f":"IF(INDIRECT($C$4&\"K\"&$A58)=\"\",\"★\",INDIRECT($C$4&\"K\"&$A58))","v":"★"},{"$f":"IF(INDIRECT($C$4&\"AC\"&$A58)=\"\",\"★\",INDIRECT($C$4&\"AC\"&$A58))","v":"★"},{"$f":"IF(INDIRECT($C$4&\"AD\"&$A58)=\"\",\"★\",INDIRECT($C$4&\"AD\"&$A58))","v":"★"},{"$f":"IF(INDIRECT($C$4&\"L\"&$A58)=\"\",\"★\",INDIRECT($C$4&\"L\"&$A58))","v":"★"},47,{"$f":"IF(INDIRECT($D$4&\"C\"&$A58)=\"\",\"★\",INDIRECT($D$4&\"C\"&$A58))","v":"★"},{"$f":"IF(INDIRECT($D$4&\"D\"&$A58)=\"\",\"★\",INDIRECT($D$4&\"D\"&$A58))","v":"★"},{"$f":"IF(INDIRECT($D$4&\"E\"&$A58)=\"\",\"★\",INDIRECT($D$4&\"E\"&$A58))","v":0},{"$f":"IF(INDIRECT($D$4&\"F\"&$A58)=\"\",\"★\",INDIRECT($D$4&\"F\"&$A58))","v":"★"},{"$f":"IF(INDIRECT($D$4&\"G\"&$A58)=\"\",\"★\",INDIRECT($D$4&\"G\"&$A58))","v":"★"},{"$f":"IF(INDIRECT($D$4&\"H\"&$A58)=\"\",\"★\",INDIRECT($D$4&\"H\"&$A58))","v":"★"},{"$f":"IF(INDIRECT($D$4&\"I\"&$A58)=\"\",\"★\",INDIRECT($D$4&\"I\"&$A58))","v":"★"},{"$f":"IF(INDIRECT($D$4&\"J\"&$A58)=\"\",\"★\",INDIRECT($D$4&\"J\"&$A58))","v":"★"},{"$f":"IF(INDIRECT($D$4&\"K\"&$A58)=\"\",\"★\",INDIRECT($D$4&\"K\"&$A58))","v":"★"},{"$f":"IF(INDIRECT($D$4&\"AC\"&$A58)=\"\",\"★\",INDIRECT($D$4&\"AC\"&$A58))","v":"★"},{"$f":"IF(INDIRECT($D$4&\"AD\"&$A58)=\"\",\"★\",INDIRECT($D$4&\"AD\"&$A58))","v":"★"},{"$f":"IF(INDIRECT($D$4&\"L\"&$A58)=\"\",\"★\",INDIRECT($D$4&\"L\"&$A58))","v":"★"},47,{"$f":"IF(INDIRECT($E$4&\"C\"&$A58)=\"\",\"★\",INDIRECT($E$4&\"C\"&$A58))","v":"★"},{"$f":"IF(INDIRECT($E$4&\"D\"&$A58)=\"\",\"★\",INDIRECT($E$4&\"D\"&$A58))","v":"★"},{"$f":"IF(INDIRECT($E$4&\"E\"&$A58)=\"\",\"★\",INDIRECT($E$4&\"E\"&$A58))","v":0},{"$f":"IF(INDIRECT($E$4&\"F\"&$A58)=\"\",\"★\",INDIRECT($E$4&\"F\"&$A58))","v":"★"},{"$f":"IF(INDIRECT($E$4&\"G\"&$A58)=\"\",\"★\",INDIRECT($E$4&\"G\"&$A58))","v":"★"},{"$f":"IF(INDIRECT($E$4&\"H\"&$A58)=\"\",\"★\",INDIRECT($E$4&\"H\"&$A58))","v":"★"},{"$f":"IF(INDIRECT($E$4&\"I\"&$A58)=\"\",\"★\",INDIRECT($E$4&\"I\"&$A58))","v":"★"},{"$f":"IF(INDIRECT($E$4&\"J\"&$A58)=\"\",\"★\",INDIRECT($E$4&\"J\"&$A58))","v":"★"},{"$f":"IF(INDIRECT($E$4&\"K\"&$A58)=\"\",\"★\",INDIRECT($E$4&\"K\"&$A58))","v":"★"},{"$f":"IF(INDIRECT($E$4&\"AC\"&$A58)=\"\",\"★\",INDIRECT($E$4&\"AC\"&$A58))","v":"★"},{"$f":"IF(INDIRECT($E$4&\"AD\"&$A58)=\"\",\"★\",INDIRECT($E$4&\"AD\"&$A58))","v":"★"},{"$f":"IF(INDIRECT($E$4&\"L\"&$A58)=\"\",\"★\",INDIRECT($E$4&\"L\"&$A58))","v":"★"},null,null,null,null,null,null,null,null,null,null,null,null,null,null,47,{"$f":"IF(INDIRECT($G$4&\"C\"&$A58)=\"\",\"★\",INDIRECT($G$4&\"C\"&$A58))","v":"★"},{"$f":"IF(INDIRECT($G$4&\"D\"&$A58)=\"\",\"★\",INDIRECT($G$4&\"D\"&$A58))","v":"★"},{"$f":"IF(INDIRECT($G$4&\"E\"&$A58)=\"\",\"★\",INDIRECT($G$4&\"E\"&$A58))","v":"★"},{"$f":"IF(INDIRECT($G$4&\"F\"&$A58)=\"\",\"★\",INDIRECT($G$4&\"F\"&$A58))","v":"★"},{"$f":"IF(INDIRECT($G$4&\"G\"&$A58)=\"\",\"★\",INDIRECT($G$4&\"G\"&$A58))","v":"★"},{"$f":"IF(INDIRECT($G$4&\"H\"&$A58)=\"\",\"★\",INDIRECT($G$4&\"H\"&$A58))","v":"★"},{"$f":"IF(INDIRECT($G$4&\"I\"&$A58)=\"\",\"★\",INDIRECT($G$4&\"I\"&$A58))","v":"★"},{"$f":"IF(INDIRECT($G$4&\"J\"&$A58)=\"\",\"★\",INDIRECT($G$4&\"J\"&$A58))","v":"★"},{"$f":"IF(INDIRECT($G$4&\"K\"&$A58)=\"\",\"★\",INDIRECT($G$4&\"K\"&$A58))","v":"★"},{"$f":"IF(INDIRECT($G$4&\"N\"&$A58)=\"\",\"★\",INDIRECT($G$4&\"N\"&$A58))","v":"★"},{"$f":"IF(INDIRECT($G$4&\"O\"&$A58)=\"\",\"★\",INDIRECT($G$4&\"O\"&$A58))","v":"★"},{"$f":"IF(INDIRECT($G$4&\"L\"&$A58)=\"\",\"★\",INDIRECT($G$4&\"L\"&$A58))","v":"★"},47,{"$f":"IF(INDIRECT($H$4&\"C\"&$A58)=\"\",\"★\",INDIRECT($H$4&\"C\"&$A58))","v":"★"},{"$f":"IF(INDIRECT($H$4&\"D\"&$A58)=\"\",\"★\",INDIRECT($H$4&\"D\"&$A58))","v":"★"},{"$f":"IF(INDIRECT($H$4&\"E\"&$A58)=\"\",\"★\",INDIRECT($H$4&\"E\"&$A58))","v":"★"},{"$f":"IF(INDIRECT($H$4&\"F\"&$A58)=\"\",\"★\",INDIRECT($H$4&\"F\"&$A58))","v":"★"},{"$f":"IF(INDIRECT($H$4&\"G\"&$A58)=\"\",\"★\",INDIRECT($H$4&\"G\"&$A58))","v":"★"},{"$f":"IF(INDIRECT($H$4&\"H\"&$A58)=\"\",\"★\",INDIRECT($H$4&\"H\"&$A58))","v":"★"},{"$f":"IF(INDIRECT($H$4&\"I\"&$A58)=\"\",\"★\",INDIRECT($H$4&\"I\"&$A58))","v":"★"},{"$f":"IF(INDIRECT($H$4&\"J\"&$A58)=\"\",\"★\",INDIRECT($H$4&\"J\"&$A58))","v":"★"},{"$f":"IF(INDIRECT($H$4&\"K\"&$A58)=\"\",\"★\",INDIRECT($H$4&\"K\"&$A58))","v":"★"},{"$f":"IF(INDIRECT($H$4&\"N\"&$A58)=\"\",\"★\",INDIRECT($H$4&\"N\"&$A58))","v":"★"},{"$f":"IF(INDIRECT($H$4&\"O\"&$A58)=\"\",\"★\",INDIRECT($H$4&\"O\"&$A58))","v":"★"},{"$f":"IF(INDIRECT($H$4&\"L\"&$A58)=\"\",\"★\",INDIRECT($H$4&\"L\"&$A58))","v":"★"},47,{"$f":"IF(INDIRECT($I$4&\"C\"&$A58)=\"\",\"★\",INDIRECT($I$4&\"C\"&$A58))","v":"★"},{"$f":"IF(INDIRECT($I$4&\"D\"&$A58)=\"\",\"★\",INDIRECT($I$4&\"D\"&$A58))","v":"★"},{"$f":"IF(INDIRECT($I$4&\"E\"&$A58)=\"\",\"★\",INDIRECT($I$4&\"E\"&$A58))","v":"★"},{"$f":"IF(INDIRECT($I$4&\"F\"&$A58)=\"\",\"★\",INDIRECT($I$4&\"F\"&$A58))","v":"★"},{"$f":"IF(INDIRECT($I$4&\"G\"&$A58)=\"\",\"★\",INDIRECT($I$4&\"G\"&$A58))","v":"★"},{"$f":"IF(INDIRECT($I$4&\"H\"&$A58)=\"\",\"★\",INDIRECT($I$4&\"H\"&$A58))","v":"★"},{"$f":"IF(INDIRECT($I$4&\"I\"&$A58)=\"\",\"★\",INDIRECT($I$4&\"I\"&$A58))","v":"★"},{"$f":"IF(INDIRECT($I$4&\"J\"&$A58)=\"\",\"★\",INDIRECT($I$4&\"J\"&$A58))","v":"★"},{"$f":"IF(INDIRECT($I$4&\"K\"&$A58)=\"\",\"★\",INDIRECT($I$4&\"K\"&$A58))","v":"★"},{"$f":"IF(INDIRECT($I$4&\"N\"&$A58)=\"\",\"★\",INDIRECT($I$4&\"N\"&$A58))","v":"★"},{"$f":"IF(INDIRECT($I$4&\"O\"&$A58)=\"\",\"★\",INDIRECT($I$4&\"O\"&$A58))","v":"★"},{"$f":"IF(INDIRECT($I$4&\"L\"&$A58)=\"\",\"★\",INDIRECT($I$4&\"L\"&$A58))","v":"★"}]
[70,null,null,null,null,null,null,null,null,null,null,null,null,null,null,null,null,null,null,null,null,null,null,null,null,null,null,null,null,null,null,null,48,{"$f":"IF(INDIRECT($C$4&\"C\"&$A59)=\"\",\"★\",INDIRECT($C$4&\"C\"&$A59))","v":"★"},{"$f":"IF(INDIRECT($C$4&\"D\"&$A59)=\"\",\"★\",INDIRECT($C$4&\"D\"&$A59))","v":"★"},{"$f":"IF(INDIRECT($C$4&\"E\"&$A59)=\"\",\"★\",INDIRECT($C$4&\"E\"&$A59))","v":0},{"$f":"IF(INDIRECT($C$4&\"F\"&$A59)=\"\",\"★\",INDIRECT($C$4&\"F\"&$A59))","v":"★"},{"$f":"IF(INDIRECT($C$4&\"G\"&$A59)=\"\",\"★\",INDIRECT($C$4&\"G\"&$A59))","v":"★"},{"$f":"IF(INDIRECT($C$4&\"H\"&$A59)=\"\",\"★\",INDIRECT($C$4&\"H\"&$A59))","v":"★"},{"$f":"IF(INDIRECT($C$4&\"I\"&$A59)=\"\",\"★\",INDIRECT($C$4&\"I\"&$A59))","v":"★"},{"$f":"IF(INDIRECT($C$4&\"J\"&$A59)=\"\",\"★\",INDIRECT($C$4&\"J\"&$A59))","v":"★"},{"$f":"IF(INDIRECT($C$4&\"K\"&$A59)=\"\",\"★\",INDIRECT($C$4&\"K\"&$A59))","v":"★"},{"$f":"IF(INDIRECT($C$4&\"AC\"&$A59)=\"\",\"★\",INDIRECT($C$4&\"AC\"&$A59))","v":"★"},{"$f":"IF(INDIRECT($C$4&\"AD\"&$A59)=\"\",\"★\",INDIRECT($C$4&\"AD\"&$A59))","v":"★"},{"$f":"IF(INDIRECT($C$4&\"L\"&$A59)=\"\",\"★\",INDIRECT($C$4&\"L\"&$A59))","v":"★"},48,{"$f":"IF(INDIRECT($D$4&\"C\"&$A59)=\"\",\"★\",INDIRECT($D$4&\"C\"&$A59))","v":"★"},{"$f":"IF(INDIRECT($D$4&\"D\"&$A59)=\"\",\"★\",INDIRECT($D$4&\"D\"&$A59))","v":"★"},{"$f":"IF(INDIRECT($D$4&\"E\"&$A59)=\"\",\"★\",INDIRECT($D$4&\"E\"&$A59))","v":0},{"$f":"IF(INDIRECT($D$4&\"F\"&$A59)=\"\",\"★\",INDIRECT($D$4&\"F\"&$A59))","v":"★"},{"$f":"IF(INDIRECT($D$4&\"G\"&$A59)=\"\",\"★\",INDIRECT($D$4&\"G\"&$A59))","v":"★"},{"$f":"IF(INDIRECT($D$4&\"H\"&$A59)=\"\",\"★\",INDIRECT($D$4&\"H\"&$A59))","v":"★"},{"$f":"IF(INDIRECT($D$4&\"I\"&$A59)=\"\",\"★\",INDIRECT($D$4&\"I\"&$A59))","v":"★"},{"$f":"IF(INDIRECT($D$4&\"J\"&$A59)=\"\",\"★\",INDIRECT($D$4&\"J\"&$A59))","v":"★"},{"$f":"IF(INDIRECT($D$4&\"K\"&$A59)=\"\",\"★\",INDIRECT($D$4&\"K\"&$A59))","v":"★"},{"$f":"IF(INDIRECT($D$4&\"AC\"&$A59)=\"\",\"★\",INDIRECT($D$4&\"AC\"&$A59))","v":"★"},{"$f":"IF(INDIRECT($D$4&\"AD\"&$A59)=\"\",\"★\",INDIRECT($D$4&\"AD\"&$A59))","v":"★"},{"$f":"IF(INDIRECT($D$4&\"L\"&$A59)=\"\",\"★\",INDIRECT($D$4&\"L\"&$A59))","v":"★"},48,{"$f":"IF(INDIRECT($E$4&\"C\"&$A59)=\"\",\"★\",INDIRECT($E$4&\"C\"&$A59))","v":"★"},{"$f":"IF(INDIRECT($E$4&\"D\"&$A59)=\"\",\"★\",INDIRECT($E$4&\"D\"&$A59))","v":"★"},{"$f":"IF(INDIRECT($E$4&\"E\"&$A59)=\"\",\"★\",INDIRECT($E$4&\"E\"&$A59))","v":0},{"$f":"IF(INDIRECT($E$4&\"F\"&$A59)=\"\",\"★\",INDIRECT($E$4&\"F\"&$A59))","v":"★"},{"$f":"IF(INDIRECT($E$4&\"G\"&$A59)=\"\",\"★\",INDIRECT($E$4&\"G\"&$A59))","v":"★"},{"$f":"IF(INDIRECT($E$4&\"H\"&$A59)=\"\",\"★\",INDIRECT($E$4&\"H\"&$A59))","v":"★"},{"$f":"IF(INDIRECT($E$4&\"I\"&$A59)=\"\",\"★\",INDIRECT($E$4&\"I\"&$A59))","v":"★"},{"$f":"IF(INDIRECT($E$4&\"J\"&$A59)=\"\",\"★\",INDIRECT($E$4&\"J\"&$A59))","v":"★"},{"$f":"IF(INDIRECT($E$4&\"K\"&$A59)=\"\",\"★\",INDIRECT($E$4&\"K\"&$A59))","v":"★"},{"$f":"IF(INDIRECT($E$4&\"AC\"&$A59)=\"\",\"★\",INDIRECT($E$4&\"AC\"&$A59))","v":"★"},{"$f":"IF(INDIRECT($E$4&\"AD\"&$A59)=\"\",\"★\",INDIRECT($E$4&\"AD\"&$A59))","v":"★"},{"$f":"IF(INDIRECT($E$4&\"L\"&$A59)=\"\",\"★\",INDIRECT($E$4&\"L\"&$A59))","v":"★"},null,null,null,null,null,null,null,null,null,null,null,null,null,null,48,{"$f":"IF(INDIRECT($G$4&\"C\"&$A59)=\"\",\"★\",INDIRECT($G$4&\"C\"&$A59))","v":"★"},{"$f":"IF(INDIRECT($G$4&\"D\"&$A59)=\"\",\"★\",INDIRECT($G$4&\"D\"&$A59))","v":"★"},{"$f":"IF(INDIRECT($G$4&\"E\"&$A59)=\"\",\"★\",INDIRECT($G$4&\"E\"&$A59))","v":"★"},{"$f":"IF(INDIRECT($G$4&\"F\"&$A59)=\"\",\"★\",INDIRECT($G$4&\"F\"&$A59))","v":"★"},{"$f":"IF(INDIRECT($G$4&\"G\"&$A59)=\"\",\"★\",INDIRECT($G$4&\"G\"&$A59))","v":"★"},{"$f":"IF(INDIRECT($G$4&\"H\"&$A59)=\"\",\"★\",INDIRECT($G$4&\"H\"&$A59))","v":"★"},{"$f":"IF(INDIRECT($G$4&\"I\"&$A59)=\"\",\"★\",INDIRECT($G$4&\"I\"&$A59))","v":"★"},{"$f":"IF(INDIRECT($G$4&\"J\"&$A59)=\"\",\"★\",INDIRECT($G$4&\"J\"&$A59))","v":"★"},{"$f":"IF(INDIRECT($G$4&\"K\"&$A59)=\"\",\"★\",INDIRECT($G$4&\"K\"&$A59))","v":"★"},{"$f":"IF(INDIRECT($G$4&\"N\"&$A59)=\"\",\"★\",INDIRECT($G$4&\"N\"&$A59))","v":"★"},{"$f":"IF(INDIRECT($G$4&\"O\"&$A59)=\"\",\"★\",INDIRECT($G$4&\"O\"&$A59))","v":"★"},{"$f":"IF(INDIRECT($G$4&\"L\"&$A59)=\"\",\"★\",INDIRECT($G$4&\"L\"&$A59))","v":"★"},48,{"$f":"IF(INDIRECT($H$4&\"C\"&$A59)=\"\",\"★\",INDIRECT($H$4&\"C\"&$A59))","v":"★"},{"$f":"IF(INDIRECT($H$4&\"D\"&$A59)=\"\",\"★\",INDIRECT($H$4&\"D\"&$A59))","v":"★"},{"$f":"IF(INDIRECT($H$4&\"E\"&$A59)=\"\",\"★\",INDIRECT($H$4&\"E\"&$A59))","v":"★"},{"$f":"IF(INDIRECT($H$4&\"F\"&$A59)=\"\",\"★\",INDIRECT($H$4&\"F\"&$A59))","v":"★"},{"$f":"IF(INDIRECT($H$4&\"G\"&$A59)=\"\",\"★\",INDIRECT($H$4&\"G\"&$A59))","v":"★"},{"$f":"IF(INDIRECT($H$4&\"H\"&$A59)=\"\",\"★\",INDIRECT($H$4&\"H\"&$A59))","v":"★"},{"$f":"IF(INDIRECT($H$4&\"I\"&$A59)=\"\",\"★\",INDIRECT($H$4&\"I\"&$A59))","v":"★"},{"$f":"IF(INDIRECT($H$4&\"J\"&$A59)=\"\",\"★\",INDIRECT($H$4&\"J\"&$A59))","v":"★"},{"$f":"IF(INDIRECT($H$4&\"K\"&$A59)=\"\",\"★\",INDIRECT($H$4&\"K\"&$A59))","v":"★"},{"$f":"IF(INDIRECT($H$4&\"N\"&$A59)=\"\",\"★\",INDIRECT($H$4&\"N\"&$A59))","v":"★"},{"$f":"IF(INDIRECT($H$4&\"O\"&$A59)=\"\",\"★\",INDIRECT($H$4&\"O\"&$A59))","v":"★"},{"$f":"IF(INDIRECT($H$4&\"L\"&$A59)=\"\",\"★\",INDIRECT($H$4&\"L\"&$A59))","v":"★"},48,{"$f":"IF(INDIRECT($I$4&\"C\"&$A59)=\"\",\"★\",INDIRECT($I$4&\"C\"&$A59))","v":"★"},{"$f":"IF(INDIRECT($I$4&\"D\"&$A59)=\"\",\"★\",INDIRECT($I$4&\"D\"&$A59))","v":"★"},{"$f":"IF(INDIRECT($I$4&\"E\"&$A59)=\"\",\"★\",INDIRECT($I$4&\"E\"&$A59))","v":"★"},{"$f":"IF(INDIRECT($I$4&\"F\"&$A59)=\"\",\"★\",INDIRECT($I$4&\"F\"&$A59))","v":"★"},{"$f":"IF(INDIRECT($I$4&\"G\"&$A59)=\"\",\"★\",INDIRECT($I$4&\"G\"&$A59))","v":"★"},{"$f":"IF(INDIRECT($I$4&\"H\"&$A59)=\"\",\"★\",INDIRECT($I$4&\"H\"&$A59))","v":"★"},{"$f":"IF(INDIRECT($I$4&\"I\"&$A59)=\"\",\"★\",INDIRECT($I$4&\"I\"&$A59))","v":"★"},{"$f":"IF(INDIRECT($I$4&\"J\"&$A59)=\"\",\"★\",INDIRECT($I$4&\"J\"&$A59))","v":"★"},{"$f":"IF(INDIRECT($I$4&\"K\"&$A59)=\"\",\"★\",INDIRECT($I$4&\"K\"&$A59))","v":"★"},{"$f":"IF(INDIRECT($I$4&\"N\"&$A59)=\"\",\"★\",INDIRECT($I$4&\"N\"&$A59))","v":"★"},{"$f":"IF(INDIRECT($I$4&\"O\"&$A59)=\"\",\"★\",INDIRECT($I$4&\"O\"&$A59))","v":"★"},{"$f":"IF(INDIRECT($I$4&\"L\"&$A59)=\"\",\"★\",INDIRECT($I$4&\"L\"&$A59))","v":"★"}]
[71,null,null,null,null,null,null,null,null,null,null,null,null,null,null,null,null,null,null,null,null,null,null,null,null,null,null,null,null,null,null,null,49,{"$f":"IF(INDIRECT($C$4&\"C\"&$A60)=\"\",\"★\",INDIRECT($C$4&\"C\"&$A60))","v":"★"},{"$f":"IF(INDIRECT($C$4&\"D\"&$A60)=\"\",\"★\",INDIRECT($C$4&\"D\"&$A60))","v":"★"},{"$f":"IF(INDIRECT($C$4&\"E\"&$A60)=\"\",\"★\",INDIRECT($C$4&\"E\"&$A60))","v":0},{"$f":"IF(INDIRECT($C$4&\"F\"&$A60)=\"\",\"★\",INDIRECT($C$4&\"F\"&$A60))","v":"★"},{"$f":"IF(INDIRECT($C$4&\"G\"&$A60)=\"\",\"★\",INDIRECT($C$4&\"G\"&$A60))","v":"★"},{"$f":"IF(INDIRECT($C$4&\"H\"&$A60)=\"\",\"★\",INDIRECT($C$4&\"H\"&$A60))","v":"★"},{"$f":"IF(INDIRECT($C$4&\"I\"&$A60)=\"\",\"★\",INDIRECT($C$4&\"I\"&$A60))","v":"★"},{"$f":"IF(INDIRECT($C$4&\"J\"&$A60)=\"\",\"★\",INDIRECT($C$4&\"J\"&$A60))","v":"★"},{"$f":"IF(INDIRECT($C$4&\"K\"&$A60)=\"\",\"★\",INDIRECT($C$4&\"K\"&$A60))","v":"★"},{"$f":"IF(INDIRECT($C$4&\"AC\"&$A60)=\"\",\"★\",INDIRECT($C$4&\"AC\"&$A60))","v":"★"},{"$f":"IF(INDIRECT($C$4&\"AD\"&$A60)=\"\",\"★\",INDIRECT($C$4&\"AD\"&$A60))","v":"★"},{"$f":"IF(INDIRECT($C$4&\"L\"&$A60)=\"\",\"★\",INDIRECT($C$4&\"L\"&$A60))","v":"★"},49,{"$f":"IF(INDIRECT($D$4&\"C\"&$A60)=\"\",\"★\",INDIRECT($D$4&\"C\"&$A60))","v":"★"},{"$f":"IF(INDIRECT($D$4&\"D\"&$A60)=\"\",\"★\",INDIRECT($D$4&\"D\"&$A60))","v":"★"},{"$f":"IF(INDIRECT($D$4&\"E\"&$A60)=\"\",\"★\",INDIRECT($D$4&\"E\"&$A60))","v":0},{"$f":"IF(INDIRECT($D$4&\"F\"&$A60)=\"\",\"★\",INDIRECT($D$4&\"F\"&$A60))","v":"★"},{"$f":"IF(INDIRECT($D$4&\"G\"&$A60)=\"\",\"★\",INDIRECT($D$4&\"G\"&$A60))","v":"★"},{"$f":"IF(INDIRECT($D$4&\"H\"&$A60)=\"\",\"★\",INDIRECT($D$4&\"H\"&$A60))","v":"★"},{"$f":"IF(INDIRECT($D$4&\"I\"&$A60)=\"\",\"★\",INDIRECT($D$4&\"I\"&$A60))","v":"★"},{"$f":"IF(INDIRECT($D$4&\"J\"&$A60)=\"\",\"★\",INDIRECT($D$4&\"J\"&$A60))","v":"★"},{"$f":"IF(INDIRECT($D$4&\"K\"&$A60)=\"\",\"★\",INDIRECT($D$4&\"K\"&$A60))","v":"★"},{"$f":"IF(INDIRECT($D$4&\"AC\"&$A60)=\"\",\"★\",INDIRECT($D$4&\"AC\"&$A60))","v":"★"},{"$f":"IF(INDIRECT($D$4&\"AD\"&$A60)=\"\",\"★\",INDIRECT($D$4&\"AD\"&$A60))","v":"★"},{"$f":"IF(INDIRECT($D$4&\"L\"&$A60)=\"\",\"★\",INDIRECT($D$4&\"L\"&$A60))","v":"★"},49,{"$f":"IF(INDIRECT($E$4&\"C\"&$A60)=\"\",\"★\",INDIRECT($E$4&\"C\"&$A60))","v":"★"},{"$f":"IF(INDIRECT($E$4&\"D\"&$A60)=\"\",\"★\",INDIRECT($E$4&\"D\"&$A60))","v":"★"},{"$f":"IF(INDIRECT($E$4&\"E\"&$A60)=\"\",\"★\",INDIRECT($E$4&\"E\"&$A60))","v":0},{"$f":"IF(INDIRECT($E$4&\"F\"&$A60)=\"\",\"★\",INDIRECT($E$4&\"F\"&$A60))","v":"★"},{"$f":"IF(INDIRECT($E$4&\"G\"&$A60)=\"\",\"★\",INDIRECT($E$4&\"G\"&$A60))","v":"★"},{"$f":"IF(INDIRECT($E$4&\"H\"&$A60)=\"\",\"★\",INDIRECT($E$4&\"H\"&$A60))","v":"★"},{"$f":"IF(INDIRECT($E$4&\"I\"&$A60)=\"\",\"★\",INDIRECT($E$4&\"I\"&$A60))","v":"★"},{"$f":"IF(INDIRECT($E$4&\"J\"&$A60)=\"\",\"★\",INDIRECT($E$4&\"J\"&$A60))","v":"★"},{"$f":"IF(INDIRECT($E$4&\"K\"&$A60)=\"\",\"★\",INDIRECT($E$4&\"K\"&$A60))","v":"★"},{"$f":"IF(INDIRECT($E$4&\"AC\"&$A60)=\"\",\"★\",INDIRECT($E$4&\"AC\"&$A60))","v":"★"},{"$f":"IF(INDIRECT($E$4&\"AD\"&$A60)=\"\",\"★\",INDIRECT($E$4&\"AD\"&$A60))","v":"★"},{"$f":"IF(INDIRECT($E$4&\"L\"&$A60)=\"\",\"★\",INDIRECT($E$4&\"L\"&$A60))","v":"★"},null,null,null,null,null,null,null,null,null,null,null,null,null,null,49,{"$f":"IF(INDIRECT($G$4&\"C\"&$A60)=\"\",\"★\",INDIRECT($G$4&\"C\"&$A60))","v":"★"},{"$f":"IF(INDIRECT($G$4&\"D\"&$A60)=\"\",\"★\",INDIRECT($G$4&\"D\"&$A60))","v":"★"},{"$f":"IF(INDIRECT($G$4&\"E\"&$A60)=\"\",\"★\",INDIRECT($G$4&\"E\"&$A60))","v":"★"},{"$f":"IF(INDIRECT($G$4&\"F\"&$A60)=\"\",\"★\",INDIRECT($G$4&\"F\"&$A60))","v":"★"},{"$f":"IF(INDIRECT($G$4&\"G\"&$A60)=\"\",\"★\",INDIRECT($G$4&\"G\"&$A60))","v":"★"},{"$f":"IF(INDIRECT($G$4&\"H\"&$A60)=\"\",\"★\",INDIRECT($G$4&\"H\"&$A60))","v":"★"},{"$f":"IF(INDIRECT($G$4&\"I\"&$A60)=\"\",\"★\",INDIRECT($G$4&\"I\"&$A60))","v":"★"},{"$f":"IF(INDIRECT($G$4&\"J\"&$A60)=\"\",\"★\",INDIRECT($G$4&\"J\"&$A60))","v":"★"},{"$f":"IF(INDIRECT($G$4&\"K\"&$A60)=\"\",\"★\",INDIRECT($G$4&\"K\"&$A60))","v":"★"},{"$f":"IF(INDIRECT($G$4&\"N\"&$A60)=\"\",\"★\",INDIRECT($G$4&\"N\"&$A60))","v":"★"},{"$f":"IF(INDIRECT($G$4&\"O\"&$A60)=\"\",\"★\",INDIRECT($G$4&\"O\"&$A60))","v":"★"},{"$f":"IF(INDIRECT($G$4&\"L\"&$A60)=\"\",\"★\",INDIRECT($G$4&\"L\"&$A60))","v":"★"},49,{"$f":"IF(INDIRECT($H$4&\"C\"&$A60)=\"\",\"★\",INDIRECT($H$4&\"C\"&$A60))","v":"★"},{"$f":"IF(INDIRECT($H$4&\"D\"&$A60)=\"\",\"★\",INDIRECT($H$4&\"D\"&$A60))","v":"★"},{"$f":"IF(INDIRECT($H$4&\"E\"&$A60)=\"\",\"★\",INDIRECT($H$4&\"E\"&$A60))","v":"★"},{"$f":"IF(INDIRECT($H$4&\"F\"&$A60)=\"\",\"★\",INDIRECT($H$4&\"F\"&$A60))","v":"★"},{"$f":"IF(INDIRECT($H$4&\"G\"&$A60)=\"\",\"★\",INDIRECT($H$4&\"G\"&$A60))","v":"★"},{"$f":"IF(INDIRECT($H$4&\"H\"&$A60)=\"\",\"★\",INDIRECT($H$4&\"H\"&$A60))","v":"★"},{"$f":"IF(INDIRECT($H$4&\"I\"&$A60)=\"\",\"★\",INDIRECT($H$4&\"I\"&$A60))","v":"★"},{"$f":"IF(INDIRECT($H$4&\"J\"&$A60)=\"\",\"★\",INDIRECT($H$4&\"J\"&$A60))","v":"★"},{"$f":"IF(INDIRECT($H$4&\"K\"&$A60)=\"\",\"★\",INDIRECT($H$4&\"K\"&$A60))","v":"★"},{"$f":"IF(INDIRECT($H$4&\"N\"&$A60)=\"\",\"★\",INDIRECT($H$4&\"N\"&$A60))","v":"★"},{"$f":"IF(INDIRECT($H$4&\"O\"&$A60)=\"\",\"★\",INDIRECT($H$4&\"O\"&$A60))","v":"★"},{"$f":"IF(INDIRECT($H$4&\"L\"&$A60)=\"\",\"★\",INDIRECT($H$4&\"L\"&$A60))","v":"★"},49,{"$f":"IF(INDIRECT($I$4&\"C\"&$A60)=\"\",\"★\",INDIRECT($I$4&\"C\"&$A60))","v":"★"},{"$f":"IF(INDIRECT($I$4&\"D\"&$A60)=\"\",\"★\",INDIRECT($I$4&\"D\"&$A60))","v":"★"},{"$f":"IF(INDIRECT($I$4&\"E\"&$A60)=\"\",\"★\",INDIRECT($I$4&\"E\"&$A60))","v":"★"},{"$f":"IF(INDIRECT($I$4&\"F\"&$A60)=\"\",\"★\",INDIRECT($I$4&\"F\"&$A60))","v":"★"},{"$f":"IF(INDIRECT($I$4&\"G\"&$A60)=\"\",\"★\",INDIRECT($I$4&\"G\"&$A60))","v":"★"},{"$f":"IF(INDIRECT($I$4&\"H\"&$A60)=\"\",\"★\",INDIRECT($I$4&\"H\"&$A60))","v":"★"},{"$f":"IF(INDIRECT($I$4&\"I\"&$A60)=\"\",\"★\",INDIRECT($I$4&\"I\"&$A60))","v":"★"},{"$f":"IF(INDIRECT($I$4&\"J\"&$A60)=\"\",\"★\",INDIRECT($I$4&\"J\"&$A60))","v":"★"},{"$f":"IF(INDIRECT($I$4&\"K\"&$A60)=\"\",\"★\",INDIRECT($I$4&\"K\"&$A60))","v":"★"},{"$f":"IF(INDIRECT($I$4&\"N\"&$A60)=\"\",\"★\",INDIRECT($I$4&\"N\"&$A60))","v":"★"},{"$f":"IF(INDIRECT($I$4&\"O\"&$A60)=\"\",\"★\",INDIRECT($I$4&\"O\"&$A60))","v":"★"},{"$f":"IF(INDIRECT($I$4&\"L\"&$A60)=\"\",\"★\",INDIRECT($I$4&\"L\"&$A60))","v":"★"}]
[72,null,null,null,null,null,null,null,null,null,null,null,null,null,null,null,null,null,null,null,null,null,null,null,null,null,null,null,null,null,null,null,50,{"$f":"IF(INDIRECT($C$4&\"C\"&$A61)=\"\",\"★\",INDIRECT($C$4&\"C\"&$A61))","v":"★"},{"$f":"IF(INDIRECT($C$4&\"D\"&$A61)=\"\",\"★\",INDIRECT($C$4&\"D\"&$A61))","v":"★"},{"$f":"IF(INDIRECT($C$4&\"E\"&$A61)=\"\",\"★\",INDIRECT($C$4&\"E\"&$A61))","v":0},{"$f":"IF(INDIRECT($C$4&\"F\"&$A61)=\"\",\"★\",INDIRECT($C$4&\"F\"&$A61))","v":"★"},{"$f":"IF(INDIRECT($C$4&\"G\"&$A61)=\"\",\"★\",INDIRECT($C$4&\"G\"&$A61))","v":"★"},{"$f":"IF(INDIRECT($C$4&\"H\"&$A61)=\"\",\"★\",INDIRECT($C$4&\"H\"&$A61))","v":"★"},{"$f":"IF(INDIRECT($C$4&\"I\"&$A61)=\"\",\"★\",INDIRECT($C$4&\"I\"&$A61))","v":"★"},{"$f":"IF(INDIRECT($C$4&\"J\"&$A61)=\"\",\"★\",INDIRECT($C$4&\"J\"&$A61))","v":"★"},{"$f":"IF(INDIRECT($C$4&\"K\"&$A61)=\"\",\"★\",INDIRECT($C$4&\"K\"&$A61))","v":"★"},{"$f":"IF(INDIRECT($C$4&\"AC\"&$A61)=\"\",\"★\",INDIRECT($C$4&\"AC\"&$A61))","v":"★"},{"$f":"IF(INDIRECT($C$4&\"AD\"&$A61)=\"\",\"★\",INDIRECT($C$4&\"AD\"&$A61))","v":"★"},{"$f":"IF(INDIRECT($C$4&\"L\"&$A61)=\"\",\"★\",INDIRECT($C$4&\"L\"&$A61))","v":"★"},50,{"$f":"IF(INDIRECT($D$4&\"C\"&$A61)=\"\",\"★\",INDIRECT($D$4&\"C\"&$A61))","v":"★"},{"$f":"IF(INDIRECT($D$4&\"D\"&$A61)=\"\",\"★\",INDIRECT($D$4&\"D\"&$A61))","v":"★"},{"$f":"IF(INDIRECT($D$4&\"E\"&$A61)=\"\",\"★\",INDIRECT($D$4&\"E\"&$A61))","v":0},{"$f":"IF(INDIRECT($D$4&\"F\"&$A61)=\"\",\"★\",INDIRECT($D$4&\"F\"&$A61))","v":"★"},{"$f":"IF(INDIRECT($D$4&\"G\"&$A61)=\"\",\"★\",INDIRECT($D$4&\"G\"&$A61))","v":"★"},{"$f":"IF(INDIRECT($D$4&\"H\"&$A61)=\"\",\"★\",INDIRECT($D$4&\"H\"&$A61))","v":"★"},{"$f":"IF(INDIRECT($D$4&\"I\"&$A61)=\"\",\"★\",INDIRECT($D$4&\"I\"&$A61))","v":"★"},{"$f":"IF(INDIRECT($D$4&\"J\"&$A61)=\"\",\"★\",INDIRECT($D$4&\"J\"&$A61))","v":"★"},{"$f":"IF(INDIRECT($D$4&\"K\"&$A61)=\"\",\"★\",INDIRECT($D$4&\"K\"&$A61))","v":"★"},{"$f":"IF(INDIRECT($D$4&\"AC\"&$A61)=\"\",\"★\",INDIRECT($D$4&\"AC\"&$A61))","v":"★"},{"$f":"IF(INDIRECT($D$4&\"AD\"&$A61)=\"\",\"★\",INDIRECT($D$4&\"AD\"&$A61))","v":"★"},{"$f":"IF(INDIRECT($D$4&\"L\"&$A61)=\"\",\"★\",INDIRECT($D$4&\"L\"&$A61))","v":"★"},50,{"$f":"IF(INDIRECT($E$4&\"C\"&$A61)=\"\",\"★\",INDIRECT($E$4&\"C\"&$A61))","v":"★"},{"$f":"IF(INDIRECT($E$4&\"D\"&$A61)=\"\",\"★\",INDIRECT($E$4&\"D\"&$A61))","v":"★"},{"$f":"IF(INDIRECT($E$4&\"E\"&$A61)=\"\",\"★\",INDIRECT($E$4&\"E\"&$A61))","v":0},{"$f":"IF(INDIRECT($E$4&\"F\"&$A61)=\"\",\"★\",INDIRECT($E$4&\"F\"&$A61))","v":"★"},{"$f":"IF(INDIRECT($E$4&\"G\"&$A61)=\"\",\"★\",INDIRECT($E$4&\"G\"&$A61))","v":"★"},{"$f":"IF(INDIRECT($E$4&\"H\"&$A61)=\"\",\"★\",INDIRECT($E$4&\"H\"&$A61))","v":"★"},{"$f":"IF(INDIRECT($E$4&\"I\"&$A61)=\"\",\"★\",INDIRECT($E$4&\"I\"&$A61))","v":"★"},{"$f":"IF(INDIRECT($E$4&\"J\"&$A61)=\"\",\"★\",INDIRECT($E$4&\"J\"&$A61))","v":"★"},{"$f":"IF(INDIRECT($E$4&\"K\"&$A61)=\"\",\"★\",INDIRECT($E$4&\"K\"&$A61))","v":"★"},{"$f":"IF(INDIRECT($E$4&\"AC\"&$A61)=\"\",\"★\",INDIRECT($E$4&\"AC\"&$A61))","v":"★"},{"$f":"IF(INDIRECT($E$4&\"AD\"&$A61)=\"\",\"★\",INDIRECT($E$4&\"AD\"&$A61))","v":"★"},{"$f":"IF(INDIRECT($E$4&\"L\"&$A61)=\"\",\"★\",INDIRECT($E$4&\"L\"&$A61))","v":"★"},null,null,null,null,null,null,null,null,null,null,null,null,null,null,50,{"$f":"IF(INDIRECT($G$4&\"C\"&$A61)=\"\",\"★\",INDIRECT($G$4&\"C\"&$A61))","v":"★"},{"$f":"IF(INDIRECT($G$4&\"D\"&$A61)=\"\",\"★\",INDIRECT($G$4&\"D\"&$A61))","v":"★"},{"$f":"IF(INDIRECT($G$4&\"E\"&$A61)=\"\",\"★\",INDIRECT($G$4&\"E\"&$A61))","v":"★"},{"$f":"IF(INDIRECT($G$4&\"F\"&$A61)=\"\",\"★\",INDIRECT($G$4&\"F\"&$A61))","v":"★"},{"$f":"IF(INDIRECT($G$4&\"G\"&$A61)=\"\",\"★\",INDIRECT($G$4&\"G\"&$A61))","v":"★"},{"$f":"IF(INDIRECT($G$4&\"H\"&$A61)=\"\",\"★\",INDIRECT($G$4&\"H\"&$A61))","v":"★"},{"$f":"IF(INDIRECT($G$4&\"I\"&$A61)=\"\",\"★\",INDIRECT($G$4&\"I\"&$A61))","v":"★"},{"$f":"IF(INDIRECT($G$4&\"J\"&$A61)=\"\",\"★\",INDIRECT($G$4&\"J\"&$A61))","v":"★"},{"$f":"IF(INDIRECT($G$4&\"K\"&$A61)=\"\",\"★\",INDIRECT($G$4&\"K\"&$A61))","v":"★"},{"$f":"IF(INDIRECT($G$4&\"N\"&$A61)=\"\",\"★\",INDIRECT($G$4&\"N\"&$A61))","v":"★"},{"$f":"IF(INDIRECT($G$4&\"O\"&$A61)=\"\",\"★\",INDIRECT($G$4&\"O\"&$A61))","v":"★"},{"$f":"IF(INDIRECT($G$4&\"L\"&$A61)=\"\",\"★\",INDIRECT($G$4&\"L\"&$A61))","v":"★"},50,{"$f":"IF(INDIRECT($H$4&\"C\"&$A61)=\"\",\"★\",INDIRECT($H$4&\"C\"&$A61))","v":"★"},{"$f":"IF(INDIRECT($H$4&\"D\"&$A61)=\"\",\"★\",INDIRECT($H$4&\"D\"&$A61))","v":"★"},{"$f":"IF(INDIRECT($H$4&\"E\"&$A61)=\"\",\"★\",INDIRECT($H$4&\"E\"&$A61))","v":"★"},{"$f":"IF(INDIRECT($H$4&\"F\"&$A61)=\"\",\"★\",INDIRECT($H$4&\"F\"&$A61))","v":"★"},{"$f":"IF(INDIRECT($H$4&\"G\"&$A61)=\"\",\"★\",INDIRECT($H$4&\"G\"&$A61))","v":"★"},{"$f":"IF(INDIRECT($H$4&\"H\"&$A61)=\"\",\"★\",INDIRECT($H$4&\"H\"&$A61))","v":"★"},{"$f":"IF(INDIRECT($H$4&\"I\"&$A61)=\"\",\"★\",INDIRECT($H$4&\"I\"&$A61))","v":"★"},{"$f":"IF(INDIRECT($H$4&\"J\"&$A61)=\"\",\"★\",INDIRECT($H$4&\"J\"&$A61))","v":"★"},{"$f":"IF(INDIRECT($H$4&\"K\"&$A61)=\"\",\"★\",INDIRECT($H$4&\"K\"&$A61))","v":"★"},{"$f":"IF(INDIRECT($H$4&\"N\"&$A61)=\"\",\"★\",INDIRECT($H$4&\"N\"&$A61))","v":"★"},{"$f":"IF(INDIRECT($H$4&\"O\"&$A61)=\"\",\"★\",INDIRECT($H$4&\"O\"&$A61))","v":"★"},{"$f":"IF(INDIRECT($H$4&\"L\"&$A61)=\"\",\"★\",INDIRECT($H$4&\"L\"&$A61))","v":"★"},50,{"$f":"IF(INDIRECT($I$4&\"C\"&$A61)=\"\",\"★\",INDIRECT($I$4&\"C\"&$A61))","v":"★"},{"$f":"IF(INDIRECT($I$4&\"D\"&$A61)=\"\",\"★\",INDIRECT($I$4&\"D\"&$A61))","v":"★"},{"$f":"IF(INDIRECT($I$4&\"E\"&$A61)=\"\",\"★\",INDIRECT($I$4&\"E\"&$A61))","v":"★"},{"$f":"IF(INDIRECT($I$4&\"F\"&$A61)=\"\",\"★\",INDIRECT($I$4&\"F\"&$A61))","v":"★"},{"$f":"IF(INDIRECT($I$4&\"G\"&$A61)=\"\",\"★\",INDIRECT($I$4&\"G\"&$A61))","v":"★"},{"$f":"IF(INDIRECT($I$4&\"H\"&$A61)=\"\",\"★\",INDIRECT($I$4&\"H\"&$A61))","v":"★"},{"$f":"IF(INDIRECT($I$4&\"I\"&$A61)=\"\",\"★\",INDIRECT($I$4&\"I\"&$A61))","v":"★"},{"$f":"IF(INDIRECT($I$4&\"J\"&$A61)=\"\",\"★\",INDIRECT($I$4&\"J\"&$A61))","v":"★"},{"$f":"IF(INDIRECT($I$4&\"K\"&$A61)=\"\",\"★\",INDIRECT($I$4&\"K\"&$A61))","v":"★"},{"$f":"IF(INDIRECT($I$4&\"N\"&$A61)=\"\",\"★\",INDIRECT($I$4&\"N\"&$A61))","v":"★"},{"$f":"IF(INDIRECT($I$4&\"O\"&$A61)=\"\",\"★\",INDIRECT($I$4&\"O\"&$A61))","v":"★"},{"$f":"IF(INDIRECT($I$4&\"L\"&$A61)=\"\",\"★\",INDIRECT($I$4&\"L\"&$A61))","v":"★"}]
[73,null,null,null,null,null,null,null,null,null,null,null,null,null,null,null,null,null,null,null,null,null,null,null,null,null,null,null,null,null,null,null,51,{"$f":"IF(INDIRECT($C$4&\"C\"&$A62)=\"\",\"★\",INDIRECT($C$4&\"C\"&$A62))","v":"★"},{"$f":"IF(INDIRECT($C$4&\"D\"&$A62)=\"\",\"★\",INDIRECT($C$4&\"D\"&$A62))","v":"★"},{"$f":"IF(INDIRECT($C$4&\"E\"&$A62)=\"\",\"★\",INDIRECT($C$4&\"E\"&$A62))","v":0},{"$f":"IF(INDIRECT($C$4&\"F\"&$A62)=\"\",\"★\",INDIRECT($C$4&\"F\"&$A62))","v":"★"},{"$f":"IF(INDIRECT($C$4&\"G\"&$A62)=\"\",\"★\",INDIRECT($C$4&\"G\"&$A62))","v":"★"},{"$f":"IF(INDIRECT($C$4&\"H\"&$A62)=\"\",\"★\",INDIRECT($C$4&\"H\"&$A62))","v":"★"},{"$f":"IF(INDIRECT($C$4&\"I\"&$A62)=\"\",\"★\",INDIRECT($C$4&\"I\"&$A62))","v":"★"},{"$f":"IF(INDIRECT($C$4&\"J\"&$A62)=\"\",\"★\",INDIRECT($C$4&\"J\"&$A62))","v":"★"},{"$f":"IF(INDIRECT($C$4&\"K\"&$A62)=\"\",\"★\",INDIRECT($C$4&\"K\"&$A62))","v":"★"},{"$f":"IF(INDIRECT($C$4&\"AC\"&$A62)=\"\",\"★\",INDIRECT($C$4&\"AC\"&$A62))","v":"★"},{"$f":"IF(INDIRECT($C$4&\"AD\"&$A62)=\"\",\"★\",INDIRECT($C$4&\"AD\"&$A62))","v":"★"},{"$f":"IF(INDIRECT($C$4&\"L\"&$A62)=\"\",\"★\",INDIRECT($C$4&\"L\"&$A62))","v":"★"},51,{"$f":"IF(INDIRECT($D$4&\"C\"&$A62)=\"\",\"★\",INDIRECT($D$4&\"C\"&$A62))","v":"★"},{"$f":"IF(INDIRECT($D$4&\"D\"&$A62)=\"\",\"★\",INDIRECT($D$4&\"D\"&$A62))","v":"★"},{"$f":"IF(INDIRECT($D$4&\"E\"&$A62)=\"\",\"★\",INDIRECT($D$4&\"E\"&$A62))","v":0},{"$f":"IF(INDIRECT($D$4&\"F\"&$A62)=\"\",\"★\",INDIRECT($D$4&\"F\"&$A62))","v":"★"},{"$f":"IF(INDIRECT($D$4&\"G\"&$A62)=\"\",\"★\",INDIRECT($D$4&\"G\"&$A62))","v":"★"},{"$f":"IF(INDIRECT($D$4&\"H\"&$A62)=\"\",\"★\",INDIRECT($D$4&\"H\"&$A62))","v":"★"},{"$f":"IF(INDIRECT($D$4&\"I\"&$A62)=\"\",\"★\",INDIRECT($D$4&\"I\"&$A62))","v":"★"},{"$f":"IF(INDIRECT($D$4&\"J\"&$A62)=\"\",\"★\",INDIRECT($D$4&\"J\"&$A62))","v":"★"},{"$f":"IF(INDIRECT($D$4&\"K\"&$A62)=\"\",\"★\",INDIRECT($D$4&\"K\"&$A62))","v":"★"},{"$f":"IF(INDIRECT($D$4&\"AC\"&$A62)=\"\",\"★\",INDIRECT($D$4&\"AC\"&$A62))","v":"★"},{"$f":"IF(INDIRECT($D$4&\"AD\"&$A62)=\"\",\"★\",INDIRECT($D$4&\"AD\"&$A62))","v":"★"},{"$f":"IF(INDIRECT($D$4&\"L\"&$A62)=\"\",\"★\",INDIRECT($D$4&\"L\"&$A62))","v":"★"},51,{"$f":"IF(INDIRECT($E$4&\"C\"&$A62)=\"\",\"★\",INDIRECT($E$4&\"C\"&$A62))","v":"★"},{"$f":"IF(INDIRECT($E$4&\"D\"&$A62)=\"\",\"★\",INDIRECT($E$4&\"D\"&$A62))","v":"★"},{"$f":"IF(INDIRECT($E$4&\"E\"&$A62)=\"\",\"★\",INDIRECT($E$4&\"E\"&$A62))","v":0},{"$f":"IF(INDIRECT($E$4&\"F\"&$A62)=\"\",\"★\",INDIRECT($E$4&\"F\"&$A62))","v":"★"},{"$f":"IF(INDIRECT($E$4&\"G\"&$A62)=\"\",\"★\",INDIRECT($E$4&\"G\"&$A62))","v":"★"},{"$f":"IF(INDIRECT($E$4&\"H\"&$A62)=\"\",\"★\",INDIRECT($E$4&\"H\"&$A62))","v":"★"},{"$f":"IF(INDIRECT($E$4&\"I\"&$A62)=\"\",\"★\",INDIRECT($E$4&\"I\"&$A62))","v":"★"},{"$f":"IF(INDIRECT($E$4&\"J\"&$A62)=\"\",\"★\",INDIRECT($E$4&\"J\"&$A62))","v":"★"},{"$f":"IF(INDIRECT($E$4&\"K\"&$A62)=\"\",\"★\",INDIRECT($E$4&\"K\"&$A62))","v":"★"},{"$f":"IF(INDIRECT($E$4&\"AC\"&$A62)=\"\",\"★\",INDIRECT($E$4&\"AC\"&$A62))","v":"★"},{"$f":"IF(INDIRECT($E$4&\"AD\"&$A62)=\"\",\"★\",INDIRECT($E$4&\"AD\"&$A62))","v":"★"},{"$f":"IF(INDIRECT($E$4&\"L\"&$A62)=\"\",\"★\",INDIRECT($E$4&\"L\"&$A62))","v":"★"},null,null,null,null,null,null,null,null,null,null,null,null,null,null,51,{"$f":"IF(INDIRECT($G$4&\"C\"&$A62)=\"\",\"★\",INDIRECT($G$4&\"C\"&$A62))","v":"★"},{"$f":"IF(INDIRECT($G$4&\"D\"&$A62)=\"\",\"★\",INDIRECT($G$4&\"D\"&$A62))","v":"★"},{"$f":"IF(INDIRECT($G$4&\"E\"&$A62)=\"\",\"★\",INDIRECT($G$4&\"E\"&$A62))","v":"★"},{"$f":"IF(INDIRECT($G$4&\"F\"&$A62)=\"\",\"★\",INDIRECT($G$4&\"F\"&$A62))","v":"★"},{"$f":"IF(INDIRECT($G$4&\"G\"&$A62)=\"\",\"★\",INDIRECT($G$4&\"G\"&$A62))","v":"★"},{"$f":"IF(INDIRECT($G$4&\"H\"&$A62)=\"\",\"★\",INDIRECT($G$4&\"H\"&$A62))","v":"★"},{"$f":"IF(INDIRECT($G$4&\"I\"&$A62)=\"\",\"★\",INDIRECT($G$4&\"I\"&$A62))","v":"★"},{"$f":"IF(INDIRECT($G$4&\"J\"&$A62)=\"\",\"★\",INDIRECT($G$4&\"J\"&$A62))","v":"★"},{"$f":"IF(INDIRECT($G$4&\"K\"&$A62)=\"\",\"★\",INDIRECT($G$4&\"K\"&$A62))","v":"★"},{"$f":"IF(INDIRECT($G$4&\"N\"&$A62)=\"\",\"★\",INDIRECT($G$4&\"N\"&$A62))","v":"★"},{"$f":"IF(INDIRECT($G$4&\"O\"&$A62)=\"\",\"★\",INDIRECT($G$4&\"O\"&$A62))","v":"★"},{"$f":"IF(INDIRECT($G$4&\"L\"&$A62)=\"\",\"★\",INDIRECT($G$4&\"L\"&$A62))","v":"★"},51,{"$f":"IF(INDIRECT($H$4&\"C\"&$A62)=\"\",\"★\",INDIRECT($H$4&\"C\"&$A62))","v":"★"},{"$f":"IF(INDIRECT($H$4&\"D\"&$A62)=\"\",\"★\",INDIRECT($H$4&\"D\"&$A62))","v":"★"},{"$f":"IF(INDIRECT($H$4&\"E\"&$A62)=\"\",\"★\",INDIRECT($H$4&\"E\"&$A62))","v":"★"},{"$f":"IF(INDIRECT($H$4&\"F\"&$A62)=\"\",\"★\",INDIRECT($H$4&\"F\"&$A62))","v":"★"},{"$f":"IF(INDIRECT($H$4&\"G\"&$A62)=\"\",\"★\",INDIRECT($H$4&\"G\"&$A62))","v":"★"},{"$f":"IF(INDIRECT($H$4&\"H\"&$A62)=\"\",\"★\",INDIRECT($H$4&\"H\"&$A62))","v":"★"},{"$f":"IF(INDIRECT($H$4&\"I\"&$A62)=\"\",\"★\",INDIRECT($H$4&\"I\"&$A62))","v":"★"},{"$f":"IF(INDIRECT($H$4&\"J\"&$A62)=\"\",\"★\",INDIRECT($H$4&\"J\"&$A62))","v":"★"},{"$f":"IF(INDIRECT($H$4&\"K\"&$A62)=\"\",\"★\",INDIRECT($H$4&\"K\"&$A62))","v":"★"},{"$f":"IF(INDIRECT($H$4&\"N\"&$A62)=\"\",\"★\",INDIRECT($H$4&\"N\"&$A62))","v":"★"},{"$f":"IF(INDIRECT($H$4&\"O\"&$A62)=\"\",\"★\",INDIRECT($H$4&\"O\"&$A62))","v":"★"},{"$f":"IF(INDIRECT($H$4&\"L\"&$A62)=\"\",\"★\",INDIRECT($H$4&\"L\"&$A62))","v":"★"},51,{"$f":"IF(INDIRECT($I$4&\"C\"&$A62)=\"\",\"★\",INDIRECT($I$4&\"C\"&$A62))","v":"★"},{"$f":"IF(INDIRECT($I$4&\"D\"&$A62)=\"\",\"★\",INDIRECT($I$4&\"D\"&$A62))","v":"★"},{"$f":"IF(INDIRECT($I$4&\"E\"&$A62)=\"\",\"★\",INDIRECT($I$4&\"E\"&$A62))","v":"★"},{"$f":"IF(INDIRECT($I$4&\"F\"&$A62)=\"\",\"★\",INDIRECT($I$4&\"F\"&$A62))","v":"★"},{"$f":"IF(INDIRECT($I$4&\"G\"&$A62)=\"\",\"★\",INDIRECT($I$4&\"G\"&$A62))","v":"★"},{"$f":"IF(INDIRECT($I$4&\"H\"&$A62)=\"\",\"★\",INDIRECT($I$4&\"H\"&$A62))","v":"★"},{"$f":"IF(INDIRECT($I$4&\"I\"&$A62)=\"\",\"★\",INDIRECT($I$4&\"I\"&$A62))","v":"★"},{"$f":"IF(INDIRECT($I$4&\"J\"&$A62)=\"\",\"★\",INDIRECT($I$4&\"J\"&$A62))","v":"★"},{"$f":"IF(INDIRECT($I$4&\"K\"&$A62)=\"\",\"★\",INDIRECT($I$4&\"K\"&$A62))","v":"★"},{"$f":"IF(INDIRECT($I$4&\"N\"&$A62)=\"\",\"★\",INDIRECT($I$4&\"N\"&$A62))","v":"★"},{"$f":"IF(INDIRECT($I$4&\"O\"&$A62)=\"\",\"★\",INDIRECT($I$4&\"O\"&$A62))","v":"★"},{"$f":"IF(INDIRECT($I$4&\"L\"&$A62)=\"\",\"★\",INDIRECT($I$4&\"L\"&$A62))","v":"★"}]
[74,null,null,null,null,null,null,null,null,null,null,null,null,null,null,null,null,null,null,null,null,null,null,null,null,null,null,null,null,null,null,null,52,{"$f":"IF(INDIRECT($C$4&\"C\"&$A63)=\"\",\"★\",INDIRECT($C$4&\"C\"&$A63))","v":"★"},{"$f":"IF(INDIRECT($C$4&\"D\"&$A63)=\"\",\"★\",INDIRECT($C$4&\"D\"&$A63))","v":"★"},{"$f":"IF(INDIRECT($C$4&\"E\"&$A63)=\"\",\"★\",INDIRECT($C$4&\"E\"&$A63))","v":0},{"$f":"IF(INDIRECT($C$4&\"F\"&$A63)=\"\",\"★\",INDIRECT($C$4&\"F\"&$A63))","v":"★"},{"$f":"IF(INDIRECT($C$4&\"G\"&$A63)=\"\",\"★\",INDIRECT($C$4&\"G\"&$A63))","v":"★"},{"$f":"IF(INDIRECT($C$4&\"H\"&$A63)=\"\",\"★\",INDIRECT($C$4&\"H\"&$A63))","v":"★"},{"$f":"IF(INDIRECT($C$4&\"I\"&$A63)=\"\",\"★\",INDIRECT($C$4&\"I\"&$A63))","v":"★"},{"$f":"IF(INDIRECT($C$4&\"J\"&$A63)=\"\",\"★\",INDIRECT($C$4&\"J\"&$A63))","v":"★"},{"$f":"IF(INDIRECT($C$4&\"K\"&$A63)=\"\",\"★\",INDIRECT($C$4&\"K\"&$A63))","v":"★"},{"$f":"IF(INDIRECT($C$4&\"AC\"&$A63)=\"\",\"★\",INDIRECT($C$4&\"AC\"&$A63))","v":"★"},{"$f":"IF(INDIRECT($C$4&\"AD\"&$A63)=\"\",\"★\",INDIRECT($C$4&\"AD\"&$A63))","v":"★"},{"$f":"IF(INDIRECT($C$4&\"L\"&$A63)=\"\",\"★\",INDIRECT($C$4&\"L\"&$A63))","v":"★"},52,{"$f":"IF(INDIRECT($D$4&\"C\"&$A63)=\"\",\"★\",INDIRECT($D$4&\"C\"&$A63))","v":"★"},{"$f":"IF(INDIRECT($D$4&\"D\"&$A63)=\"\",\"★\",INDIRECT($D$4&\"D\"&$A63))","v":"★"},{"$f":"IF(INDIRECT($D$4&\"E\"&$A63)=\"\",\"★\",INDIRECT($D$4&\"E\"&$A63))","v":0},{"$f":"IF(INDIRECT($D$4&\"F\"&$A63)=\"\",\"★\",INDIRECT($D$4&\"F\"&$A63))","v":"★"},{"$f":"IF(INDIRECT($D$4&\"G\"&$A63)=\"\",\"★\",INDIRECT($D$4&\"G\"&$A63))","v":"★"},{"$f":"IF(INDIRECT($D$4&\"H\"&$A63)=\"\",\"★\",INDIRECT($D$4&\"H\"&$A63))","v":"★"},{"$f":"IF(INDIRECT($D$4&\"I\"&$A63)=\"\",\"★\",INDIRECT($D$4&\"I\"&$A63))","v":"★"},{"$f":"IF(INDIRECT($D$4&\"J\"&$A63)=\"\",\"★\",INDIRECT($D$4&\"J\"&$A63))","v":"★"},{"$f":"IF(INDIRECT($D$4&\"K\"&$A63)=\"\",\"★\",INDIRECT($D$4&\"K\"&$A63))","v":"★"},{"$f":"IF(INDIRECT($D$4&\"AC\"&$A63)=\"\",\"★\",INDIRECT($D$4&\"AC\"&$A63))","v":"★"},{"$f":"IF(INDIRECT($D$4&\"AD\"&$A63)=\"\",\"★\",INDIRECT($D$4&\"AD\"&$A63))","v":"★"},{"$f":"IF(INDIRECT($D$4&\"L\"&$A63)=\"\",\"★\",INDIRECT($D$4&\"L\"&$A63))","v":"★"},52,{"$f":"IF(INDIRECT($E$4&\"C\"&$A63)=\"\",\"★\",INDIRECT($E$4&\"C\"&$A63))","v":"★"},{"$f":"IF(INDIRECT($E$4&\"D\"&$A63)=\"\",\"★\",INDIRECT($E$4&\"D\"&$A63))","v":"★"},{"$f":"IF(INDIRECT($E$4&\"E\"&$A63)=\"\",\"★\",INDIRECT($E$4&\"E\"&$A63))","v":0},{"$f":"IF(INDIRECT($E$4&\"F\"&$A63)=\"\",\"★\",INDIRECT($E$4&\"F\"&$A63))","v":"★"},{"$f":"IF(INDIRECT($E$4&\"G\"&$A63)=\"\",\"★\",INDIRECT($E$4&\"G\"&$A63))","v":"★"},{"$f":"IF(INDIRECT($E$4&\"H\"&$A63)=\"\",\"★\",INDIRECT($E$4&\"H\"&$A63))","v":"★"},{"$f":"IF(INDIRECT($E$4&\"I\"&$A63)=\"\",\"★\",INDIRECT($E$4&\"I\"&$A63))","v":"★"},{"$f":"IF(INDIRECT($E$4&\"J\"&$A63)=\"\",\"★\",INDIRECT($E$4&\"J\"&$A63))","v":"★"},{"$f":"IF(INDIRECT($E$4&\"K\"&$A63)=\"\",\"★\",INDIRECT($E$4&\"K\"&$A63))","v":"★"},{"$f":"IF(INDIRECT($E$4&\"AC\"&$A63)=\"\",\"★\",INDIRECT($E$4&\"AC\"&$A63))","v":"★"},{"$f":"IF(INDIRECT($E$4&\"AD\"&$A63)=\"\",\"★\",INDIRECT($E$4&\"AD\"&$A63))","v":"★"},{"$f":"IF(INDIRECT($E$4&\"L\"&$A63)=\"\",\"★\",INDIRECT($E$4&\"L\"&$A63))","v":"★"},null,null,null,null,null,null,null,null,null,null,null,null,null,null,52,{"$f":"IF(INDIRECT($G$4&\"C\"&$A63)=\"\",\"★\",INDIRECT($G$4&\"C\"&$A63))","v":"★"},{"$f":"IF(INDIRECT($G$4&\"D\"&$A63)=\"\",\"★\",INDIRECT($G$4&\"D\"&$A63))","v":"★"},{"$f":"IF(INDIRECT($G$4&\"E\"&$A63)=\"\",\"★\",INDIRECT($G$4&\"E\"&$A63))","v":"★"},{"$f":"IF(INDIRECT($G$4&\"F\"&$A63)=\"\",\"★\",INDIRECT($G$4&\"F\"&$A63))","v":"★"},{"$f":"IF(INDIRECT($G$4&\"G\"&$A63)=\"\",\"★\",INDIRECT($G$4&\"G\"&$A63))","v":"★"},{"$f":"IF(INDIRECT($G$4&\"H\"&$A63)=\"\",\"★\",INDIRECT($G$4&\"H\"&$A63))","v":"★"},{"$f":"IF(INDIRECT($G$4&\"I\"&$A63)=\"\",\"★\",INDIRECT($G$4&\"I\"&$A63))","v":"★"},{"$f":"IF(INDIRECT($G$4&\"J\"&$A63)=\"\",\"★\",INDIRECT($G$4&\"J\"&$A63))","v":"★"},{"$f":"IF(INDIRECT($G$4&\"K\"&$A63)=\"\",\"★\",INDIRECT($G$4&\"K\"&$A63))","v":"★"},{"$f":"IF(INDIRECT($G$4&\"N\"&$A63)=\"\",\"★\",INDIRECT($G$4&\"N\"&$A63))","v":"★"},{"$f":"IF(INDIRECT($G$4&\"O\"&$A63)=\"\",\"★\",INDIRECT($G$4&\"O\"&$A63))","v":"★"},{"$f":"IF(INDIRECT($G$4&\"L\"&$A63)=\"\",\"★\",INDIRECT($G$4&\"L\"&$A63))","v":"★"},52,{"$f":"IF(INDIRECT($H$4&\"C\"&$A63)=\"\",\"★\",INDIRECT($H$4&\"C\"&$A63))","v":"★"},{"$f":"IF(INDIRECT($H$4&\"D\"&$A63)=\"\",\"★\",INDIRECT($H$4&\"D\"&$A63))","v":"★"},{"$f":"IF(INDIRECT($H$4&\"E\"&$A63)=\"\",\"★\",INDIRECT($H$4&\"E\"&$A63))","v":"★"},{"$f":"IF(INDIRECT($H$4&\"F\"&$A63)=\"\",\"★\",INDIRECT($H$4&\"F\"&$A63))","v":"★"},{"$f":"IF(INDIRECT($H$4&\"G\"&$A63)=\"\",\"★\",INDIRECT($H$4&\"G\"&$A63))","v":"★"},{"$f":"IF(INDIRECT($H$4&\"H\"&$A63)=\"\",\"★\",INDIRECT($H$4&\"H\"&$A63))","v":"★"},{"$f":"IF(INDIRECT($H$4&\"I\"&$A63)=\"\",\"★\",INDIRECT($H$4&\"I\"&$A63))","v":"★"},{"$f":"IF(INDIRECT($H$4&\"J\"&$A63)=\"\",\"★\",INDIRECT($H$4&\"J\"&$A63))","v":"★"},{"$f":"IF(INDIRECT($H$4&\"K\"&$A63)=\"\",\"★\",INDIRECT($H$4&\"K\"&$A63))","v":"★"},{"$f":"IF(INDIRECT($H$4&\"N\"&$A63)=\"\",\"★\",INDIRECT($H$4&\"N\"&$A63))","v":"★"},{"$f":"IF(INDIRECT($H$4&\"O\"&$A63)=\"\",\"★\",INDIRECT($H$4&\"O\"&$A63))","v":"★"},{"$f":"IF(INDIRECT($H$4&\"L\"&$A63)=\"\",\"★\",INDIRECT($H$4&\"L\"&$A63))","v":"★"},52,{"$f":"IF(INDIRECT($I$4&\"C\"&$A63)=\"\",\"★\",INDIRECT($I$4&\"C\"&$A63))","v":"★"},{"$f":"IF(INDIRECT($I$4&\"D\"&$A63)=\"\",\"★\",INDIRECT($I$4&\"D\"&$A63))","v":"★"},{"$f":"IF(INDIRECT($I$4&\"E\"&$A63)=\"\",\"★\",INDIRECT($I$4&\"E\"&$A63))","v":"★"},{"$f":"IF(INDIRECT($I$4&\"F\"&$A63)=\"\",\"★\",INDIRECT($I$4&\"F\"&$A63))","v":"★"},{"$f":"IF(INDIRECT($I$4&\"G\"&$A63)=\"\",\"★\",INDIRECT($I$4&\"G\"&$A63))","v":"★"},{"$f":"IF(INDIRECT($I$4&\"H\"&$A63)=\"\",\"★\",INDIRECT($I$4&\"H\"&$A63))","v":"★"},{"$f":"IF(INDIRECT($I$4&\"I\"&$A63)=\"\",\"★\",INDIRECT($I$4&\"I\"&$A63))","v":"★"},{"$f":"IF(INDIRECT($I$4&\"J\"&$A63)=\"\",\"★\",INDIRECT($I$4&\"J\"&$A63))","v":"★"},{"$f":"IF(INDIRECT($I$4&\"K\"&$A63)=\"\",\"★\",INDIRECT($I$4&\"K\"&$A63))","v":"★"},{"$f":"IF(INDIRECT($I$4&\"N\"&$A63)=\"\",\"★\",INDIRECT($I$4&\"N\"&$A63))","v":"★"},{"$f":"IF(INDIRECT($I$4&\"O\"&$A63)=\"\",\"★\",INDIRECT($I$4&\"O\"&$A63))","v":"★"},{"$f":"IF(INDIRECT($I$4&\"L\"&$A63)=\"\",\"★\",INDIRECT($I$4&\"L\"&$A63))","v":"★"}]
[75,null,null,null,null,null,null,null,null,null,null,null,null,null,null,null,null,null,null,null,null,null,null,null,null,null,null,null,null,null,null,null,53,{"$f":"IF(INDIRECT($C$4&\"C\"&$A64)=\"\",\"★\",INDIRECT($C$4&\"C\"&$A64))","v":"★"},{"$f":"IF(INDIRECT($C$4&\"D\"&$A64)=\"\",\"★\",INDIRECT($C$4&\"D\"&$A64))","v":"★"},{"$f":"IF(INDIRECT($C$4&\"E\"&$A64)=\"\",\"★\",INDIRECT($C$4&\"E\"&$A64))","v":0},{"$f":"IF(INDIRECT($C$4&\"F\"&$A64)=\"\",\"★\",INDIRECT($C$4&\"F\"&$A64))","v":"★"},{"$f":"IF(INDIRECT($C$4&\"G\"&$A64)=\"\",\"★\",INDIRECT($C$4&\"G\"&$A64))","v":"★"},{"$f":"IF(INDIRECT($C$4&\"H\"&$A64)=\"\",\"★\",INDIRECT($C$4&\"H\"&$A64))","v":"★"},{"$f":"IF(INDIRECT($C$4&\"I\"&$A64)=\"\",\"★\",INDIRECT($C$4&\"I\"&$A64))","v":"★"},{"$f":"IF(INDIRECT($C$4&\"J\"&$A64)=\"\",\"★\",INDIRECT($C$4&\"J\"&$A64))","v":"★"},{"$f":"IF(INDIRECT($C$4&\"K\"&$A64)=\"\",\"★\",INDIRECT($C$4&\"K\"&$A64))","v":"★"},{"$f":"IF(INDIRECT($C$4&\"AC\"&$A64)=\"\",\"★\",INDIRECT($C$4&\"AC\"&$A64))","v":"★"},{"$f":"IF(INDIRECT($C$4&\"AD\"&$A64)=\"\",\"★\",INDIRECT($C$4&\"AD\"&$A64))","v":"★"},{"$f":"IF(INDIRECT($C$4&\"L\"&$A64)=\"\",\"★\",INDIRECT($C$4&\"L\"&$A64))","v":"★"},53,{"$f":"IF(INDIRECT($D$4&\"C\"&$A64)=\"\",\"★\",INDIRECT($D$4&\"C\"&$A64))","v":"★"},{"$f":"IF(INDIRECT($D$4&\"D\"&$A64)=\"\",\"★\",INDIRECT($D$4&\"D\"&$A64))","v":"★"},{"$f":"IF(INDIRECT($D$4&\"E\"&$A64)=\"\",\"★\",INDIRECT($D$4&\"E\"&$A64))","v":0},{"$f":"IF(INDIRECT($D$4&\"F\"&$A64)=\"\",\"★\",INDIRECT($D$4&\"F\"&$A64))","v":"★"},{"$f":"IF(INDIRECT($D$4&\"G\"&$A64)=\"\",\"★\",INDIRECT($D$4&\"G\"&$A64))","v":"★"},{"$f":"IF(INDIRECT($D$4&\"H\"&$A64)=\"\",\"★\",INDIRECT($D$4&\"H\"&$A64))","v":"★"},{"$f":"IF(INDIRECT($D$4&\"I\"&$A64)=\"\",\"★\",INDIRECT($D$4&\"I\"&$A64))","v":"★"},{"$f":"IF(INDIRECT($D$4&\"J\"&$A64)=\"\",\"★\",INDIRECT($D$4&\"J\"&$A64))","v":"★"},{"$f":"IF(INDIRECT($D$4&\"K\"&$A64)=\"\",\"★\",INDIRECT($D$4&\"K\"&$A64))","v":"★"},{"$f":"IF(INDIRECT($D$4&\"AC\"&$A64)=\"\",\"★\",INDIRECT($D$4&\"AC\"&$A64))","v":"★"},{"$f":"IF(INDIRECT($D$4&\"AD\"&$A64)=\"\",\"★\",INDIRECT($D$4&\"AD\"&$A64))","v":"★"},{"$f":"IF(INDIRECT($D$4&\"L\"&$A64)=\"\",\"★\",INDIRECT($D$4&\"L\"&$A64))","v":"★"},53,{"$f":"IF(INDIRECT($E$4&\"C\"&$A64)=\"\",\"★\",INDIRECT($E$4&\"C\"&$A64))","v":"★"},{"$f":"IF(INDIRECT($E$4&\"D\"&$A64)=\"\",\"★\",INDIRECT($E$4&\"D\"&$A64))","v":"★"},{"$f":"IF(INDIRECT($E$4&\"E\"&$A64)=\"\",\"★\",INDIRECT($E$4&\"E\"&$A64))","v":0},{"$f":"IF(INDIRECT($E$4&\"F\"&$A64)=\"\",\"★\",INDIRECT($E$4&\"F\"&$A64))","v":"★"},{"$f":"IF(INDIRECT($E$4&\"G\"&$A64)=\"\",\"★\",INDIRECT($E$4&\"G\"&$A64))","v":"★"},{"$f":"IF(INDIRECT($E$4&\"H\"&$A64)=\"\",\"★\",INDIRECT($E$4&\"H\"&$A64))","v":"★"},{"$f":"IF(INDIRECT($E$4&\"I\"&$A64)=\"\",\"★\",INDIRECT($E$4&\"I\"&$A64))","v":"★"},{"$f":"IF(INDIRECT($E$4&\"J\"&$A64)=\"\",\"★\",INDIRECT($E$4&\"J\"&$A64))","v":"★"},{"$f":"IF(INDIRECT($E$4&\"K\"&$A64)=\"\",\"★\",INDIRECT($E$4&\"K\"&$A64))","v":"★"},{"$f":"IF(INDIRECT($E$4&\"AC\"&$A64)=\"\",\"★\",INDIRECT($E$4&\"AC\"&$A64))","v":"★"},{"$f":"IF(INDIRECT($E$4&\"AD\"&$A64)=\"\",\"★\",INDIRECT($E$4&\"AD\"&$A64))","v":"★"},{"$f":"IF(INDIRECT($E$4&\"L\"&$A64)=\"\",\"★\",INDIRECT($E$4&\"L\"&$A64))","v":"★"},null,null,null,null,null,null,null,null,null,null,null,null,null,null,53,{"$f":"IF(INDIRECT($G$4&\"C\"&$A64)=\"\",\"★\",INDIRECT($G$4&\"C\"&$A64))","v":"★"},{"$f":"IF(INDIRECT($G$4&\"D\"&$A64)=\"\",\"★\",INDIRECT($G$4&\"D\"&$A64))","v":"★"},{"$f":"IF(INDIRECT($G$4&\"E\"&$A64)=\"\",\"★\",INDIRECT($G$4&\"E\"&$A64))","v":"★"},{"$f":"IF(INDIRECT($G$4&\"F\"&$A64)=\"\",\"★\",INDIRECT($G$4&\"F\"&$A64))","v":"★"},{"$f":"IF(INDIRECT($G$4&\"G\"&$A64)=\"\",\"★\",INDIRECT($G$4&\"G\"&$A64))","v":"★"},{"$f":"IF(INDIRECT($G$4&\"H\"&$A64)=\"\",\"★\",INDIRECT($G$4&\"H\"&$A64))","v":"★"},{"$f":"IF(INDIRECT($G$4&\"I\"&$A64)=\"\",\"★\",INDIRECT($G$4&\"I\"&$A64))","v":"★"},{"$f":"IF(INDIRECT($G$4&\"J\"&$A64)=\"\",\"★\",INDIRECT($G$4&\"J\"&$A64))","v":"★"},{"$f":"IF(INDIRECT($G$4&\"K\"&$A64)=\"\",\"★\",INDIRECT($G$4&\"K\"&$A64))","v":"★"},{"$f":"IF(INDIRECT($G$4&\"N\"&$A64)=\"\",\"★\",INDIRECT($G$4&\"N\"&$A64))","v":"★"},{"$f":"IF(INDIRECT($G$4&\"O\"&$A64)=\"\",\"★\",INDIRECT($G$4&\"O\"&$A64))","v":"★"},{"$f":"IF(INDIRECT($G$4&\"L\"&$A64)=\"\",\"★\",INDIRECT($G$4&\"L\"&$A64))","v":"★"},53,{"$f":"IF(INDIRECT($H$4&\"C\"&$A64)=\"\",\"★\",INDIRECT($H$4&\"C\"&$A64))","v":"★"},{"$f":"IF(INDIRECT($H$4&\"D\"&$A64)=\"\",\"★\",INDIRECT($H$4&\"D\"&$A64))","v":"★"},{"$f":"IF(INDIRECT($H$4&\"E\"&$A64)=\"\",\"★\",INDIRECT($H$4&\"E\"&$A64))","v":"★"},{"$f":"IF(INDIRECT($H$4&\"F\"&$A64)=\"\",\"★\",INDIRECT($H$4&\"F\"&$A64))","v":"★"},{"$f":"IF(INDIRECT($H$4&\"G\"&$A64)=\"\",\"★\",INDIRECT($H$4&\"G\"&$A64))","v":"★"},{"$f":"IF(INDIRECT($H$4&\"H\"&$A64)=\"\",\"★\",INDIRECT($H$4&\"H\"&$A64))","v":"★"},{"$f":"IF(INDIRECT($H$4&\"I\"&$A64)=\"\",\"★\",INDIRECT($H$4&\"I\"&$A64))","v":"★"},{"$f":"IF(INDIRECT($H$4&\"J\"&$A64)=\"\",\"★\",INDIRECT($H$4&\"J\"&$A64))","v":"★"},{"$f":"IF(INDIRECT($H$4&\"K\"&$A64)=\"\",\"★\",INDIRECT($H$4&\"K\"&$A64))","v":"★"},{"$f":"IF(INDIRECT($H$4&\"N\"&$A64)=\"\",\"★\",INDIRECT($H$4&\"N\"&$A64))","v":"★"},{"$f":"IF(INDIRECT($H$4&\"O\"&$A64)=\"\",\"★\",INDIRECT($H$4&\"O\"&$A64))","v":"★"},{"$f":"IF(INDIRECT($H$4&\"L\"&$A64)=\"\",\"★\",INDIRECT($H$4&\"L\"&$A64))","v":"★"},53,{"$f":"IF(INDIRECT($I$4&\"C\"&$A64)=\"\",\"★\",INDIRECT($I$4&\"C\"&$A64))","v":"★"},{"$f":"IF(INDIRECT($I$4&\"D\"&$A64)=\"\",\"★\",INDIRECT($I$4&\"D\"&$A64))","v":"★"},{"$f":"IF(INDIRECT($I$4&\"E\"&$A64)=\"\",\"★\",INDIRECT($I$4&\"E\"&$A64))","v":"★"},{"$f":"IF(INDIRECT($I$4&\"F\"&$A64)=\"\",\"★\",INDIRECT($I$4&\"F\"&$A64))","v":"★"},{"$f":"IF(INDIRECT($I$4&\"G\"&$A64)=\"\",\"★\",INDIRECT($I$4&\"G\"&$A64))","v":"★"},{"$f":"IF(INDIRECT($I$4&\"H\"&$A64)=\"\",\"★\",INDIRECT($I$4&\"H\"&$A64))","v":"★"},{"$f":"IF(INDIRECT($I$4&\"I\"&$A64)=\"\",\"★\",INDIRECT($I$4&\"I\"&$A64))","v":"★"},{"$f":"IF(INDIRECT($I$4&\"J\"&$A64)=\"\",\"★\",INDIRECT($I$4&\"J\"&$A64))","v":"★"},{"$f":"IF(INDIRECT($I$4&\"K\"&$A64)=\"\",\"★\",INDIRECT($I$4&\"K\"&$A64))","v":"★"},{"$f":"IF(INDIRECT($I$4&\"N\"&$A64)=\"\",\"★\",INDIRECT($I$4&\"N\"&$A64))","v":"★"},{"$f":"IF(INDIRECT($I$4&\"O\"&$A64)=\"\",\"★\",INDIRECT($I$4&\"O\"&$A64))","v":"★"},{"$f":"IF(INDIRECT($I$4&\"L\"&$A64)=\"\",\"★\",INDIRECT($I$4&\"L\"&$A64))","v":"★"}]
[76,null,null,null,null,null,null,null,null,null,null,null,null,null,null,null,null,null,null,null,null,null,null,null,null,null,null,null,null,null,null,null,54,{"$f":"IF(INDIRECT($C$4&\"C\"&$A65)=\"\",\"★\",INDIRECT($C$4&\"C\"&$A65))","v":"★"},{"$f":"IF(INDIRECT($C$4&\"D\"&$A65)=\"\",\"★\",INDIRECT($C$4&\"D\"&$A65))","v":"★"},{"$f":"IF(INDIRECT($C$4&\"E\"&$A65)=\"\",\"★\",INDIRECT($C$4&\"E\"&$A65))","v":0},{"$f":"IF(INDIRECT($C$4&\"F\"&$A65)=\"\",\"★\",INDIRECT($C$4&\"F\"&$A65))","v":"★"},{"$f":"IF(INDIRECT($C$4&\"G\"&$A65)=\"\",\"★\",INDIRECT($C$4&\"G\"&$A65))","v":"★"},{"$f":"IF(INDIRECT($C$4&\"H\"&$A65)=\"\",\"★\",INDIRECT($C$4&\"H\"&$A65))","v":"★"},{"$f":"IF(INDIRECT($C$4&\"I\"&$A65)=\"\",\"★\",INDIRECT($C$4&\"I\"&$A65))","v":"★"},{"$f":"IF(INDIRECT($C$4&\"J\"&$A65)=\"\",\"★\",INDIRECT($C$4&\"J\"&$A65))","v":"★"},{"$f":"IF(INDIRECT($C$4&\"K\"&$A65)=\"\",\"★\",INDIRECT($C$4&\"K\"&$A65))","v":"★"},{"$f":"IF(INDIRECT($C$4&\"AC\"&$A65)=\"\",\"★\",INDIRECT($C$4&\"AC\"&$A65))","v":"★"},{"$f":"IF(INDIRECT($C$4&\"AD\"&$A65)=\"\",\"★\",INDIRECT($C$4&\"AD\"&$A65))","v":"★"},{"$f":"IF(INDIRECT($C$4&\"L\"&$A65)=\"\",\"★\",INDIRECT($C$4&\"L\"&$A65))","v":"★"},54,{"$f":"IF(INDIRECT($D$4&\"C\"&$A65)=\"\",\"★\",INDIRECT($D$4&\"C\"&$A65))","v":"★"},{"$f":"IF(INDIRECT($D$4&\"D\"&$A65)=\"\",\"★\",INDIRECT($D$4&\"D\"&$A65))","v":"★"},{"$f":"IF(INDIRECT($D$4&\"E\"&$A65)=\"\",\"★\",INDIRECT($D$4&\"E\"&$A65))","v":0},{"$f":"IF(INDIRECT($D$4&\"F\"&$A65)=\"\",\"★\",INDIRECT($D$4&\"F\"&$A65))","v":"★"},{"$f":"IF(INDIRECT($D$4&\"G\"&$A65)=\"\",\"★\",INDIRECT($D$4&\"G\"&$A65))","v":"★"},{"$f":"IF(INDIRECT($D$4&\"H\"&$A65)=\"\",\"★\",INDIRECT($D$4&\"H\"&$A65))","v":"★"},{"$f":"IF(INDIRECT($D$4&\"I\"&$A65)=\"\",\"★\",INDIRECT($D$4&\"I\"&$A65))","v":"★"},{"$f":"IF(INDIRECT($D$4&\"J\"&$A65)=\"\",\"★\",INDIRECT($D$4&\"J\"&$A65))","v":"★"},{"$f":"IF(INDIRECT($D$4&\"K\"&$A65)=\"\",\"★\",INDIRECT($D$4&\"K\"&$A65))","v":"★"},{"$f":"IF(INDIRECT($D$4&\"AC\"&$A65)=\"\",\"★\",INDIRECT($D$4&\"AC\"&$A65))","v":"★"},{"$f":"IF(INDIRECT($D$4&\"AD\"&$A65)=\"\",\"★\",INDIRECT($D$4&\"AD\"&$A65))","v":"★"},{"$f":"IF(INDIRECT($D$4&\"L\"&$A65)=\"\",\"★\",INDIRECT($D$4&\"L\"&$A65))","v":"★"},54,{"$f":"IF(INDIRECT($E$4&\"C\"&$A65)=\"\",\"★\",INDIRECT($E$4&\"C\"&$A65))","v":"★"},{"$f":"IF(INDIRECT($E$4&\"D\"&$A65)=\"\",\"★\",INDIRECT($E$4&\"D\"&$A65))","v":"★"},{"$f":"IF(INDIRECT($E$4&\"E\"&$A65)=\"\",\"★\",INDIRECT($E$4&\"E\"&$A65))","v":0},{"$f":"IF(INDIRECT($E$4&\"F\"&$A65)=\"\",\"★\",INDIRECT($E$4&\"F\"&$A65))","v":"★"},{"$f":"IF(INDIRECT($E$4&\"G\"&$A65)=\"\",\"★\",INDIRECT($E$4&\"G\"&$A65))","v":"★"},{"$f":"IF(INDIRECT($E$4&\"H\"&$A65)=\"\",\"★\",INDIRECT($E$4&\"H\"&$A65))","v":"★"},{"$f":"IF(INDIRECT($E$4&\"I\"&$A65)=\"\",\"★\",INDIRECT($E$4&\"I\"&$A65))","v":"★"},{"$f":"IF(INDIRECT($E$4&\"J\"&$A65)=\"\",\"★\",INDIRECT($E$4&\"J\"&$A65))","v":"★"},{"$f":"IF(INDIRECT($E$4&\"K\"&$A65)=\"\",\"★\",INDIRECT($E$4&\"K\"&$A65))","v":"★"},{"$f":"IF(INDIRECT($E$4&\"AC\"&$A65)=\"\",\"★\",INDIRECT($E$4&\"AC\"&$A65))","v":"★"},{"$f":"IF(INDIRECT($E$4&\"AD\"&$A65)=\"\",\"★\",INDIRECT($E$4&\"AD\"&$A65))","v":"★"},{"$f":"IF(INDIRECT($E$4&\"L\"&$A65)=\"\",\"★\",INDIRECT($E$4&\"L\"&$A65))","v":"★"},null,null,null,null,null,null,null,null,null,null,null,null,null,null,54,{"$f":"IF(INDIRECT($G$4&\"C\"&$A65)=\"\",\"★\",INDIRECT($G$4&\"C\"&$A65))","v":"★"},{"$f":"IF(INDIRECT($G$4&\"D\"&$A65)=\"\",\"★\",INDIRECT($G$4&\"D\"&$A65))","v":"★"},{"$f":"IF(INDIRECT($G$4&\"E\"&$A65)=\"\",\"★\",INDIRECT($G$4&\"E\"&$A65))","v":"★"},{"$f":"IF(INDIRECT($G$4&\"F\"&$A65)=\"\",\"★\",INDIRECT($G$4&\"F\"&$A65))","v":"★"},{"$f":"IF(INDIRECT($G$4&\"G\"&$A65)=\"\",\"★\",INDIRECT($G$4&\"G\"&$A65))","v":"★"},{"$f":"IF(INDIRECT($G$4&\"H\"&$A65)=\"\",\"★\",INDIRECT($G$4&\"H\"&$A65))","v":"★"},{"$f":"IF(INDIRECT($G$4&\"I\"&$A65)=\"\",\"★\",INDIRECT($G$4&\"I\"&$A65))","v":"★"},{"$f":"IF(INDIRECT($G$4&\"J\"&$A65)=\"\",\"★\",INDIRECT($G$4&\"J\"&$A65))","v":"★"},{"$f":"IF(INDIRECT($G$4&\"K\"&$A65)=\"\",\"★\",INDIRECT($G$4&\"K\"&$A65))","v":"★"},{"$f":"IF(INDIRECT($G$4&\"N\"&$A65)=\"\",\"★\",INDIRECT($G$4&\"N\"&$A65))","v":"★"},{"$f":"IF(INDIRECT($G$4&\"O\"&$A65)=\"\",\"★\",INDIRECT($G$4&\"O\"&$A65))","v":"★"},{"$f":"IF(INDIRECT($G$4&\"L\"&$A65)=\"\",\"★\",INDIRECT($G$4&\"L\"&$A65))","v":"★"},54,{"$f":"IF(INDIRECT($H$4&\"C\"&$A65)=\"\",\"★\",INDIRECT($H$4&\"C\"&$A65))","v":"★"},{"$f":"IF(INDIRECT($H$4&\"D\"&$A65)=\"\",\"★\",INDIRECT($H$4&\"D\"&$A65))","v":"★"},{"$f":"IF(INDIRECT($H$4&\"E\"&$A65)=\"\",\"★\",INDIRECT($H$4&\"E\"&$A65))","v":"★"},{"$f":"IF(INDIRECT($H$4&\"F\"&$A65)=\"\",\"★\",INDIRECT($H$4&\"F\"&$A65))","v":"★"},{"$f":"IF(INDIRECT($H$4&\"G\"&$A65)=\"\",\"★\",INDIRECT($H$4&\"G\"&$A65))","v":"★"},{"$f":"IF(INDIRECT($H$4&\"H\"&$A65)=\"\",\"★\",INDIRECT($H$4&\"H\"&$A65))","v":"★"},{"$f":"IF(INDIRECT($H$4&\"I\"&$A65)=\"\",\"★\",INDIRECT($H$4&\"I\"&$A65))","v":"★"},{"$f":"IF(INDIRECT($H$4&\"J\"&$A65)=\"\",\"★\",INDIRECT($H$4&\"J\"&$A65))","v":"★"},{"$f":"IF(INDIRECT($H$4&\"K\"&$A65)=\"\",\"★\",INDIRECT($H$4&\"K\"&$A65))","v":"★"},{"$f":"IF(INDIRECT($H$4&\"N\"&$A65)=\"\",\"★\",INDIRECT($H$4&\"N\"&$A65))","v":"★"},{"$f":"IF(INDIRECT($H$4&\"O\"&$A65)=\"\",\"★\",INDIRECT($H$4&\"O\"&$A65))","v":"★"},{"$f":"IF(INDIRECT($H$4&\"L\"&$A65)=\"\",\"★\",INDIRECT($H$4&\"L\"&$A65))","v":"★"},54,{"$f":"IF(INDIRECT($I$4&\"C\"&$A65)=\"\",\"★\",INDIRECT($I$4&\"C\"&$A65))","v":"★"},{"$f":"IF(INDIRECT($I$4&\"D\"&$A65)=\"\",\"★\",INDIRECT($I$4&\"D\"&$A65))","v":"★"},{"$f":"IF(INDIRECT($I$4&\"E\"&$A65)=\"\",\"★\",INDIRECT($I$4&\"E\"&$A65))","v":"★"},{"$f":"IF(INDIRECT($I$4&\"F\"&$A65)=\"\",\"★\",INDIRECT($I$4&\"F\"&$A65))","v":"★"},{"$f":"IF(INDIRECT($I$4&\"G\"&$A65)=\"\",\"★\",INDIRECT($I$4&\"G\"&$A65))","v":"★"},{"$f":"IF(INDIRECT($I$4&\"H\"&$A65)=\"\",\"★\",INDIRECT($I$4&\"H\"&$A65))","v":"★"},{"$f":"IF(INDIRECT($I$4&\"I\"&$A65)=\"\",\"★\",INDIRECT($I$4&\"I\"&$A65))","v":"★"},{"$f":"IF(INDIRECT($I$4&\"J\"&$A65)=\"\",\"★\",INDIRECT($I$4&\"J\"&$A65))","v":"★"},{"$f":"IF(INDIRECT($I$4&\"K\"&$A65)=\"\",\"★\",INDIRECT($I$4&\"K\"&$A65))","v":"★"},{"$f":"IF(INDIRECT($I$4&\"N\"&$A65)=\"\",\"★\",INDIRECT($I$4&\"N\"&$A65))","v":"★"},{"$f":"IF(INDIRECT($I$4&\"O\"&$A65)=\"\",\"★\",INDIRECT($I$4&\"O\"&$A65))","v":"★"},{"$f":"IF(INDIRECT($I$4&\"L\"&$A65)=\"\",\"★\",INDIRECT($I$4&\"L\"&$A65))","v":"★"}]
[77,null,null,null,null,null,null,null,null,null,null,null,null,null,null,null,null,null,null,null,null,null,null,null,null,null,null,null,null,null,null,null,55,{"$f":"IF(INDIRECT($C$4&\"C\"&$A66)=\"\",\"★\",INDIRECT($C$4&\"C\"&$A66))","v":"★"},{"$f":"IF(INDIRECT($C$4&\"D\"&$A66)=\"\",\"★\",INDIRECT($C$4&\"D\"&$A66))","v":"★"},{"$f":"IF(INDIRECT($C$4&\"E\"&$A66)=\"\",\"★\",INDIRECT($C$4&\"E\"&$A66))","v":0},{"$f":"IF(INDIRECT($C$4&\"F\"&$A66)=\"\",\"★\",INDIRECT($C$4&\"F\"&$A66))","v":"★"},{"$f":"IF(INDIRECT($C$4&\"G\"&$A66)=\"\",\"★\",INDIRECT($C$4&\"G\"&$A66))","v":"★"},{"$f":"IF(INDIRECT($C$4&\"H\"&$A66)=\"\",\"★\",INDIRECT($C$4&\"H\"&$A66))","v":"★"},{"$f":"IF(INDIRECT($C$4&\"I\"&$A66)=\"\",\"★\",INDIRECT($C$4&\"I\"&$A66))","v":"★"},{"$f":"IF(INDIRECT($C$4&\"J\"&$A66)=\"\",\"★\",INDIRECT($C$4&\"J\"&$A66))","v":"★"},{"$f":"IF(INDIRECT($C$4&\"K\"&$A66)=\"\",\"★\",INDIRECT($C$4&\"K\"&$A66))","v":"★"},{"$f":"IF(INDIRECT($C$4&\"AC\"&$A66)=\"\",\"★\",INDIRECT($C$4&\"AC\"&$A66))","v":"★"},{"$f":"IF(INDIRECT($C$4&\"AD\"&$A66)=\"\",\"★\",INDIRECT($C$4&\"AD\"&$A66))","v":"★"},{"$f":"IF(INDIRECT($C$4&\"L\"&$A66)=\"\",\"★\",INDIRECT($C$4&\"L\"&$A66))","v":"★"},55,{"$f":"IF(INDIRECT($D$4&\"C\"&$A66)=\"\",\"★\",INDIRECT($D$4&\"C\"&$A66))","v":"★"},{"$f":"IF(INDIRECT($D$4&\"D\"&$A66)=\"\",\"★\",INDIRECT($D$4&\"D\"&$A66))","v":"★"},{"$f":"IF(INDIRECT($D$4&\"E\"&$A66)=\"\",\"★\",INDIRECT($D$4&\"E\"&$A66))","v":0},{"$f":"IF(INDIRECT($D$4&\"F\"&$A66)=\"\",\"★\",INDIRECT($D$4&\"F\"&$A66))","v":"★"},{"$f":"IF(INDIRECT($D$4&\"G\"&$A66)=\"\",\"★\",INDIRECT($D$4&\"G\"&$A66))","v":"★"},{"$f":"IF(INDIRECT($D$4&\"H\"&$A66)=\"\",\"★\",INDIRECT($D$4&\"H\"&$A66))","v":"★"},{"$f":"IF(INDIRECT($D$4&\"I\"&$A66)=\"\",\"★\",INDIRECT($D$4&\"I\"&$A66))","v":"★"},{"$f":"IF(INDIRECT($D$4&\"J\"&$A66)=\"\",\"★\",INDIRECT($D$4&\"J\"&$A66))","v":"★"},{"$f":"IF(INDIRECT($D$4&\"K\"&$A66)=\"\",\"★\",INDIRECT($D$4&\"K\"&$A66))","v":"★"},{"$f":"IF(INDIRECT($D$4&\"AC\"&$A66)=\"\",\"★\",INDIRECT($D$4&\"AC\"&$A66))","v":"★"},{"$f":"IF(INDIRECT($D$4&\"AD\"&$A66)=\"\",\"★\",INDIRECT($D$4&\"AD\"&$A66))","v":"★"},{"$f":"IF(INDIRECT($D$4&\"L\"&$A66)=\"\",\"★\",INDIRECT($D$4&\"L\"&$A66))","v":"★"},55,{"$f":"IF(INDIRECT($E$4&\"C\"&$A66)=\"\",\"★\",INDIRECT($E$4&\"C\"&$A66))","v":"★"},{"$f":"IF(INDIRECT($E$4&\"D\"&$A66)=\"\",\"★\",INDIRECT($E$4&\"D\"&$A66))","v":"★"},{"$f":"IF(INDIRECT($E$4&\"E\"&$A66)=\"\",\"★\",INDIRECT($E$4&\"E\"&$A66))","v":0},{"$f":"IF(INDIRECT($E$4&\"F\"&$A66)=\"\",\"★\",INDIRECT($E$4&\"F\"&$A66))","v":"★"},{"$f":"IF(INDIRECT($E$4&\"G\"&$A66)=\"\",\"★\",INDIRECT($E$4&\"G\"&$A66))","v":"★"},{"$f":"IF(INDIRECT($E$4&\"H\"&$A66)=\"\",\"★\",INDIRECT($E$4&\"H\"&$A66))","v":"★"},{"$f":"IF(INDIRECT($E$4&\"I\"&$A66)=\"\",\"★\",INDIRECT($E$4&\"I\"&$A66))","v":"★"},{"$f":"IF(INDIRECT($E$4&\"J\"&$A66)=\"\",\"★\",INDIRECT($E$4&\"J\"&$A66))","v":"★"},{"$f":"IF(INDIRECT($E$4&\"K\"&$A66)=\"\",\"★\",INDIRECT($E$4&\"K\"&$A66))","v":"★"},{"$f":"IF(INDIRECT($E$4&\"AC\"&$A66)=\"\",\"★\",INDIRECT($E$4&\"AC\"&$A66))","v":"★"},{"$f":"IF(INDIRECT($E$4&\"AD\"&$A66)=\"\",\"★\",INDIRECT($E$4&\"AD\"&$A66))","v":"★"},{"$f":"IF(INDIRECT($E$4&\"L\"&$A66)=\"\",\"★\",INDIRECT($E$4&\"L\"&$A66))","v":"★"},null,null,null,null,null,null,null,null,null,null,null,null,null,null,55,{"$f":"IF(INDIRECT($G$4&\"C\"&$A66)=\"\",\"★\",INDIRECT($G$4&\"C\"&$A66))","v":"★"},{"$f":"IF(INDIRECT($G$4&\"D\"&$A66)=\"\",\"★\",INDIRECT($G$4&\"D\"&$A66))","v":"★"},{"$f":"IF(INDIRECT($G$4&\"E\"&$A66)=\"\",\"★\",INDIRECT($G$4&\"E\"&$A66))","v":"★"},{"$f":"IF(INDIRECT($G$4&\"F\"&$A66)=\"\",\"★\",INDIRECT($G$4&\"F\"&$A66))","v":"★"},{"$f":"IF(INDIRECT($G$4&\"G\"&$A66)=\"\",\"★\",INDIRECT($G$4&\"G\"&$A66))","v":"★"},{"$f":"IF(INDIRECT($G$4&\"H\"&$A66)=\"\",\"★\",INDIRECT($G$4&\"H\"&$A66))","v":"★"},{"$f":"IF(INDIRECT($G$4&\"I\"&$A66)=\"\",\"★\",INDIRECT($G$4&\"I\"&$A66))","v":"★"},{"$f":"IF(INDIRECT($G$4&\"J\"&$A66)=\"\",\"★\",INDIRECT($G$4&\"J\"&$A66))","v":"★"},{"$f":"IF(INDIRECT($G$4&\"K\"&$A66)=\"\",\"★\",INDIRECT($G$4&\"K\"&$A66))","v":"★"},{"$f":"IF(INDIRECT($G$4&\"N\"&$A66)=\"\",\"★\",INDIRECT($G$4&\"N\"&$A66))","v":"★"},{"$f":"IF(INDIRECT($G$4&\"O\"&$A66)=\"\",\"★\",INDIRECT($G$4&\"O\"&$A66))","v":"★"},{"$f":"IF(INDIRECT($G$4&\"L\"&$A66)=\"\",\"★\",INDIRECT($G$4&\"L\"&$A66))","v":"★"},55,{"$f":"IF(INDIRECT($H$4&\"C\"&$A66)=\"\",\"★\",INDIRECT($H$4&\"C\"&$A66))","v":"★"},{"$f":"IF(INDIRECT($H$4&\"D\"&$A66)=\"\",\"★\",INDIRECT($H$4&\"D\"&$A66))","v":"★"},{"$f":"IF(INDIRECT($H$4&\"E\"&$A66)=\"\",\"★\",INDIRECT($H$4&\"E\"&$A66))","v":"★"},{"$f":"IF(INDIRECT($H$4&\"F\"&$A66)=\"\",\"★\",INDIRECT($H$4&\"F\"&$A66))","v":"★"},{"$f":"IF(INDIRECT($H$4&\"G\"&$A66)=\"\",\"★\",INDIRECT($H$4&\"G\"&$A66))","v":"★"},{"$f":"IF(INDIRECT($H$4&\"H\"&$A66)=\"\",\"★\",INDIRECT($H$4&\"H\"&$A66))","v":"★"},{"$f":"IF(INDIRECT($H$4&\"I\"&$A66)=\"\",\"★\",INDIRECT($H$4&\"I\"&$A66))","v":"★"},{"$f":"IF(INDIRECT($H$4&\"J\"&$A66)=\"\",\"★\",INDIRECT($H$4&\"J\"&$A66))","v":"★"},{"$f":"IF(INDIRECT($H$4&\"K\"&$A66)=\"\",\"★\",INDIRECT($H$4&\"K\"&$A66))","v":"★"},{"$f":"IF(INDIRECT($H$4&\"N\"&$A66)=\"\",\"★\",INDIRECT($H$4&\"N\"&$A66))","v":"★"},{"$f":"IF(INDIRECT($H$4&\"O\"&$A66)=\"\",\"★\",INDIRECT($H$4&\"O\"&$A66))","v":"★"},{"$f":"IF(INDIRECT($H$4&\"L\"&$A66)=\"\",\"★\",INDIRECT($H$4&\"L\"&$A66))","v":"★"},55,{"$f":"IF(INDIRECT($I$4&\"C\"&$A66)=\"\",\"★\",INDIRECT($I$4&\"C\"&$A66))","v":"★"},{"$f":"IF(INDIRECT($I$4&\"D\"&$A66)=\"\",\"★\",INDIRECT($I$4&\"D\"&$A66))","v":"★"},{"$f":"IF(INDIRECT($I$4&\"E\"&$A66)=\"\",\"★\",INDIRECT($I$4&\"E\"&$A66))","v":"★"},{"$f":"IF(INDIRECT($I$4&\"F\"&$A66)=\"\",\"★\",INDIRECT($I$4&\"F\"&$A66))","v":"★"},{"$f":"IF(INDIRECT($I$4&\"G\"&$A66)=\"\",\"★\",INDIRECT($I$4&\"G\"&$A66))","v":"★"},{"$f":"IF(INDIRECT($I$4&\"H\"&$A66)=\"\",\"★\",INDIRECT($I$4&\"H\"&$A66))","v":"★"},{"$f":"IF(INDIRECT($I$4&\"I\"&$A66)=\"\",\"★\",INDIRECT($I$4&\"I\"&$A66))","v":"★"},{"$f":"IF(INDIRECT($I$4&\"J\"&$A66)=\"\",\"★\",INDIRECT($I$4&\"J\"&$A66))","v":"★"},{"$f":"IF(INDIRECT($I$4&\"K\"&$A66)=\"\",\"★\",INDIRECT($I$4&\"K\"&$A66))","v":"★"},{"$f":"IF(INDIRECT($I$4&\"N\"&$A66)=\"\",\"★\",INDIRECT($I$4&\"N\"&$A66))","v":"★"},{"$f":"IF(INDIRECT($I$4&\"O\"&$A66)=\"\",\"★\",INDIRECT($I$4&\"O\"&$A66))","v":"★"},{"$f":"IF(INDIRECT($I$4&\"L\"&$A66)=\"\",\"★\",INDIRECT($I$4&\"L\"&$A66))","v":"★"}]
[78,null,null,null,null,null,null,null,null,null,null,null,null,null,null,null,null,null,null,null,null,null,null,null,null,null,null,null,null,null,null,null,56,{"$f":"IF(INDIRECT($C$4&\"C\"&$A67)=\"\",\"★\",INDIRECT($C$4&\"C\"&$A67))","v":"★"},{"$f":"IF(INDIRECT($C$4&\"D\"&$A67)=\"\",\"★\",INDIRECT($C$4&\"D\"&$A67))","v":"★"},{"$f":"IF(INDIRECT($C$4&\"E\"&$A67)=\"\",\"★\",INDIRECT($C$4&\"E\"&$A67))","v":0},{"$f":"IF(INDIRECT($C$4&\"F\"&$A67)=\"\",\"★\",INDIRECT($C$4&\"F\"&$A67))","v":"★"},{"$f":"IF(INDIRECT($C$4&\"G\"&$A67)=\"\",\"★\",INDIRECT($C$4&\"G\"&$A67))","v":"★"},{"$f":"IF(INDIRECT($C$4&\"H\"&$A67)=\"\",\"★\",INDIRECT($C$4&\"H\"&$A67))","v":"★"},{"$f":"IF(INDIRECT($C$4&\"I\"&$A67)=\"\",\"★\",INDIRECT($C$4&\"I\"&$A67))","v":"★"},{"$f":"IF(INDIRECT($C$4&\"J\"&$A67)=\"\",\"★\",INDIRECT($C$4&\"J\"&$A67))","v":"★"},{"$f":"IF(INDIRECT($C$4&\"K\"&$A67)=\"\",\"★\",INDIRECT($C$4&\"K\"&$A67))","v":"★"},{"$f":"IF(INDIRECT($C$4&\"AC\"&$A67)=\"\",\"★\",INDIRECT($C$4&\"AC\"&$A67))","v":"★"},{"$f":"IF(INDIRECT($C$4&\"AD\"&$A67)=\"\",\"★\",INDIRECT($C$4&\"AD\"&$A67))","v":"★"},{"$f":"IF(INDIRECT($C$4&\"L\"&$A67)=\"\",\"★\",INDIRECT($C$4&\"L\"&$A67))","v":"★"},56,{"$f":"IF(INDIRECT($D$4&\"C\"&$A67)=\"\",\"★\",INDIRECT($D$4&\"C\"&$A67))","v":"★"},{"$f":"IF(INDIRECT($D$4&\"D\"&$A67)=\"\",\"★\",INDIRECT($D$4&\"D\"&$A67))","v":"★"},{"$f":"IF(INDIRECT($D$4&\"E\"&$A67)=\"\",\"★\",INDIRECT($D$4&\"E\"&$A67))","v":0},{"$f":"IF(INDIRECT($D$4&\"F\"&$A67)=\"\",\"★\",INDIRECT($D$4&\"F\"&$A67))","v":"★"},{"$f":"IF(INDIRECT($D$4&\"G\"&$A67)=\"\",\"★\",INDIRECT($D$4&\"G\"&$A67))","v":"★"},{"$f":"IF(INDIRECT($D$4&\"H\"&$A67)=\"\",\"★\",INDIRECT($D$4&\"H\"&$A67))","v":"★"},{"$f":"IF(INDIRECT($D$4&\"I\"&$A67)=\"\",\"★\",INDIRECT($D$4&\"I\"&$A67))","v":"★"},{"$f":"IF(INDIRECT($D$4&\"J\"&$A67)=\"\",\"★\",INDIRECT($D$4&\"J\"&$A67))","v":"★"},{"$f":"IF(INDIRECT($D$4&\"K\"&$A67)=\"\",\"★\",INDIRECT($D$4&\"K\"&$A67))","v":"★"},{"$f":"IF(INDIRECT($D$4&\"AC\"&$A67)=\"\",\"★\",INDIRECT($D$4&\"AC\"&$A67))","v":"★"},{"$f":"IF(INDIRECT($D$4&\"AD\"&$A67)=\"\",\"★\",INDIRECT($D$4&\"AD\"&$A67))","v":"★"},{"$f":"IF(INDIRECT($D$4&\"L\"&$A67)=\"\",\"★\",INDIRECT($D$4&\"L\"&$A67))","v":"★"},56,{"$f":"IF(INDIRECT($E$4&\"C\"&$A67)=\"\",\"★\",INDIRECT($E$4&\"C\"&$A67))","v":"★"},{"$f":"IF(INDIRECT($E$4&\"D\"&$A67)=\"\",\"★\",INDIRECT($E$4&\"D\"&$A67))","v":"★"},{"$f":"IF(INDIRECT($E$4&\"E\"&$A67)=\"\",\"★\",INDIRECT($E$4&\"E\"&$A67))","v":0},{"$f":"IF(INDIRECT($E$4&\"F\"&$A67)=\"\",\"★\",INDIRECT($E$4&\"F\"&$A67))","v":"★"},{"$f":"IF(INDIRECT($E$4&\"G\"&$A67)=\"\",\"★\",INDIRECT($E$4&\"G\"&$A67))","v":"★"},{"$f":"IF(INDIRECT($E$4&\"H\"&$A67)=\"\",\"★\",INDIRECT($E$4&\"H\"&$A67))","v":"★"},{"$f":"IF(INDIRECT($E$4&\"I\"&$A67)=\"\",\"★\",INDIRECT($E$4&\"I\"&$A67))","v":"★"},{"$f":"IF(INDIRECT($E$4&\"J\"&$A67)=\"\",\"★\",INDIRECT($E$4&\"J\"&$A67))","v":"★"},{"$f":"IF(INDIRECT($E$4&\"K\"&$A67)=\"\",\"★\",INDIRECT($E$4&\"K\"&$A67))","v":"★"},{"$f":"IF(INDIRECT($E$4&\"AC\"&$A67)=\"\",\"★\",INDIRECT($E$4&\"AC\"&$A67))","v":"★"},{"$f":"IF(INDIRECT($E$4&\"AD\"&$A67)=\"\",\"★\",INDIRECT($E$4&\"AD\"&$A67))","v":"★"},{"$f":"IF(INDIRECT($E$4&\"L\"&$A67)=\"\",\"★\",INDIRECT($E$4&\"L\"&$A67))","v":"★"},null,null,null,null,null,null,null,null,null,null,null,null,null,null,56,{"$f":"IF(INDIRECT($G$4&\"C\"&$A67)=\"\",\"★\",INDIRECT($G$4&\"C\"&$A67))","v":"★"},{"$f":"IF(INDIRECT($G$4&\"D\"&$A67)=\"\",\"★\",INDIRECT($G$4&\"D\"&$A67))","v":"★"},{"$f":"IF(INDIRECT($G$4&\"E\"&$A67)=\"\",\"★\",INDIRECT($G$4&\"E\"&$A67))","v":"★"},{"$f":"IF(INDIRECT($G$4&\"F\"&$A67)=\"\",\"★\",INDIRECT($G$4&\"F\"&$A67))","v":"★"},{"$f":"IF(INDIRECT($G$4&\"G\"&$A67)=\"\",\"★\",INDIRECT($G$4&\"G\"&$A67))","v":"★"},{"$f":"IF(INDIRECT($G$4&\"H\"&$A67)=\"\",\"★\",INDIRECT($G$4&\"H\"&$A67))","v":"★"},{"$f":"IF(INDIRECT($G$4&\"I\"&$A67)=\"\",\"★\",INDIRECT($G$4&\"I\"&$A67))","v":"★"},{"$f":"IF(INDIRECT($G$4&\"J\"&$A67)=\"\",\"★\",INDIRECT($G$4&\"J\"&$A67))","v":"★"},{"$f":"IF(INDIRECT($G$4&\"K\"&$A67)=\"\",\"★\",INDIRECT($G$4&\"K\"&$A67))","v":"★"},{"$f":"IF(INDIRECT($G$4&\"N\"&$A67)=\"\",\"★\",INDIRECT($G$4&\"N\"&$A67))","v":"★"},{"$f":"IF(INDIRECT($G$4&\"O\"&$A67)=\"\",\"★\",INDIRECT($G$4&\"O\"&$A67))","v":"★"},{"$f":"IF(INDIRECT($G$4&\"L\"&$A67)=\"\",\"★\",INDIRECT($G$4&\"L\"&$A67))","v":"★"},56,{"$f":"IF(INDIRECT($H$4&\"C\"&$A67)=\"\",\"★\",INDIRECT($H$4&\"C\"&$A67))","v":"★"},{"$f":"IF(INDIRECT($H$4&\"D\"&$A67)=\"\",\"★\",INDIRECT($H$4&\"D\"&$A67))","v":"★"},{"$f":"IF(INDIRECT($H$4&\"E\"&$A67)=\"\",\"★\",INDIRECT($H$4&\"E\"&$A67))","v":"★"},{"$f":"IF(INDIRECT($H$4&\"F\"&$A67)=\"\",\"★\",INDIRECT($H$4&\"F\"&$A67))","v":"★"},{"$f":"IF(INDIRECT($H$4&\"G\"&$A67)=\"\",\"★\",INDIRECT($H$4&\"G\"&$A67))","v":"★"},{"$f":"IF(INDIRECT($H$4&\"H\"&$A67)=\"\",\"★\",INDIRECT($H$4&\"H\"&$A67))","v":"★"},{"$f":"IF(INDIRECT($H$4&\"I\"&$A67)=\"\",\"★\",INDIRECT($H$4&\"I\"&$A67))","v":"★"},{"$f":"IF(INDIRECT($H$4&\"J\"&$A67)=\"\",\"★\",INDIRECT($H$4&\"J\"&$A67))","v":"★"},{"$f":"IF(INDIRECT($H$4&\"K\"&$A67)=\"\",\"★\",INDIRECT($H$4&\"K\"&$A67))","v":"★"},{"$f":"IF(INDIRECT($H$4&\"N\"&$A67)=\"\",\"★\",INDIRECT($H$4&\"N\"&$A67))","v":"★"},{"$f":"IF(INDIRECT($H$4&\"O\"&$A67)=\"\",\"★\",INDIRECT($H$4&\"O\"&$A67))","v":"★"},{"$f":"IF(INDIRECT($H$4&\"L\"&$A67)=\"\",\"★\",INDIRECT($H$4&\"L\"&$A67))","v":"★"},56,{"$f":"IF(INDIRECT($I$4&\"C\"&$A67)=\"\",\"★\",INDIRECT($I$4&\"C\"&$A67))","v":"★"},{"$f":"IF(INDIRECT($I$4&\"D\"&$A67)=\"\",\"★\",INDIRECT($I$4&\"D\"&$A67))","v":"★"},{"$f":"IF(INDIRECT($I$4&\"E\"&$A67)=\"\",\"★\",INDIRECT($I$4&\"E\"&$A67))","v":"★"},{"$f":"IF(INDIRECT($I$4&\"F\"&$A67)=\"\",\"★\",INDIRECT($I$4&\"F\"&$A67))","v":"★"},{"$f":"IF(INDIRECT($I$4&\"G\"&$A67)=\"\",\"★\",INDIRECT($I$4&\"G\"&$A67))","v":"★"},{"$f":"IF(INDIRECT($I$4&\"H\"&$A67)=\"\",\"★\",INDIRECT($I$4&\"H\"&$A67))","v":"★"},{"$f":"IF(INDIRECT($I$4&\"I\"&$A67)=\"\",\"★\",INDIRECT($I$4&\"I\"&$A67))","v":"★"},{"$f":"IF(INDIRECT($I$4&\"J\"&$A67)=\"\",\"★\",INDIRECT($I$4&\"J\"&$A67))","v":"★"},{"$f":"IF(INDIRECT($I$4&\"K\"&$A67)=\"\",\"★\",INDIRECT($I$4&\"K\"&$A67))","v":"★"},{"$f":"IF(INDIRECT($I$4&\"N\"&$A67)=\"\",\"★\",INDIRECT($I$4&\"N\"&$A67))","v":"★"},{"$f":"IF(INDIRECT($I$4&\"O\"&$A67)=\"\",\"★\",INDIRECT($I$4&\"O\"&$A67))","v":"★"},{"$f":"IF(INDIRECT($I$4&\"L\"&$A67)=\"\",\"★\",INDIRECT($I$4&\"L\"&$A67))","v":"★"}]
[79,null,null,null,null,null,null,null,null,null,null,null,null,null,null,null,null,null,null,null,null,null,null,null,null,null,null,null,null,null,null,null,57,{"$f":"IF(INDIRECT($C$4&\"C\"&$A68)=\"\",\"★\",INDIRECT($C$4&\"C\"&$A68))","v":"★"},{"$f":"IF(INDIRECT($C$4&\"D\"&$A68)=\"\",\"★\",INDIRECT($C$4&\"D\"&$A68))","v":"★"},{"$f":"IF(INDIRECT($C$4&\"E\"&$A68)=\"\",\"★\",INDIRECT($C$4&\"E\"&$A68))","v":0},{"$f":"IF(INDIRECT($C$4&\"F\"&$A68)=\"\",\"★\",INDIRECT($C$4&\"F\"&$A68))","v":"★"},{"$f":"IF(INDIRECT($C$4&\"G\"&$A68)=\"\",\"★\",INDIRECT($C$4&\"G\"&$A68))","v":"★"},{"$f":"IF(INDIRECT($C$4&\"H\"&$A68)=\"\",\"★\",INDIRECT($C$4&\"H\"&$A68))","v":"★"},{"$f":"IF(INDIRECT($C$4&\"I\"&$A68)=\"\",\"★\",INDIRECT($C$4&\"I\"&$A68))","v":"★"},{"$f":"IF(INDIRECT($C$4&\"J\"&$A68)=\"\",\"★\",INDIRECT($C$4&\"J\"&$A68))","v":"★"},{"$f":"IF(INDIRECT($C$4&\"K\"&$A68)=\"\",\"★\",INDIRECT($C$4&\"K\"&$A68))","v":"★"},{"$f":"IF(INDIRECT($C$4&\"AC\"&$A68)=\"\",\"★\",INDIRECT($C$4&\"AC\"&$A68))","v":"★"},{"$f":"IF(INDIRECT($C$4&\"AD\"&$A68)=\"\",\"★\",INDIRECT($C$4&\"AD\"&$A68))","v":"★"},{"$f":"IF(INDIRECT($C$4&\"L\"&$A68)=\"\",\"★\",INDIRECT($C$4&\"L\"&$A68))","v":"★"},57,{"$f":"IF(INDIRECT($D$4&\"C\"&$A68)=\"\",\"★\",INDIRECT($D$4&\"C\"&$A68))","v":"★"},{"$f":"IF(INDIRECT($D$4&\"D\"&$A68)=\"\",\"★\",INDIRECT($D$4&\"D\"&$A68))","v":"★"},{"$f":"IF(INDIRECT($D$4&\"E\"&$A68)=\"\",\"★\",INDIRECT($D$4&\"E\"&$A68))","v":0},{"$f":"IF(INDIRECT($D$4&\"F\"&$A68)=\"\",\"★\",INDIRECT($D$4&\"F\"&$A68))","v":"★"},{"$f":"IF(INDIRECT($D$4&\"G\"&$A68)=\"\",\"★\",INDIRECT($D$4&\"G\"&$A68))","v":"★"},{"$f":"IF(INDIRECT($D$4&\"H\"&$A68)=\"\",\"★\",INDIRECT($D$4&\"H\"&$A68))","v":"★"},{"$f":"IF(INDIRECT($D$4&\"I\"&$A68)=\"\",\"★\",INDIRECT($D$4&\"I\"&$A68))","v":"★"},{"$f":"IF(INDIRECT($D$4&\"J\"&$A68)=\"\",\"★\",INDIRECT($D$4&\"J\"&$A68))","v":"★"},{"$f":"IF(INDIRECT($D$4&\"K\"&$A68)=\"\",\"★\",INDIRECT($D$4&\"K\"&$A68))","v":"★"},{"$f":"IF(INDIRECT($D$4&\"AC\"&$A68)=\"\",\"★\",INDIRECT($D$4&\"AC\"&$A68))","v":"★"},{"$f":"IF(INDIRECT($D$4&\"AD\"&$A68)=\"\",\"★\",INDIRECT($D$4&\"AD\"&$A68))","v":"★"},{"$f":"IF(INDIRECT($D$4&\"L\"&$A68)=\"\",\"★\",INDIRECT($D$4&\"L\"&$A68))","v":"★"},57,{"$f":"IF(INDIRECT($E$4&\"C\"&$A68)=\"\",\"★\",INDIRECT($E$4&\"C\"&$A68))","v":"★"},{"$f":"IF(INDIRECT($E$4&\"D\"&$A68)=\"\",\"★\",INDIRECT($E$4&\"D\"&$A68))","v":"★"},{"$f":"IF(INDIRECT($E$4&\"E\"&$A68)=\"\",\"★\",INDIRECT($E$4&\"E\"&$A68))","v":0},{"$f":"IF(INDIRECT($E$4&\"F\"&$A68)=\"\",\"★\",INDIRECT($E$4&\"F\"&$A68))","v":"★"},{"$f":"IF(INDIRECT($E$4&\"G\"&$A68)=\"\",\"★\",INDIRECT($E$4&\"G\"&$A68))","v":"★"},{"$f":"IF(INDIRECT($E$4&\"H\"&$A68)=\"\",\"★\",INDIRECT($E$4&\"H\"&$A68))","v":"★"},{"$f":"IF(INDIRECT($E$4&\"I\"&$A68)=\"\",\"★\",INDIRECT($E$4&\"I\"&$A68))","v":"★"},{"$f":"IF(INDIRECT($E$4&\"J\"&$A68)=\"\",\"★\",INDIRECT($E$4&\"J\"&$A68))","v":"★"},{"$f":"IF(INDIRECT($E$4&\"K\"&$A68)=\"\",\"★\",INDIRECT($E$4&\"K\"&$A68))","v":"★"},{"$f":"IF(INDIRECT($E$4&\"AC\"&$A68)=\"\",\"★\",INDIRECT($E$4&\"AC\"&$A68))","v":"★"},{"$f":"IF(INDIRECT($E$4&\"AD\"&$A68)=\"\",\"★\",INDIRECT($E$4&\"AD\"&$A68))","v":"★"},{"$f":"IF(INDIRECT($E$4&\"L\"&$A68)=\"\",\"★\",INDIRECT($E$4&\"L\"&$A68))","v":"★"},null,null,null,null,null,null,null,null,null,null,null,null,null,null,57,{"$f":"IF(INDIRECT($G$4&\"C\"&$A68)=\"\",\"★\",INDIRECT($G$4&\"C\"&$A68))","v":"★"},{"$f":"IF(INDIRECT($G$4&\"D\"&$A68)=\"\",\"★\",INDIRECT($G$4&\"D\"&$A68))","v":"★"},{"$f":"IF(INDIRECT($G$4&\"E\"&$A68)=\"\",\"★\",INDIRECT($G$4&\"E\"&$A68))","v":"★"},{"$f":"IF(INDIRECT($G$4&\"F\"&$A68)=\"\",\"★\",INDIRECT($G$4&\"F\"&$A68))","v":"★"},{"$f":"IF(INDIRECT($G$4&\"G\"&$A68)=\"\",\"★\",INDIRECT($G$4&\"G\"&$A68))","v":"★"},{"$f":"IF(INDIRECT($G$4&\"H\"&$A68)=\"\",\"★\",INDIRECT($G$4&\"H\"&$A68))","v":"★"},{"$f":"IF(INDIRECT($G$4&\"I\"&$A68)=\"\",\"★\",INDIRECT($G$4&\"I\"&$A68))","v":"★"},{"$f":"IF(INDIRECT($G$4&\"J\"&$A68)=\"\",\"★\",INDIRECT($G$4&\"J\"&$A68))","v":"★"},{"$f":"IF(INDIRECT($G$4&\"K\"&$A68)=\"\",\"★\",INDIRECT($G$4&\"K\"&$A68))","v":"★"},{"$f":"IF(INDIRECT($G$4&\"N\"&$A68)=\"\",\"★\",INDIRECT($G$4&\"N\"&$A68))","v":"★"},{"$f":"IF(INDIRECT($G$4&\"O\"&$A68)=\"\",\"★\",INDIRECT($G$4&\"O\"&$A68))","v":"★"},{"$f":"IF(INDIRECT($G$4&\"L\"&$A68)=\"\",\"★\",INDIRECT($G$4&\"L\"&$A68))","v":"★"},57,{"$f":"IF(INDIRECT($H$4&\"C\"&$A68)=\"\",\"★\",INDIRECT($H$4&\"C\"&$A68))","v":"★"},{"$f":"IF(INDIRECT($H$4&\"D\"&$A68)=\"\",\"★\",INDIRECT($H$4&\"D\"&$A68))","v":"★"},{"$f":"IF(INDIRECT($H$4&\"E\"&$A68)=\"\",\"★\",INDIRECT($H$4&\"E\"&$A68))","v":"★"},{"$f":"IF(INDIRECT($H$4&\"F\"&$A68)=\"\",\"★\",INDIRECT($H$4&\"F\"&$A68))","v":"★"},{"$f":"IF(INDIRECT($H$4&\"G\"&$A68)=\"\",\"★\",INDIRECT($H$4&\"G\"&$A68))","v":"★"},{"$f":"IF(INDIRECT($H$4&\"H\"&$A68)=\"\",\"★\",INDIRECT($H$4&\"H\"&$A68))","v":"★"},{"$f":"IF(INDIRECT($H$4&\"I\"&$A68)=\"\",\"★\",INDIRECT($H$4&\"I\"&$A68))","v":"★"},{"$f":"IF(INDIRECT($H$4&\"J\"&$A68)=\"\",\"★\",INDIRECT($H$4&\"J\"&$A68))","v":"★"},{"$f":"IF(INDIRECT($H$4&\"K\"&$A68)=\"\",\"★\",INDIRECT($H$4&\"K\"&$A68))","v":"★"},{"$f":"IF(INDIRECT($H$4&\"N\"&$A68)=\"\",\"★\",INDIRECT($H$4&\"N\"&$A68))","v":"★"},{"$f":"IF(INDIRECT($H$4&\"O\"&$A68)=\"\",\"★\",INDIRECT($H$4&\"O\"&$A68))","v":"★"},{"$f":"IF(INDIRECT($H$4&\"L\"&$A68)=\"\",\"★\",INDIRECT($H$4&\"L\"&$A68))","v":"★"},57,{"$f":"IF(INDIRECT($I$4&\"C\"&$A68)=\"\",\"★\",INDIRECT($I$4&\"C\"&$A68))","v":"★"},{"$f":"IF(INDIRECT($I$4&\"D\"&$A68)=\"\",\"★\",INDIRECT($I$4&\"D\"&$A68))","v":"★"},{"$f":"IF(INDIRECT($I$4&\"E\"&$A68)=\"\",\"★\",INDIRECT($I$4&\"E\"&$A68))","v":"★"},{"$f":"IF(INDIRECT($I$4&\"F\"&$A68)=\"\",\"★\",INDIRECT($I$4&\"F\"&$A68))","v":"★"},{"$f":"IF(INDIRECT($I$4&\"G\"&$A68)=\"\",\"★\",INDIRECT($I$4&\"G\"&$A68))","v":"★"},{"$f":"IF(INDIRECT($I$4&\"H\"&$A68)=\"\",\"★\",INDIRECT($I$4&\"H\"&$A68))","v":"★"},{"$f":"IF(INDIRECT($I$4&\"I\"&$A68)=\"\",\"★\",INDIRECT($I$4&\"I\"&$A68))","v":"★"},{"$f":"IF(INDIRECT($I$4&\"J\"&$A68)=\"\",\"★\",INDIRECT($I$4&\"J\"&$A68))","v":"★"},{"$f":"IF(INDIRECT($I$4&\"K\"&$A68)=\"\",\"★\",INDIRECT($I$4&\"K\"&$A68))","v":"★"},{"$f":"IF(INDIRECT($I$4&\"N\"&$A68)=\"\",\"★\",INDIRECT($I$4&\"N\"&$A68))","v":"★"},{"$f":"IF(INDIRECT($I$4&\"O\"&$A68)=\"\",\"★\",INDIRECT($I$4&\"O\"&$A68))","v":"★"},{"$f":"IF(INDIRECT($I$4&\"L\"&$A68)=\"\",\"★\",INDIRECT($I$4&\"L\"&$A68))","v":"★"}]
[80,null,null,null,null,null,null,null,null,null,null,null,null,null,null,null,null,null,null,null,null,null,null,null,null,null,null,null,null,null,null,null,58,{"$f":"IF(INDIRECT($C$4&\"C\"&$A69)=\"\",\"★\",INDIRECT($C$4&\"C\"&$A69))","v":"★"},{"$f":"IF(INDIRECT($C$4&\"D\"&$A69)=\"\",\"★\",INDIRECT($C$4&\"D\"&$A69))","v":"★"},{"$f":"IF(INDIRECT($C$4&\"E\"&$A69)=\"\",\"★\",INDIRECT($C$4&\"E\"&$A69))","v":0},{"$f":"IF(INDIRECT($C$4&\"F\"&$A69)=\"\",\"★\",INDIRECT($C$4&\"F\"&$A69))","v":"★"},{"$f":"IF(INDIRECT($C$4&\"G\"&$A69)=\"\",\"★\",INDIRECT($C$4&\"G\"&$A69))","v":"★"},{"$f":"IF(INDIRECT($C$4&\"H\"&$A69)=\"\",\"★\",INDIRECT($C$4&\"H\"&$A69))","v":"★"},{"$f":"IF(INDIRECT($C$4&\"I\"&$A69)=\"\",\"★\",INDIRECT($C$4&\"I\"&$A69))","v":"★"},{"$f":"IF(INDIRECT($C$4&\"J\"&$A69)=\"\",\"★\",INDIRECT($C$4&\"J\"&$A69))","v":"★"},{"$f":"IF(INDIRECT($C$4&\"K\"&$A69)=\"\",\"★\",INDIRECT($C$4&\"K\"&$A69))","v":"★"},{"$f":"IF(INDIRECT($C$4&\"AC\"&$A69)=\"\",\"★\",INDIRECT($C$4&\"AC\"&$A69))","v":"★"},{"$f":"IF(INDIRECT($C$4&\"AD\"&$A69)=\"\",\"★\",INDIRECT($C$4&\"AD\"&$A69))","v":"★"},{"$f":"IF(INDIRECT($C$4&\"L\"&$A69)=\"\",\"★\",INDIRECT($C$4&\"L\"&$A69))","v":"★"},58,{"$f":"IF(INDIRECT($D$4&\"C\"&$A69)=\"\",\"★\",INDIRECT($D$4&\"C\"&$A69))","v":"★"},{"$f":"IF(INDIRECT($D$4&\"D\"&$A69)=\"\",\"★\",INDIRECT($D$4&\"D\"&$A69))","v":"★"},{"$f":"IF(INDIRECT($D$4&\"E\"&$A69)=\"\",\"★\",INDIRECT($D$4&\"E\"&$A69))","v":0},{"$f":"IF(INDIRECT($D$4&\"F\"&$A69)=\"\",\"★\",INDIRECT($D$4&\"F\"&$A69))","v":"★"},{"$f":"IF(INDIRECT($D$4&\"G\"&$A69)=\"\",\"★\",INDIRECT($D$4&\"G\"&$A69))","v":"★"},{"$f":"IF(INDIRECT($D$4&\"H\"&$A69)=\"\",\"★\",INDIRECT($D$4&\"H\"&$A69))","v":"★"},{"$f":"IF(INDIRECT($D$4&\"I\"&$A69)=\"\",\"★\",INDIRECT($D$4&\"I\"&$A69))","v":"★"},{"$f":"IF(INDIRECT($D$4&\"J\"&$A69)=\"\",\"★\",INDIRECT($D$4&\"J\"&$A69))","v":"★"},{"$f":"IF(INDIRECT($D$4&\"K\"&$A69)=\"\",\"★\",INDIRECT($D$4&\"K\"&$A69))","v":"★"},{"$f":"IF(INDIRECT($D$4&\"AC\"&$A69)=\"\",\"★\",INDIRECT($D$4&\"AC\"&$A69))","v":"★"},{"$f":"IF(INDIRECT($D$4&\"AD\"&$A69)=\"\",\"★\",INDIRECT($D$4&\"AD\"&$A69))","v":"★"},{"$f":"IF(INDIRECT($D$4&\"L\"&$A69)=\"\",\"★\",INDIRECT($D$4&\"L\"&$A69))","v":"★"},58,{"$f":"IF(INDIRECT($E$4&\"C\"&$A69)=\"\",\"★\",INDIRECT($E$4&\"C\"&$A69))","v":"★"},{"$f":"IF(INDIRECT($E$4&\"D\"&$A69)=\"\",\"★\",INDIRECT($E$4&\"D\"&$A69))","v":"★"},{"$f":"IF(INDIRECT($E$4&\"E\"&$A69)=\"\",\"★\",INDIRECT($E$4&\"E\"&$A69))","v":0},{"$f":"IF(INDIRECT($E$4&\"F\"&$A69)=\"\",\"★\",INDIRECT($E$4&\"F\"&$A69))","v":"★"},{"$f":"IF(INDIRECT($E$4&\"G\"&$A69)=\"\",\"★\",INDIRECT($E$4&\"G\"&$A69))","v":"★"},{"$f":"IF(INDIRECT($E$4&\"H\"&$A69)=\"\",\"★\",INDIRECT($E$4&\"H\"&$A69))","v":"★"},{"$f":"IF(INDIRECT($E$4&\"I\"&$A69)=\"\",\"★\",INDIRECT($E$4&\"I\"&$A69))","v":"★"},{"$f":"IF(INDIRECT($E$4&\"J\"&$A69)=\"\",\"★\",INDIRECT($E$4&\"J\"&$A69))","v":"★"},{"$f":"IF(INDIRECT($E$4&\"K\"&$A69)=\"\",\"★\",INDIRECT($E$4&\"K\"&$A69))","v":"★"},{"$f":"IF(INDIRECT($E$4&\"AC\"&$A69)=\"\",\"★\",INDIRECT($E$4&\"AC\"&$A69))","v":"★"},{"$f":"IF(INDIRECT($E$4&\"AD\"&$A69)=\"\",\"★\",INDIRECT($E$4&\"AD\"&$A69))","v":"★"},{"$f":"IF(INDIRECT($E$4&\"L\"&$A69)=\"\",\"★\",INDIRECT($E$4&\"L\"&$A69))","v":"★"},null,null,null,null,null,null,null,null,null,null,null,null,null,null,58,{"$f":"IF(INDIRECT($G$4&\"C\"&$A69)=\"\",\"★\",INDIRECT($G$4&\"C\"&$A69))","v":"★"},{"$f":"IF(INDIRECT($G$4&\"D\"&$A69)=\"\",\"★\",INDIRECT($G$4&\"D\"&$A69))","v":"★"},{"$f":"IF(INDIRECT($G$4&\"E\"&$A69)=\"\",\"★\",INDIRECT($G$4&\"E\"&$A69))","v":"★"},{"$f":"IF(INDIRECT($G$4&\"F\"&$A69)=\"\",\"★\",INDIRECT($G$4&\"F\"&$A69))","v":"★"},{"$f":"IF(INDIRECT($G$4&\"G\"&$A69)=\"\",\"★\",INDIRECT($G$4&\"G\"&$A69))","v":"★"},{"$f":"IF(INDIRECT($G$4&\"H\"&$A69)=\"\",\"★\",INDIRECT($G$4&\"H\"&$A69))","v":"★"},{"$f":"IF(INDIRECT($G$4&\"I\"&$A69)=\"\",\"★\",INDIRECT($G$4&\"I\"&$A69))","v":"★"},{"$f":"IF(INDIRECT($G$4&\"J\"&$A69)=\"\",\"★\",INDIRECT($G$4&\"J\"&$A69))","v":"★"},{"$f":"IF(INDIRECT($G$4&\"K\"&$A69)=\"\",\"★\",INDIRECT($G$4&\"K\"&$A69))","v":"★"},{"$f":"IF(INDIRECT($G$4&\"N\"&$A69)=\"\",\"★\",INDIRECT($G$4&\"N\"&$A69))","v":"★"},{"$f":"IF(INDIRECT($G$4&\"O\"&$A69)=\"\",\"★\",INDIRECT($G$4&\"O\"&$A69))","v":"★"},{"$f":"IF(INDIRECT($G$4&\"L\"&$A69)=\"\",\"★\",INDIRECT($G$4&\"L\"&$A69))","v":"★"},58,{"$f":"IF(INDIRECT($H$4&\"C\"&$A69)=\"\",\"★\",INDIRECT($H$4&\"C\"&$A69))","v":"★"},{"$f":"IF(INDIRECT($H$4&\"D\"&$A69)=\"\",\"★\",INDIRECT($H$4&\"D\"&$A69))","v":"★"},{"$f":"IF(INDIRECT($H$4&\"E\"&$A69)=\"\",\"★\",INDIRECT($H$4&\"E\"&$A69))","v":"★"},{"$f":"IF(INDIRECT($H$4&\"F\"&$A69)=\"\",\"★\",INDIRECT($H$4&\"F\"&$A69))","v":"★"},{"$f":"IF(INDIRECT($H$4&\"G\"&$A69)=\"\",\"★\",INDIRECT($H$4&\"G\"&$A69))","v":"★"},{"$f":"IF(INDIRECT($H$4&\"H\"&$A69)=\"\",\"★\",INDIRECT($H$4&\"H\"&$A69))","v":"★"},{"$f":"IF(INDIRECT($H$4&\"I\"&$A69)=\"\",\"★\",INDIRECT($H$4&\"I\"&$A69))","v":"★"},{"$f":"IF(INDIRECT($H$4&\"J\"&$A69)=\"\",\"★\",INDIRECT($H$4&\"J\"&$A69))","v":"★"},{"$f":"IF(INDIRECT($H$4&\"K\"&$A69)=\"\",\"★\",INDIRECT($H$4&\"K\"&$A69))","v":"★"},{"$f":"IF(INDIRECT($H$4&\"N\"&$A69)=\"\",\"★\",INDIRECT($H$4&\"N\"&$A69))","v":"★"},{"$f":"IF(INDIRECT($H$4&\"O\"&$A69)=\"\",\"★\",INDIRECT($H$4&\"O\"&$A69))","v":"★"},{"$f":"IF(INDIRECT($H$4&\"L\"&$A69)=\"\",\"★\",INDIRECT($H$4&\"L\"&$A69))","v":"★"},58,{"$f":"IF(INDIRECT($I$4&\"C\"&$A69)=\"\",\"★\",INDIRECT($I$4&\"C\"&$A69))","v":"★"},{"$f":"IF(INDIRECT($I$4&\"D\"&$A69)=\"\",\"★\",INDIRECT($I$4&\"D\"&$A69))","v":"★"},{"$f":"IF(INDIRECT($I$4&\"E\"&$A69)=\"\",\"★\",INDIRECT($I$4&\"E\"&$A69))","v":"★"},{"$f":"IF(INDIRECT($I$4&\"F\"&$A69)=\"\",\"★\",INDIRECT($I$4&\"F\"&$A69))","v":"★"},{"$f":"IF(INDIRECT($I$4&\"G\"&$A69)=\"\",\"★\",INDIRECT($I$4&\"G\"&$A69))","v":"★"},{"$f":"IF(INDIRECT($I$4&\"H\"&$A69)=\"\",\"★\",INDIRECT($I$4&\"H\"&$A69))","v":"★"},{"$f":"IF(INDIRECT($I$4&\"I\"&$A69)=\"\",\"★\",INDIRECT($I$4&\"I\"&$A69))","v":"★"},{"$f":"IF(INDIRECT($I$4&\"J\"&$A69)=\"\",\"★\",INDIRECT($I$4&\"J\"&$A69))","v":"★"},{"$f":"IF(INDIRECT($I$4&\"K\"&$A69)=\"\",\"★\",INDIRECT($I$4&\"K\"&$A69))","v":"★"},{"$f":"IF(INDIRECT($I$4&\"N\"&$A69)=\"\",\"★\",INDIRECT($I$4&\"N\"&$A69))","v":"★"},{"$f":"IF(INDIRECT($I$4&\"O\"&$A69)=\"\",\"★\",INDIRECT($I$4&\"O\"&$A69))","v":"★"},{"$f":"IF(INDIRECT($I$4&\"L\"&$A69)=\"\",\"★\",INDIRECT($I$4&\"L\"&$A69))","v":"★"}]
[81,null,null,null,null,null,null,null,null,null,null,null,null,null,null,null,null,null,null,null,null,null,null,null,null,null,null,null,null,null,null,null,59,{"$f":"IF(INDIRECT($C$4&\"C\"&$A70)=\"\",\"★\",INDIRECT($C$4&\"C\"&$A70))","v":"★"},{"$f":"IF(INDIRECT($C$4&\"D\"&$A70)=\"\",\"★\",INDIRECT($C$4&\"D\"&$A70))","v":"★"},{"$f":"IF(INDIRECT($C$4&\"E\"&$A70)=\"\",\"★\",INDIRECT($C$4&\"E\"&$A70))","v":0},{"$f":"IF(INDIRECT($C$4&\"F\"&$A70)=\"\",\"★\",INDIRECT($C$4&\"F\"&$A70))","v":"★"},{"$f":"IF(INDIRECT($C$4&\"G\"&$A70)=\"\",\"★\",INDIRECT($C$4&\"G\"&$A70))","v":"★"},{"$f":"IF(INDIRECT($C$4&\"H\"&$A70)=\"\",\"★\",INDIRECT($C$4&\"H\"&$A70))","v":"★"},{"$f":"IF(INDIRECT($C$4&\"I\"&$A70)=\"\",\"★\",INDIRECT($C$4&\"I\"&$A70))","v":"★"},{"$f":"IF(INDIRECT($C$4&\"J\"&$A70)=\"\",\"★\",INDIRECT($C$4&\"J\"&$A70))","v":"★"},{"$f":"IF(INDIRECT($C$4&\"K\"&$A70)=\"\",\"★\",INDIRECT($C$4&\"K\"&$A70))","v":"★"},{"$f":"IF(INDIRECT($C$4&\"AC\"&$A70)=\"\",\"★\",INDIRECT($C$4&\"AC\"&$A70))","v":"★"},{"$f":"IF(INDIRECT($C$4&\"AD\"&$A70)=\"\",\"★\",INDIRECT($C$4&\"AD\"&$A70))","v":"★"},{"$f":"IF(INDIRECT($C$4&\"L\"&$A70)=\"\",\"★\",INDIRECT($C$4&\"L\"&$A70))","v":"★"},59,{"$f":"IF(INDIRECT($D$4&\"C\"&$A70)=\"\",\"★\",INDIRECT($D$4&\"C\"&$A70))","v":"★"},{"$f":"IF(INDIRECT($D$4&\"D\"&$A70)=\"\",\"★\",INDIRECT($D$4&\"D\"&$A70))","v":"★"},{"$f":"IF(INDIRECT($D$4&\"E\"&$A70)=\"\",\"★\",INDIRECT($D$4&\"E\"&$A70))","v":0},{"$f":"IF(INDIRECT($D$4&\"F\"&$A70)=\"\",\"★\",INDIRECT($D$4&\"F\"&$A70))","v":"★"},{"$f":"IF(INDIRECT($D$4&\"G\"&$A70)=\"\",\"★\",INDIRECT($D$4&\"G\"&$A70))","v":"★"},{"$f":"IF(INDIRECT($D$4&\"H\"&$A70)=\"\",\"★\",INDIRECT($D$4&\"H\"&$A70))","v":"★"},{"$f":"IF(INDIRECT($D$4&\"I\"&$A70)=\"\",\"★\",INDIRECT($D$4&\"I\"&$A70))","v":"★"},{"$f":"IF(INDIRECT($D$4&\"J\"&$A70)=\"\",\"★\",INDIRECT($D$4&\"J\"&$A70))","v":"★"},{"$f":"IF(INDIRECT($D$4&\"K\"&$A70)=\"\",\"★\",INDIRECT($D$4&\"K\"&$A70))","v":"★"},{"$f":"IF(INDIRECT($D$4&\"AC\"&$A70)=\"\",\"★\",INDIRECT($D$4&\"AC\"&$A70))","v":"★"},{"$f":"IF(INDIRECT($D$4&\"AD\"&$A70)=\"\",\"★\",INDIRECT($D$4&\"AD\"&$A70))","v":"★"},{"$f":"IF(INDIRECT($D$4&\"L\"&$A70)=\"\",\"★\",INDIRECT($D$4&\"L\"&$A70))","v":"★"},59,{"$f":"IF(INDIRECT($E$4&\"C\"&$A70)=\"\",\"★\",INDIRECT($E$4&\"C\"&$A70))","v":"★"},{"$f":"IF(INDIRECT($E$4&\"D\"&$A70)=\"\",\"★\",INDIRECT($E$4&\"D\"&$A70))","v":"★"},{"$f":"IF(INDIRECT($E$4&\"E\"&$A70)=\"\",\"★\",INDIRECT($E$4&\"E\"&$A70))","v":0},{"$f":"IF(INDIRECT($E$4&\"F\"&$A70)=\"\",\"★\",INDIRECT($E$4&\"F\"&$A70))","v":"★"},{"$f":"IF(INDIRECT($E$4&\"G\"&$A70)=\"\",\"★\",INDIRECT($E$4&\"G\"&$A70))","v":"★"},{"$f":"IF(INDIRECT($E$4&\"H\"&$A70)=\"\",\"★\",INDIRECT($E$4&\"H\"&$A70))","v":"★"},{"$f":"IF(INDIRECT($E$4&\"I\"&$A70)=\"\",\"★\",INDIRECT($E$4&\"I\"&$A70))","v":"★"},{"$f":"IF(INDIRECT($E$4&\"J\"&$A70)=\"\",\"★\",INDIRECT($E$4&\"J\"&$A70))","v":"★"},{"$f":"IF(INDIRECT($E$4&\"K\"&$A70)=\"\",\"★\",INDIRECT($E$4&\"K\"&$A70))","v":"★"},{"$f":"IF(INDIRECT($E$4&\"AC\"&$A70)=\"\",\"★\",INDIRECT($E$4&\"AC\"&$A70))","v":"★"},{"$f":"IF(INDIRECT($E$4&\"AD\"&$A70)=\"\",\"★\",INDIRECT($E$4&\"AD\"&$A70))","v":"★"},{"$f":"IF(INDIRECT($E$4&\"L\"&$A70)=\"\",\"★\",INDIRECT($E$4&\"L\"&$A70))","v":"★"},null,null,null,null,null,null,null,null,null,null,null,null,null,null,59,{"$f":"IF(INDIRECT($G$4&\"C\"&$A70)=\"\",\"★\",INDIRECT($G$4&\"C\"&$A70))","v":"★"},{"$f":"IF(INDIRECT($G$4&\"D\"&$A70)=\"\",\"★\",INDIRECT($G$4&\"D\"&$A70))","v":"★"},{"$f":"IF(INDIRECT($G$4&\"E\"&$A70)=\"\",\"★\",INDIRECT($G$4&\"E\"&$A70))","v":"★"},{"$f":"IF(INDIRECT($G$4&\"F\"&$A70)=\"\",\"★\",INDIRECT($G$4&\"F\"&$A70))","v":"★"},{"$f":"IF(INDIRECT($G$4&\"G\"&$A70)=\"\",\"★\",INDIRECT($G$4&\"G\"&$A70))","v":"★"},{"$f":"IF(INDIRECT($G$4&\"H\"&$A70)=\"\",\"★\",INDIRECT($G$4&\"H\"&$A70))","v":"★"},{"$f":"IF(INDIRECT($G$4&\"I\"&$A70)=\"\",\"★\",INDIRECT($G$4&\"I\"&$A70))","v":"★"},{"$f":"IF(INDIRECT($G$4&\"J\"&$A70)=\"\",\"★\",INDIRECT($G$4&\"J\"&$A70))","v":"★"},{"$f":"IF(INDIRECT($G$4&\"K\"&$A70)=\"\",\"★\",INDIRECT($G$4&\"K\"&$A70))","v":"★"},{"$f":"IF(INDIRECT($G$4&\"N\"&$A70)=\"\",\"★\",INDIRECT($G$4&\"N\"&$A70))","v":"★"},{"$f":"IF(INDIRECT($G$4&\"O\"&$A70)=\"\",\"★\",INDIRECT($G$4&\"O\"&$A70))","v":"★"},{"$f":"IF(INDIRECT($G$4&\"L\"&$A70)=\"\",\"★\",INDIRECT($G$4&\"L\"&$A70))","v":"★"},59,{"$f":"IF(INDIRECT($H$4&\"C\"&$A70)=\"\",\"★\",INDIRECT($H$4&\"C\"&$A70))","v":"★"},{"$f":"IF(INDIRECT($H$4&\"D\"&$A70)=\"\",\"★\",INDIRECT($H$4&\"D\"&$A70))","v":"★"},{"$f":"IF(INDIRECT($H$4&\"E\"&$A70)=\"\",\"★\",INDIRECT($H$4&\"E\"&$A70))","v":"★"},{"$f":"IF(INDIRECT($H$4&\"F\"&$A70)=\"\",\"★\",INDIRECT($H$4&\"F\"&$A70))","v":"★"},{"$f":"IF(INDIRECT($H$4&\"G\"&$A70)=\"\",\"★\",INDIRECT($H$4&\"G\"&$A70))","v":"★"},{"$f":"IF(INDIRECT($H$4&\"H\"&$A70)=\"\",\"★\",INDIRECT($H$4&\"H\"&$A70))","v":"★"},{"$f":"IF(INDIRECT($H$4&\"I\"&$A70)=\"\",\"★\",INDIRECT($H$4&\"I\"&$A70))","v":"★"},{"$f":"IF(INDIRECT($H$4&\"J\"&$A70)=\"\",\"★\",INDIRECT($H$4&\"J\"&$A70))","v":"★"},{"$f":"IF(INDIRECT($H$4&\"K\"&$A70)=\"\",\"★\",INDIRECT($H$4&\"K\"&$A70))","v":"★"},{"$f":"IF(INDIRECT($H$4&\"N\"&$A70)=\"\",\"★\",INDIRECT($H$4&\"N\"&$A70))","v":"★"},{"$f":"IF(INDIRECT($H$4&\"O\"&$A70)=\"\",\"★\",INDIRECT($H$4&\"O\"&$A70))","v":"★"},{"$f":"IF(INDIRECT($H$4&\"L\"&$A70)=\"\",\"★\",INDIRECT($H$4&\"L\"&$A70))","v":"★"},59,{"$f":"IF(INDIRECT($I$4&\"C\"&$A70)=\"\",\"★\",INDIRECT($I$4&\"C\"&$A70))","v":"★"},{"$f":"IF(INDIRECT($I$4&\"D\"&$A70)=\"\",\"★\",INDIRECT($I$4&\"D\"&$A70))","v":"★"},{"$f":"IF(INDIRECT($I$4&\"E\"&$A70)=\"\",\"★\",INDIRECT($I$4&\"E\"&$A70))","v":"★"},{"$f":"IF(INDIRECT($I$4&\"F\"&$A70)=\"\",\"★\",INDIRECT($I$4&\"F\"&$A70))","v":"★"},{"$f":"IF(INDIRECT($I$4&\"G\"&$A70)=\"\",\"★\",INDIRECT($I$4&\"G\"&$A70))","v":"★"},{"$f":"IF(INDIRECT($I$4&\"H\"&$A70)=\"\",\"★\",INDIRECT($I$4&\"H\"&$A70))","v":"★"},{"$f":"IF(INDIRECT($I$4&\"I\"&$A70)=\"\",\"★\",INDIRECT($I$4&\"I\"&$A70))","v":"★"},{"$f":"IF(INDIRECT($I$4&\"J\"&$A70)=\"\",\"★\",INDIRECT($I$4&\"J\"&$A70))","v":"★"},{"$f":"IF(INDIRECT($I$4&\"K\"&$A70)=\"\",\"★\",INDIRECT($I$4&\"K\"&$A70))","v":"★"},{"$f":"IF(INDIRECT($I$4&\"N\"&$A70)=\"\",\"★\",INDIRECT($I$4&\"N\"&$A70))","v":"★"},{"$f":"IF(INDIRECT($I$4&\"O\"&$A70)=\"\",\"★\",INDIRECT($I$4&\"O\"&$A70))","v":"★"},{"$f":"IF(INDIRECT($I$4&\"L\"&$A70)=\"\",\"★\",INDIRECT($I$4&\"L\"&$A70))","v":"★"}]
[82,null,null,null,null,null,null,null,null,null,null,null,null,null,null,null,null,null,null,null,null,null,null,null,null,null,null,null,null,null,null,null,60,{"$f":"IF(INDIRECT($C$4&\"C\"&$A71)=\"\",\"★\",INDIRECT($C$4&\"C\"&$A71))","v":"★"},{"$f":"IF(INDIRECT($C$4&\"D\"&$A71)=\"\",\"★\",INDIRECT($C$4&\"D\"&$A71))","v":"★"},{"$f":"IF(INDIRECT($C$4&\"E\"&$A71)=\"\",\"★\",INDIRECT($C$4&\"E\"&$A71))","v":0},{"$f":"IF(INDIRECT($C$4&\"F\"&$A71)=\"\",\"★\",INDIRECT($C$4&\"F\"&$A71))","v":"★"},{"$f":"IF(INDIRECT($C$4&\"G\"&$A71)=\"\",\"★\",INDIRECT($C$4&\"G\"&$A71))","v":"★"},{"$f":"IF(INDIRECT($C$4&\"H\"&$A71)=\"\",\"★\",INDIRECT($C$4&\"H\"&$A71))","v":"★"},{"$f":"IF(INDIRECT($C$4&\"I\"&$A71)=\"\",\"★\",INDIRECT($C$4&\"I\"&$A71))","v":"★"},{"$f":"IF(INDIRECT($C$4&\"J\"&$A71)=\"\",\"★\",INDIRECT($C$4&\"J\"&$A71))","v":"★"},{"$f":"IF(INDIRECT($C$4&\"K\"&$A71)=\"\",\"★\",INDIRECT($C$4&\"K\"&$A71))","v":"★"},{"$f":"IF(INDIRECT($C$4&\"AC\"&$A71)=\"\",\"★\",INDIRECT($C$4&\"AC\"&$A71))","v":"★"},{"$f":"IF(INDIRECT($C$4&\"AD\"&$A71)=\"\",\"★\",INDIRECT($C$4&\"AD\"&$A71))","v":"★"},{"$f":"IF(INDIRECT($C$4&\"L\"&$A71)=\"\",\"★\",INDIRECT($C$4&\"L\"&$A71))","v":"★"},60,{"$f":"IF(INDIRECT($D$4&\"C\"&$A71)=\"\",\"★\",INDIRECT($D$4&\"C\"&$A71))","v":"★"},{"$f":"IF(INDIRECT($D$4&\"D\"&$A71)=\"\",\"★\",INDIRECT($D$4&\"D\"&$A71))","v":"★"},{"$f":"IF(INDIRECT($D$4&\"E\"&$A71)=\"\",\"★\",INDIRECT($D$4&\"E\"&$A71))","v":0},{"$f":"IF(INDIRECT($D$4&\"F\"&$A71)=\"\",\"★\",INDIRECT($D$4&\"F\"&$A71))","v":"★"},{"$f":"IF(INDIRECT($D$4&\"G\"&$A71)=\"\",\"★\",INDIRECT($D$4&\"G\"&$A71))","v":"★"},{"$f":"IF(INDIRECT($D$4&\"H\"&$A71)=\"\",\"★\",INDIRECT($D$4&\"H\"&$A71))","v":"★"},{"$f":"IF(INDIRECT($D$4&\"I\"&$A71)=\"\",\"★\",INDIRECT($D$4&\"I\"&$A71))","v":"★"},{"$f":"IF(INDIRECT($D$4&\"J\"&$A71)=\"\",\"★\",INDIRECT($D$4&\"J\"&$A71))","v":"★"},{"$f":"IF(INDIRECT($D$4&\"K\"&$A71)=\"\",\"★\",INDIRECT($D$4&\"K\"&$A71))","v":"★"},{"$f":"IF(INDIRECT($D$4&\"AC\"&$A71)=\"\",\"★\",INDIRECT($D$4&\"AC\"&$A71))","v":"★"},{"$f":"IF(INDIRECT($D$4&\"AD\"&$A71)=\"\",\"★\",INDIRECT($D$4&\"AD\"&$A71))","v":"★"},{"$f":"IF(INDIRECT($D$4&\"L\"&$A71)=\"\",\"★\",INDIRECT($D$4&\"L\"&$A71))","v":"★"},60,{"$f":"IF(INDIRECT($E$4&\"C\"&$A71)=\"\",\"★\",INDIRECT($E$4&\"C\"&$A71))","v":"★"},{"$f":"IF(INDIRECT($E$4&\"D\"&$A71)=\"\",\"★\",INDIRECT($E$4&\"D\"&$A71))","v":"★"},{"$f":"IF(INDIRECT($E$4&\"E\"&$A71)=\"\",\"★\",INDIRECT($E$4&\"E\"&$A71))","v":0},{"$f":"IF(INDIRECT($E$4&\"F\"&$A71)=\"\",\"★\",INDIRECT($E$4&\"F\"&$A71))","v":"★"},{"$f":"IF(INDIRECT($E$4&\"G\"&$A71)=\"\",\"★\",INDIRECT($E$4&\"G\"&$A71))","v":"★"},{"$f":"IF(INDIRECT($E$4&\"H\"&$A71)=\"\",\"★\",INDIRECT($E$4&\"H\"&$A71))","v":"★"},{"$f":"IF(INDIRECT($E$4&\"I\"&$A71)=\"\",\"★\",INDIRECT($E$4&\"I\"&$A71))","v":"★"},{"$f":"IF(INDIRECT($E$4&\"J\"&$A71)=\"\",\"★\",INDIRECT($E$4&\"J\"&$A71))","v":"★"},{"$f":"IF(INDIRECT($E$4&\"K\"&$A71)=\"\",\"★\",INDIRECT($E$4&\"K\"&$A71))","v":"★"},{"$f":"IF(INDIRECT($E$4&\"AC\"&$A71)=\"\",\"★\",INDIRECT($E$4&\"AC\"&$A71))","v":"★"},{"$f":"IF(INDIRECT($E$4&\"AD\"&$A71)=\"\",\"★\",INDIRECT($E$4&\"AD\"&$A71))","v":"★"},{"$f":"IF(INDIRECT($E$4&\"L\"&$A71)=\"\",\"★\",INDIRECT($E$4&\"L\"&$A71))","v":"★"},null,null,null,null,null,null,null,null,null,null,null,null,null,null,60,{"$f":"IF(INDIRECT($G$4&\"C\"&$A71)=\"\",\"★\",INDIRECT($G$4&\"C\"&$A71))","v":"★"},{"$f":"IF(INDIRECT($G$4&\"D\"&$A71)=\"\",\"★\",INDIRECT($G$4&\"D\"&$A71))","v":"★"},{"$f":"IF(INDIRECT($G$4&\"E\"&$A71)=\"\",\"★\",INDIRECT($G$4&\"E\"&$A71))","v":"★"},{"$f":"IF(INDIRECT($G$4&\"F\"&$A71)=\"\",\"★\",INDIRECT($G$4&\"F\"&$A71))","v":"★"},{"$f":"IF(INDIRECT($G$4&\"G\"&$A71)=\"\",\"★\",INDIRECT($G$4&\"G\"&$A71))","v":"★"},{"$f":"IF(INDIRECT($G$4&\"H\"&$A71)=\"\",\"★\",INDIRECT($G$4&\"H\"&$A71))","v":"★"},{"$f":"IF(INDIRECT($G$4&\"I\"&$A71)=\"\",\"★\",INDIRECT($G$4&\"I\"&$A71))","v":"★"},{"$f":"IF(INDIRECT($G$4&\"J\"&$A71)=\"\",\"★\",INDIRECT($G$4&\"J\"&$A71))","v":"★"},{"$f":"IF(INDIRECT($G$4&\"K\"&$A71)=\"\",\"★\",INDIRECT($G$4&\"K\"&$A71))","v":"★"},{"$f":"IF(INDIRECT($G$4&\"N\"&$A71)=\"\",\"★\",INDIRECT($G$4&\"N\"&$A71))","v":"★"},{"$f":"IF(INDIRECT($G$4&\"O\"&$A71)=\"\",\"★\",INDIRECT($G$4&\"O\"&$A71))","v":"★"},{"$f":"IF(INDIRECT($G$4&\"L\"&$A71)=\"\",\"★\",INDIRECT($G$4&\"L\"&$A71))","v":"★"},60,{"$f":"IF(INDIRECT($H$4&\"C\"&$A71)=\"\",\"★\",INDIRECT($H$4&\"C\"&$A71))","v":"★"},{"$f":"IF(INDIRECT($H$4&\"D\"&$A71)=\"\",\"★\",INDIRECT($H$4&\"D\"&$A71))","v":"★"},{"$f":"IF(INDIRECT($H$4&\"E\"&$A71)=\"\",\"★\",INDIRECT($H$4&\"E\"&$A71))","v":"★"},{"$f":"IF(INDIRECT($H$4&\"F\"&$A71)=\"\",\"★\",INDIRECT($H$4&\"F\"&$A71))","v":"★"},{"$f":"IF(INDIRECT($H$4&\"G\"&$A71)=\"\",\"★\",INDIRECT($H$4&\"G\"&$A71))","v":"★"},{"$f":"IF(INDIRECT($H$4&\"H\"&$A71)=\"\",\"★\",INDIRECT($H$4&\"H\"&$A71))","v":"★"},{"$f":"IF(INDIRECT($H$4&\"I\"&$A71)=\"\",\"★\",INDIRECT($H$4&\"I\"&$A71))","v":"★"},{"$f":"IF(INDIRECT($H$4&\"J\"&$A71)=\"\",\"★\",INDIRECT($H$4&\"J\"&$A71))","v":"★"},{"$f":"IF(INDIRECT($H$4&\"K\"&$A71)=\"\",\"★\",INDIRECT($H$4&\"K\"&$A71))","v":"★"},{"$f":"IF(INDIRECT($H$4&\"N\"&$A71)=\"\",\"★\",INDIRECT($H$4&\"N\"&$A71))","v":"★"},{"$f":"IF(INDIRECT($H$4&\"O\"&$A71)=\"\",\"★\",INDIRECT($H$4&\"O\"&$A71))","v":"★"},{"$f":"IF(INDIRECT($H$4&\"L\"&$A71)=\"\",\"★\",INDIRECT($H$4&\"L\"&$A71))","v":"★"},60,{"$f":"IF(INDIRECT($I$4&\"C\"&$A71)=\"\",\"★\",INDIRECT($I$4&\"C\"&$A71))","v":"★"},{"$f":"IF(INDIRECT($I$4&\"D\"&$A71)=\"\",\"★\",INDIRECT($I$4&\"D\"&$A71))","v":"★"},{"$f":"IF(INDIRECT($I$4&\"E\"&$A71)=\"\",\"★\",INDIRECT($I$4&\"E\"&$A71))","v":"★"},{"$f":"IF(INDIRECT($I$4&\"F\"&$A71)=\"\",\"★\",INDIRECT($I$4&\"F\"&$A71))","v":"★"},{"$f":"IF(INDIRECT($I$4&\"G\"&$A71)=\"\",\"★\",INDIRECT($I$4&\"G\"&$A71))","v":"★"},{"$f":"IF(INDIRECT($I$4&\"H\"&$A71)=\"\",\"★\",INDIRECT($I$4&\"H\"&$A71))","v":"★"},{"$f":"IF(INDIRECT($I$4&\"I\"&$A71)=\"\",\"★\",INDIRECT($I$4&\"I\"&$A71))","v":"★"},{"$f":"IF(INDIRECT($I$4&\"J\"&$A71)=\"\",\"★\",INDIRECT($I$4&\"J\"&$A71))","v":"★"},{"$f":"IF(INDIRECT($I$4&\"K\"&$A71)=\"\",\"★\",INDIRECT($I$4&\"K\"&$A71))","v":"★"},{"$f":"IF(INDIRECT($I$4&\"N\"&$A71)=\"\",\"★\",INDIRECT($I$4&\"N\"&$A71))","v":"★"},{"$f":"IF(INDIRECT($I$4&\"O\"&$A71)=\"\",\"★\",INDIRECT($I$4&\"O\"&$A71))","v":"★"},{"$f":"IF(INDIRECT($I$4&\"L\"&$A71)=\"\",\"★\",INDIRECT($I$4&\"L\"&$A71))","v":"★"}]
[83,null,null,null,null,null,null,null,null,null,null,null,null,null,null,null,null,null,null,null,null,null,null,null,null,null,null,null,null,null,null,null,61,{"$f":"IF(INDIRECT($C$4&\"C\"&$A72)=\"\",\"★\",INDIRECT($C$4&\"C\"&$A72))","v":"★"},{"$f":"IF(INDIRECT($C$4&\"D\"&$A72)=\"\",\"★\",INDIRECT($C$4&\"D\"&$A72))","v":"★"},{"$f":"IF(INDIRECT($C$4&\"E\"&$A72)=\"\",\"★\",INDIRECT($C$4&\"E\"&$A72))","v":0},{"$f":"IF(INDIRECT($C$4&\"F\"&$A72)=\"\",\"★\",INDIRECT($C$4&\"F\"&$A72))","v":"★"},{"$f":"IF(INDIRECT($C$4&\"G\"&$A72)=\"\",\"★\",INDIRECT($C$4&\"G\"&$A72))","v":"★"},{"$f":"IF(INDIRECT($C$4&\"H\"&$A72)=\"\",\"★\",INDIRECT($C$4&\"H\"&$A72))","v":"★"},{"$f":"IF(INDIRECT($C$4&\"I\"&$A72)=\"\",\"★\",INDIRECT($C$4&\"I\"&$A72))","v":"★"},{"$f":"IF(INDIRECT($C$4&\"J\"&$A72)=\"\",\"★\",INDIRECT($C$4&\"J\"&$A72))","v":"★"},{"$f":"IF(INDIRECT($C$4&\"K\"&$A72)=\"\",\"★\",INDIRECT($C$4&\"K\"&$A72))","v":"★"},{"$f":"IF(INDIRECT($C$4&\"AC\"&$A72)=\"\",\"★\",INDIRECT($C$4&\"AC\"&$A72))","v":"★"},{"$f":"IF(INDIRECT($C$4&\"AD\"&$A72)=\"\",\"★\",INDIRECT($C$4&\"AD\"&$A72))","v":"★"},{"$f":"IF(INDIRECT($C$4&\"L\"&$A72)=\"\",\"★\",INDIRECT($C$4&\"L\"&$A72))","v":"★"},61,{"$f":"IF(INDIRECT($D$4&\"C\"&$A72)=\"\",\"★\",INDIRECT($D$4&\"C\"&$A72))","v":"★"},{"$f":"IF(INDIRECT($D$4&\"D\"&$A72)=\"\",\"★\",INDIRECT($D$4&\"D\"&$A72))","v":"★"},{"$f":"IF(INDIRECT($D$4&\"E\"&$A72)=\"\",\"★\",INDIRECT($D$4&\"E\"&$A72))","v":0},{"$f":"IF(INDIRECT($D$4&\"F\"&$A72)=\"\",\"★\",INDIRECT($D$4&\"F\"&$A72))","v":"★"},{"$f":"IF(INDIRECT($D$4&\"G\"&$A72)=\"\",\"★\",INDIRECT($D$4&\"G\"&$A72))","v":"★"},{"$f":"IF(INDIRECT($D$4&\"H\"&$A72)=\"\",\"★\",INDIRECT($D$4&\"H\"&$A72))","v":"★"},{"$f":"IF(INDIRECT($D$4&\"I\"&$A72)=\"\",\"★\",INDIRECT($D$4&\"I\"&$A72))","v":"★"},{"$f":"IF(INDIRECT($D$4&\"J\"&$A72)=\"\",\"★\",INDIRECT($D$4&\"J\"&$A72))","v":"★"},{"$f":"IF(INDIRECT($D$4&\"K\"&$A72)=\"\",\"★\",INDIRECT($D$4&\"K\"&$A72))","v":"★"},{"$f":"IF(INDIRECT($D$4&\"AC\"&$A72)=\"\",\"★\",INDIRECT($D$4&\"AC\"&$A72))","v":"★"},{"$f":"IF(INDIRECT($D$4&\"AD\"&$A72)=\"\",\"★\",INDIRECT($D$4&\"AD\"&$A72))","v":"★"},{"$f":"IF(INDIRECT($D$4&\"L\"&$A72)=\"\",\"★\",INDIRECT($D$4&\"L\"&$A72))","v":"★"},61,{"$f":"IF(INDIRECT($E$4&\"C\"&$A72)=\"\",\"★\",INDIRECT($E$4&\"C\"&$A72))","v":"★"},{"$f":"IF(INDIRECT($E$4&\"D\"&$A72)=\"\",\"★\",INDIRECT($E$4&\"D\"&$A72))","v":"★"},{"$f":"IF(INDIRECT($E$4&\"E\"&$A72)=\"\",\"★\",INDIRECT($E$4&\"E\"&$A72))","v":0},{"$f":"IF(INDIRECT($E$4&\"F\"&$A72)=\"\",\"★\",INDIRECT($E$4&\"F\"&$A72))","v":"★"},{"$f":"IF(INDIRECT($E$4&\"G\"&$A72)=\"\",\"★\",INDIRECT($E$4&\"G\"&$A72))","v":"★"},{"$f":"IF(INDIRECT($E$4&\"H\"&$A72)=\"\",\"★\",INDIRECT($E$4&\"H\"&$A72))","v":"★"},{"$f":"IF(INDIRECT($E$4&\"I\"&$A72)=\"\",\"★\",INDIRECT($E$4&\"I\"&$A72))","v":"★"},{"$f":"IF(INDIRECT($E$4&\"J\"&$A72)=\"\",\"★\",INDIRECT($E$4&\"J\"&$A72))","v":"★"},{"$f":"IF(INDIRECT($E$4&\"K\"&$A72)=\"\",\"★\",INDIRECT($E$4&\"K\"&$A72))","v":"★"},{"$f":"IF(INDIRECT($E$4&\"AC\"&$A72)=\"\",\"★\",INDIRECT($E$4&\"AC\"&$A72))","v":"★"},{"$f":"IF(INDIRECT($E$4&\"AD\"&$A72)=\"\",\"★\",INDIRECT($E$4&\"AD\"&$A72))","v":"★"},{"$f":"IF(INDIRECT($E$4&\"L\"&$A72)=\"\",\"★\",INDIRECT($E$4&\"L\"&$A72))","v":"★"},null,null,null,null,null,null,null,null,null,null,null,null,null,null,61,{"$f":"IF(INDIRECT($G$4&\"C\"&$A72)=\"\",\"★\",INDIRECT($G$4&\"C\"&$A72))","v":"★"},{"$f":"IF(INDIRECT($G$4&\"D\"&$A72)=\"\",\"★\",INDIRECT($G$4&\"D\"&$A72))","v":"★"},{"$f":"IF(INDIRECT($G$4&\"E\"&$A72)=\"\",\"★\",INDIRECT($G$4&\"E\"&$A72))","v":"★"},{"$f":"IF(INDIRECT($G$4&\"F\"&$A72)=\"\",\"★\",INDIRECT($G$4&\"F\"&$A72))","v":"★"},{"$f":"IF(INDIRECT($G$4&\"G\"&$A72)=\"\",\"★\",INDIRECT($G$4&\"G\"&$A72))","v":"★"},{"$f":"IF(INDIRECT($G$4&\"H\"&$A72)=\"\",\"★\",INDIRECT($G$4&\"H\"&$A72))","v":"★"},{"$f":"IF(INDIRECT($G$4&\"I\"&$A72)=\"\",\"★\",INDIRECT($G$4&\"I\"&$A72))","v":"★"},{"$f":"IF(INDIRECT($G$4&\"J\"&$A72)=\"\",\"★\",INDIRECT($G$4&\"J\"&$A72))","v":"★"},{"$f":"IF(INDIRECT($G$4&\"K\"&$A72)=\"\",\"★\",INDIRECT($G$4&\"K\"&$A72))","v":"★"},{"$f":"IF(INDIRECT($G$4&\"N\"&$A72)=\"\",\"★\",INDIRECT($G$4&\"N\"&$A72))","v":"★"},{"$f":"IF(INDIRECT($G$4&\"O\"&$A72)=\"\",\"★\",INDIRECT($G$4&\"O\"&$A72))","v":"★"},{"$f":"IF(INDIRECT($G$4&\"L\"&$A72)=\"\",\"★\",INDIRECT($G$4&\"L\"&$A72))","v":"★"},61,{"$f":"IF(INDIRECT($H$4&\"C\"&$A72)=\"\",\"★\",INDIRECT($H$4&\"C\"&$A72))","v":"★"},{"$f":"IF(INDIRECT($H$4&\"D\"&$A72)=\"\",\"★\",INDIRECT($H$4&\"D\"&$A72))","v":"★"},{"$f":"IF(INDIRECT($H$4&\"E\"&$A72)=\"\",\"★\",INDIRECT($H$4&\"E\"&$A72))","v":"★"},{"$f":"IF(INDIRECT($H$4&\"F\"&$A72)=\"\",\"★\",INDIRECT($H$4&\"F\"&$A72))","v":"★"},{"$f":"IF(INDIRECT($H$4&\"G\"&$A72)=\"\",\"★\",INDIRECT($H$4&\"G\"&$A72))","v":"★"},{"$f":"IF(INDIRECT($H$4&\"H\"&$A72)=\"\",\"★\",INDIRECT($H$4&\"H\"&$A72))","v":"★"},{"$f":"IF(INDIRECT($H$4&\"I\"&$A72)=\"\",\"★\",INDIRECT($H$4&\"I\"&$A72))","v":"★"},{"$f":"IF(INDIRECT($H$4&\"J\"&$A72)=\"\",\"★\",INDIRECT($H$4&\"J\"&$A72))","v":"★"},{"$f":"IF(INDIRECT($H$4&\"K\"&$A72)=\"\",\"★\",INDIRECT($H$4&\"K\"&$A72))","v":"★"},{"$f":"IF(INDIRECT($H$4&\"N\"&$A72)=\"\",\"★\",INDIRECT($H$4&\"N\"&$A72))","v":"★"},{"$f":"IF(INDIRECT($H$4&\"O\"&$A72)=\"\",\"★\",INDIRECT($H$4&\"O\"&$A72))","v":"★"},{"$f":"IF(INDIRECT($H$4&\"L\"&$A72)=\"\",\"★\",INDIRECT($H$4&\"L\"&$A72))","v":"★"},61,{"$f":"IF(INDIRECT($I$4&\"C\"&$A72)=\"\",\"★\",INDIRECT($I$4&\"C\"&$A72))","v":"★"},{"$f":"IF(INDIRECT($I$4&\"D\"&$A72)=\"\",\"★\",INDIRECT($I$4&\"D\"&$A72))","v":"★"},{"$f":"IF(INDIRECT($I$4&\"E\"&$A72)=\"\",\"★\",INDIRECT($I$4&\"E\"&$A72))","v":"★"},{"$f":"IF(INDIRECT($I$4&\"F\"&$A72)=\"\",\"★\",INDIRECT($I$4&\"F\"&$A72))","v":"★"},{"$f":"IF(INDIRECT($I$4&\"G\"&$A72)=\"\",\"★\",INDIRECT($I$4&\"G\"&$A72))","v":"★"},{"$f":"IF(INDIRECT($I$4&\"H\"&$A72)=\"\",\"★\",INDIRECT($I$4&\"H\"&$A72))","v":"★"},{"$f":"IF(INDIRECT($I$4&\"I\"&$A72)=\"\",\"★\",INDIRECT($I$4&\"I\"&$A72))","v":"★"},{"$f":"IF(INDIRECT($I$4&\"J\"&$A72)=\"\",\"★\",INDIRECT($I$4&\"J\"&$A72))","v":"★"},{"$f":"IF(INDIRECT($I$4&\"K\"&$A72)=\"\",\"★\",INDIRECT($I$4&\"K\"&$A72))","v":"★"},{"$f":"IF(INDIRECT($I$4&\"N\"&$A72)=\"\",\"★\",INDIRECT($I$4&\"N\"&$A72))","v":"★"},{"$f":"IF(INDIRECT($I$4&\"O\"&$A72)=\"\",\"★\",INDIRECT($I$4&\"O\"&$A72))","v":"★"},{"$f":"IF(INDIRECT($I$4&\"L\"&$A72)=\"\",\"★\",INDIRECT($I$4&\"L\"&$A72))","v":"★"}]
[84,null,null,null,null,null,null,null,null,null,null,null,null,null,null,null,null,null,null,null,null,null,null,null,null,null,null,null,null,null,null,null,62,{"$f":"IF(INDIRECT($C$4&\"C\"&$A73)=\"\",\"★\",INDIRECT($C$4&\"C\"&$A73))","v":"★"},{"$f":"IF(INDIRECT($C$4&\"D\"&$A73)=\"\",\"★\",INDIRECT($C$4&\"D\"&$A73))","v":"★"},{"$f":"IF(INDIRECT($C$4&\"E\"&$A73)=\"\",\"★\",INDIRECT($C$4&\"E\"&$A73))","v":0},{"$f":"IF(INDIRECT($C$4&\"F\"&$A73)=\"\",\"★\",INDIRECT($C$4&\"F\"&$A73))","v":"★"},{"$f":"IF(INDIRECT($C$4&\"G\"&$A73)=\"\",\"★\",INDIRECT($C$4&\"G\"&$A73))","v":"★"},{"$f":"IF(INDIRECT($C$4&\"H\"&$A73)=\"\",\"★\",INDIRECT($C$4&\"H\"&$A73))","v":"★"},{"$f":"IF(INDIRECT($C$4&\"I\"&$A73)=\"\",\"★\",INDIRECT($C$4&\"I\"&$A73))","v":"★"},{"$f":"IF(INDIRECT($C$4&\"J\"&$A73)=\"\",\"★\",INDIRECT($C$4&\"J\"&$A73))","v":"★"},{"$f":"IF(INDIRECT($C$4&\"K\"&$A73)=\"\",\"★\",INDIRECT($C$4&\"K\"&$A73))","v":"★"},{"$f":"IF(INDIRECT($C$4&\"AC\"&$A73)=\"\",\"★\",INDIRECT($C$4&\"AC\"&$A73))","v":"★"},{"$f":"IF(INDIRECT($C$4&\"AD\"&$A73)=\"\",\"★\",INDIRECT($C$4&\"AD\"&$A73))","v":"★"},{"$f":"IF(INDIRECT($C$4&\"L\"&$A73)=\"\",\"★\",INDIRECT($C$4&\"L\"&$A73))","v":"★"},62,{"$f":"IF(INDIRECT($D$4&\"C\"&$A73)=\"\",\"★\",INDIRECT($D$4&\"C\"&$A73))","v":"★"},{"$f":"IF(INDIRECT($D$4&\"D\"&$A73)=\"\",\"★\",INDIRECT($D$4&\"D\"&$A73))","v":"★"},{"$f":"IF(INDIRECT($D$4&\"E\"&$A73)=\"\",\"★\",INDIRECT($D$4&\"E\"&$A73))","v":0},{"$f":"IF(INDIRECT($D$4&\"F\"&$A73)=\"\",\"★\",INDIRECT($D$4&\"F\"&$A73))","v":"★"},{"$f":"IF(INDIRECT($D$4&\"G\"&$A73)=\"\",\"★\",INDIRECT($D$4&\"G\"&$A73))","v":"★"},{"$f":"IF(INDIRECT($D$4&\"H\"&$A73)=\"\",\"★\",INDIRECT($D$4&\"H\"&$A73))","v":"★"},{"$f":"IF(INDIRECT($D$4&\"I\"&$A73)=\"\",\"★\",INDIRECT($D$4&\"I\"&$A73))","v":"★"},{"$f":"IF(INDIRECT($D$4&\"J\"&$A73)=\"\",\"★\",INDIRECT($D$4&\"J\"&$A73))","v":"★"},{"$f":"IF(INDIRECT($D$4&\"K\"&$A73)=\"\",\"★\",INDIRECT($D$4&\"K\"&$A73))","v":"★"},{"$f":"IF(INDIRECT($D$4&\"AC\"&$A73)=\"\",\"★\",INDIRECT($D$4&\"AC\"&$A73))","v":"★"},{"$f":"IF(INDIRECT($D$4&\"AD\"&$A73)=\"\",\"★\",INDIRECT($D$4&\"AD\"&$A73))","v":"★"},{"$f":"IF(INDIRECT($D$4&\"L\"&$A73)=\"\",\"★\",INDIRECT($D$4&\"L\"&$A73))","v":"★"},62,{"$f":"IF(INDIRECT($E$4&\"C\"&$A73)=\"\",\"★\",INDIRECT($E$4&\"C\"&$A73))","v":"★"},{"$f":"IF(INDIRECT($E$4&\"D\"&$A73)=\"\",\"★\",INDIRECT($E$4&\"D\"&$A73))","v":"★"},{"$f":"IF(INDIRECT($E$4&\"E\"&$A73)=\"\",\"★\",INDIRECT($E$4&\"E\"&$A73))","v":0},{"$f":"IF(INDIRECT($E$4&\"F\"&$A73)=\"\",\"★\",INDIRECT($E$4&\"F\"&$A73))","v":"★"},{"$f":"IF(INDIRECT($E$4&\"G\"&$A73)=\"\",\"★\",INDIRECT($E$4&\"G\"&$A73))","v":"★"},{"$f":"IF(INDIRECT($E$4&\"H\"&$A73)=\"\",\"★\",INDIRECT($E$4&\"H\"&$A73))","v":"★"},{"$f":"IF(INDIRECT($E$4&\"I\"&$A73)=\"\",\"★\",INDIRECT($E$4&\"I\"&$A73))","v":"★"},{"$f":"IF(INDIRECT($E$4&\"J\"&$A73)=\"\",\"★\",INDIRECT($E$4&\"J\"&$A73))","v":"★"},{"$f":"IF(INDIRECT($E$4&\"K\"&$A73)=\"\",\"★\",INDIRECT($E$4&\"K\"&$A73))","v":"★"},{"$f":"IF(INDIRECT($E$4&\"AC\"&$A73)=\"\",\"★\",INDIRECT($E$4&\"AC\"&$A73))","v":"★"},{"$f":"IF(INDIRECT($E$4&\"AD\"&$A73)=\"\",\"★\",INDIRECT($E$4&\"AD\"&$A73))","v":"★"},{"$f":"IF(INDIRECT($E$4&\"L\"&$A73)=\"\",\"★\",INDIRECT($E$4&\"L\"&$A73))","v":"★"},null,null,null,null,null,null,null,null,null,null,null,null,null,null,62,{"$f":"IF(INDIRECT($G$4&\"C\"&$A73)=\"\",\"★\",INDIRECT($G$4&\"C\"&$A73))","v":"★"},{"$f":"IF(INDIRECT($G$4&\"D\"&$A73)=\"\",\"★\",INDIRECT($G$4&\"D\"&$A73))","v":"★"},{"$f":"IF(INDIRECT($G$4&\"E\"&$A73)=\"\",\"★\",INDIRECT($G$4&\"E\"&$A73))","v":"★"},{"$f":"IF(INDIRECT($G$4&\"F\"&$A73)=\"\",\"★\",INDIRECT($G$4&\"F\"&$A73))","v":"★"},{"$f":"IF(INDIRECT($G$4&\"G\"&$A73)=\"\",\"★\",INDIRECT($G$4&\"G\"&$A73))","v":"★"},{"$f":"IF(INDIRECT($G$4&\"H\"&$A73)=\"\",\"★\",INDIRECT($G$4&\"H\"&$A73))","v":"★"},{"$f":"IF(INDIRECT($G$4&\"I\"&$A73)=\"\",\"★\",INDIRECT($G$4&\"I\"&$A73))","v":"★"},{"$f":"IF(INDIRECT($G$4&\"J\"&$A73)=\"\",\"★\",INDIRECT($G$4&\"J\"&$A73))","v":"★"},{"$f":"IF(INDIRECT($G$4&\"K\"&$A73)=\"\",\"★\",INDIRECT($G$4&\"K\"&$A73))","v":"★"},{"$f":"IF(INDIRECT($G$4&\"N\"&$A73)=\"\",\"★\",INDIRECT($G$4&\"N\"&$A73))","v":"★"},{"$f":"IF(INDIRECT($G$4&\"O\"&$A73)=\"\",\"★\",INDIRECT($G$4&\"O\"&$A73))","v":"★"},{"$f":"IF(INDIRECT($G$4&\"L\"&$A73)=\"\",\"★\",INDIRECT($G$4&\"L\"&$A73))","v":"★"},62,{"$f":"IF(INDIRECT($H$4&\"C\"&$A73)=\"\",\"★\",INDIRECT($H$4&\"C\"&$A73))","v":"★"},{"$f":"IF(INDIRECT($H$4&\"D\"&$A73)=\"\",\"★\",INDIRECT($H$4&\"D\"&$A73))","v":"★"},{"$f":"IF(INDIRECT($H$4&\"E\"&$A73)=\"\",\"★\",INDIRECT($H$4&\"E\"&$A73))","v":"★"},{"$f":"IF(INDIRECT($H$4&\"F\"&$A73)=\"\",\"★\",INDIRECT($H$4&\"F\"&$A73))","v":"★"},{"$f":"IF(INDIRECT($H$4&\"G\"&$A73)=\"\",\"★\",INDIRECT($H$4&\"G\"&$A73))","v":"★"},{"$f":"IF(INDIRECT($H$4&\"H\"&$A73)=\"\",\"★\",INDIRECT($H$4&\"H\"&$A73))","v":"★"},{"$f":"IF(INDIRECT($H$4&\"I\"&$A73)=\"\",\"★\",INDIRECT($H$4&\"I\"&$A73))","v":"★"},{"$f":"IF(INDIRECT($H$4&\"J\"&$A73)=\"\",\"★\",INDIRECT($H$4&\"J\"&$A73))","v":"★"},{"$f":"IF(INDIRECT($H$4&\"K\"&$A73)=\"\",\"★\",INDIRECT($H$4&\"K\"&$A73))","v":"★"},{"$f":"IF(INDIRECT($H$4&\"N\"&$A73)=\"\",\"★\",INDIRECT($H$4&\"N\"&$A73))","v":"★"},{"$f":"IF(INDIRECT($H$4&\"O\"&$A73)=\"\",\"★\",INDIRECT($H$4&\"O\"&$A73))","v":"★"},{"$f":"IF(INDIRECT($H$4&\"L\"&$A73)=\"\",\"★\",INDIRECT($H$4&\"L\"&$A73))","v":"★"},62,{"$f":"IF(INDIRECT($I$4&\"C\"&$A73)=\"\",\"★\",INDIRECT($I$4&\"C\"&$A73))","v":"★"},{"$f":"IF(INDIRECT($I$4&\"D\"&$A73)=\"\",\"★\",INDIRECT($I$4&\"D\"&$A73))","v":"★"},{"$f":"IF(INDIRECT($I$4&\"E\"&$A73)=\"\",\"★\",INDIRECT($I$4&\"E\"&$A73))","v":"★"},{"$f":"IF(INDIRECT($I$4&\"F\"&$A73)=\"\",\"★\",INDIRECT($I$4&\"F\"&$A73))","v":"★"},{"$f":"IF(INDIRECT($I$4&\"G\"&$A73)=\"\",\"★\",INDIRECT($I$4&\"G\"&$A73))","v":"★"},{"$f":"IF(INDIRECT($I$4&\"H\"&$A73)=\"\",\"★\",INDIRECT($I$4&\"H\"&$A73))","v":"★"},{"$f":"IF(INDIRECT($I$4&\"I\"&$A73)=\"\",\"★\",INDIRECT($I$4&\"I\"&$A73))","v":"★"},{"$f":"IF(INDIRECT($I$4&\"J\"&$A73)=\"\",\"★\",INDIRECT($I$4&\"J\"&$A73))","v":"★"},{"$f":"IF(INDIRECT($I$4&\"K\"&$A73)=\"\",\"★\",INDIRECT($I$4&\"K\"&$A73))","v":"★"},{"$f":"IF(INDIRECT($I$4&\"N\"&$A73)=\"\",\"★\",INDIRECT($I$4&\"N\"&$A73))","v":"★"},{"$f":"IF(INDIRECT($I$4&\"O\"&$A73)=\"\",\"★\",INDIRECT($I$4&\"O\"&$A73))","v":"★"},{"$f":"IF(INDIRECT($I$4&\"L\"&$A73)=\"\",\"★\",INDIRECT($I$4&\"L\"&$A73))","v":"★"}]
[85,null,null,null,null,null,null,null,null,null,null,null,null,null,null,null,null,null,null,null,null,null,null,null,null,null,null,null,null,null,null,null,63,{"$f":"IF(INDIRECT($C$4&\"C\"&$A74)=\"\",\"★\",INDIRECT($C$4&\"C\"&$A74))","v":"★"},{"$f":"IF(INDIRECT($C$4&\"D\"&$A74)=\"\",\"★\",INDIRECT($C$4&\"D\"&$A74))","v":"★"},{"$f":"IF(INDIRECT($C$4&\"E\"&$A74)=\"\",\"★\",INDIRECT($C$4&\"E\"&$A74))","v":0},{"$f":"IF(INDIRECT($C$4&\"F\"&$A74)=\"\",\"★\",INDIRECT($C$4&\"F\"&$A74))","v":"★"},{"$f":"IF(INDIRECT($C$4&\"G\"&$A74)=\"\",\"★\",INDIRECT($C$4&\"G\"&$A74))","v":"★"},{"$f":"IF(INDIRECT($C$4&\"H\"&$A74)=\"\",\"★\",INDIRECT($C$4&\"H\"&$A74))","v":"★"},{"$f":"IF(INDIRECT($C$4&\"I\"&$A74)=\"\",\"★\",INDIRECT($C$4&\"I\"&$A74))","v":"★"},{"$f":"IF(INDIRECT($C$4&\"J\"&$A74)=\"\",\"★\",INDIRECT($C$4&\"J\"&$A74))","v":"★"},{"$f":"IF(INDIRECT($C$4&\"K\"&$A74)=\"\",\"★\",INDIRECT($C$4&\"K\"&$A74))","v":"★"},{"$f":"IF(INDIRECT($C$4&\"AC\"&$A74)=\"\",\"★\",INDIRECT($C$4&\"AC\"&$A74))","v":"★"},{"$f":"IF(INDIRECT($C$4&\"AD\"&$A74)=\"\",\"★\",INDIRECT($C$4&\"AD\"&$A74))","v":"★"},{"$f":"IF(INDIRECT($C$4&\"L\"&$A74)=\"\",\"★\",INDIRECT($C$4&\"L\"&$A74))","v":"★"},63,{"$f":"IF(INDIRECT($D$4&\"C\"&$A74)=\"\",\"★\",INDIRECT($D$4&\"C\"&$A74))","v":"★"},{"$f":"IF(INDIRECT($D$4&\"D\"&$A74)=\"\",\"★\",INDIRECT($D$4&\"D\"&$A74))","v":"★"},{"$f":"IF(INDIRECT($D$4&\"E\"&$A74)=\"\",\"★\",INDIRECT($D$4&\"E\"&$A74))","v":0},{"$f":"IF(INDIRECT($D$4&\"F\"&$A74)=\"\",\"★\",INDIRECT($D$4&\"F\"&$A74))","v":"★"},{"$f":"IF(INDIRECT($D$4&\"G\"&$A74)=\"\",\"★\",INDIRECT($D$4&\"G\"&$A74))","v":"★"},{"$f":"IF(INDIRECT($D$4&\"H\"&$A74)=\"\",\"★\",INDIRECT($D$4&\"H\"&$A74))","v":"★"},{"$f":"IF(INDIRECT($D$4&\"I\"&$A74)=\"\",\"★\",INDIRECT($D$4&\"I\"&$A74))","v":"★"},{"$f":"IF(INDIRECT($D$4&\"J\"&$A74)=\"\",\"★\",INDIRECT($D$4&\"J\"&$A74))","v":"★"},{"$f":"IF(INDIRECT($D$4&\"K\"&$A74)=\"\",\"★\",INDIRECT($D$4&\"K\"&$A74))","v":"★"},{"$f":"IF(INDIRECT($D$4&\"AC\"&$A74)=\"\",\"★\",INDIRECT($D$4&\"AC\"&$A74))","v":"★"},{"$f":"IF(INDIRECT($D$4&\"AD\"&$A74)=\"\",\"★\",INDIRECT($D$4&\"AD\"&$A74))","v":"★"},{"$f":"IF(INDIRECT($D$4&\"L\"&$A74)=\"\",\"★\",INDIRECT($D$4&\"L\"&$A74))","v":"★"},63,{"$f":"IF(INDIRECT($E$4&\"C\"&$A74)=\"\",\"★\",INDIRECT($E$4&\"C\"&$A74))","v":"★"},{"$f":"IF(INDIRECT($E$4&\"D\"&$A74)=\"\",\"★\",INDIRECT($E$4&\"D\"&$A74))","v":"★"},{"$f":"IF(INDIRECT($E$4&\"E\"&$A74)=\"\",\"★\",INDIRECT($E$4&\"E\"&$A74))","v":0},{"$f":"IF(INDIRECT($E$4&\"F\"&$A74)=\"\",\"★\",INDIRECT($E$4&\"F\"&$A74))","v":"★"},{"$f":"IF(INDIRECT($E$4&\"G\"&$A74)=\"\",\"★\",INDIRECT($E$4&\"G\"&$A74))","v":"★"},{"$f":"IF(INDIRECT($E$4&\"H\"&$A74)=\"\",\"★\",INDIRECT($E$4&\"H\"&$A74))","v":"★"},{"$f":"IF(INDIRECT($E$4&\"I\"&$A74)=\"\",\"★\",INDIRECT($E$4&\"I\"&$A74))","v":"★"},{"$f":"IF(INDIRECT($E$4&\"J\"&$A74)=\"\",\"★\",INDIRECT($E$4&\"J\"&$A74))","v":"★"},{"$f":"IF(INDIRECT($E$4&\"K\"&$A74)=\"\",\"★\",INDIRECT($E$4&\"K\"&$A74))","v":"★"},{"$f":"IF(INDIRECT($E$4&\"AC\"&$A74)=\"\",\"★\",INDIRECT($E$4&\"AC\"&$A74))","v":"★"},{"$f":"IF(INDIRECT($E$4&\"AD\"&$A74)=\"\",\"★\",INDIRECT($E$4&\"AD\"&$A74))","v":"★"},{"$f":"IF(INDIRECT($E$4&\"L\"&$A74)=\"\",\"★\",INDIRECT($E$4&\"L\"&$A74))","v":"★"},null,null,null,null,null,null,null,null,null,null,null,null,null,null,63,{"$f":"IF(INDIRECT($G$4&\"C\"&$A74)=\"\",\"★\",INDIRECT($G$4&\"C\"&$A74))","v":"★"},{"$f":"IF(INDIRECT($G$4&\"D\"&$A74)=\"\",\"★\",INDIRECT($G$4&\"D\"&$A74))","v":"★"},{"$f":"IF(INDIRECT($G$4&\"E\"&$A74)=\"\",\"★\",INDIRECT($G$4&\"E\"&$A74))","v":"★"},{"$f":"IF(INDIRECT($G$4&\"F\"&$A74)=\"\",\"★\",INDIRECT($G$4&\"F\"&$A74))","v":"★"},{"$f":"IF(INDIRECT($G$4&\"G\"&$A74)=\"\",\"★\",INDIRECT($G$4&\"G\"&$A74))","v":"★"},{"$f":"IF(INDIRECT($G$4&\"H\"&$A74)=\"\",\"★\",INDIRECT($G$4&\"H\"&$A74))","v":"★"},{"$f":"IF(INDIRECT($G$4&\"I\"&$A74)=\"\",\"★\",INDIRECT($G$4&\"I\"&$A74))","v":"★"},{"$f":"IF(INDIRECT($G$4&\"J\"&$A74)=\"\",\"★\",INDIRECT($G$4&\"J\"&$A74))","v":"★"},{"$f":"IF(INDIRECT($G$4&\"K\"&$A74)=\"\",\"★\",INDIRECT($G$4&\"K\"&$A74))","v":"★"},{"$f":"IF(INDIRECT($G$4&\"N\"&$A74)=\"\",\"★\",INDIRECT($G$4&\"N\"&$A74))","v":"★"},{"$f":"IF(INDIRECT($G$4&\"O\"&$A74)=\"\",\"★\",INDIRECT($G$4&\"O\"&$A74))","v":"★"},{"$f":"IF(INDIRECT($G$4&\"L\"&$A74)=\"\",\"★\",INDIRECT($G$4&\"L\"&$A74))","v":"★"},63,{"$f":"IF(INDIRECT($H$4&\"C\"&$A74)=\"\",\"★\",INDIRECT($H$4&\"C\"&$A74))","v":"★"},{"$f":"IF(INDIRECT($H$4&\"D\"&$A74)=\"\",\"★\",INDIRECT($H$4&\"D\"&$A74))","v":"★"},{"$f":"IF(INDIRECT($H$4&\"E\"&$A74)=\"\",\"★\",INDIRECT($H$4&\"E\"&$A74))","v":"★"},{"$f":"IF(INDIRECT($H$4&\"F\"&$A74)=\"\",\"★\",INDIRECT($H$4&\"F\"&$A74))","v":"★"},{"$f":"IF(INDIRECT($H$4&\"G\"&$A74)=\"\",\"★\",INDIRECT($H$4&\"G\"&$A74))","v":"★"},{"$f":"IF(INDIRECT($H$4&\"H\"&$A74)=\"\",\"★\",INDIRECT($H$4&\"H\"&$A74))","v":"★"},{"$f":"IF(INDIRECT($H$4&\"I\"&$A74)=\"\",\"★\",INDIRECT($H$4&\"I\"&$A74))","v":"★"},{"$f":"IF(INDIRECT($H$4&\"J\"&$A74)=\"\",\"★\",INDIRECT($H$4&\"J\"&$A74))","v":"★"},{"$f":"IF(INDIRECT($H$4&\"K\"&$A74)=\"\",\"★\",INDIRECT($H$4&\"K\"&$A74))","v":"★"},{"$f":"IF(INDIRECT($H$4&\"N\"&$A74)=\"\",\"★\",INDIRECT($H$4&\"N\"&$A74))","v":"★"},{"$f":"IF(INDIRECT($H$4&\"O\"&$A74)=\"\",\"★\",INDIRECT($H$4&\"O\"&$A74))","v":"★"},{"$f":"IF(INDIRECT($H$4&\"L\"&$A74)=\"\",\"★\",INDIRECT($H$4&\"L\"&$A74))","v":"★"},63,{"$f":"IF(INDIRECT($I$4&\"C\"&$A74)=\"\",\"★\",INDIRECT($I$4&\"C\"&$A74))","v":"★"},{"$f":"IF(INDIRECT($I$4&\"D\"&$A74)=\"\",\"★\",INDIRECT($I$4&\"D\"&$A74))","v":"★"},{"$f":"IF(INDIRECT($I$4&\"E\"&$A74)=\"\",\"★\",INDIRECT($I$4&\"E\"&$A74))","v":"★"},{"$f":"IF(INDIRECT($I$4&\"F\"&$A74)=\"\",\"★\",INDIRECT($I$4&\"F\"&$A74))","v":"★"},{"$f":"IF(INDIRECT($I$4&\"G\"&$A74)=\"\",\"★\",INDIRECT($I$4&\"G\"&$A74))","v":"★"},{"$f":"IF(INDIRECT($I$4&\"H\"&$A74)=\"\",\"★\",INDIRECT($I$4&\"H\"&$A74))","v":"★"},{"$f":"IF(INDIRECT($I$4&\"I\"&$A74)=\"\",\"★\",INDIRECT($I$4&\"I\"&$A74))","v":"★"},{"$f":"IF(INDIRECT($I$4&\"J\"&$A74)=\"\",\"★\",INDIRECT($I$4&\"J\"&$A74))","v":"★"},{"$f":"IF(INDIRECT($I$4&\"K\"&$A74)=\"\",\"★\",INDIRECT($I$4&\"K\"&$A74))","v":"★"},{"$f":"IF(INDIRECT($I$4&\"N\"&$A74)=\"\",\"★\",INDIRECT($I$4&\"N\"&$A74))","v":"★"},{"$f":"IF(INDIRECT($I$4&\"O\"&$A74)=\"\",\"★\",INDIRECT($I$4&\"O\"&$A74))","v":"★"},{"$f":"IF(INDIRECT($I$4&\"L\"&$A74)=\"\",\"★\",INDIRECT($I$4&\"L\"&$A74))","v":"★"}]
[86,null,null,null,null,null,null,null,null,null,null,null,null,null,null,null,null,null,null,null,null,null,null,null,null,null,null,null,null,null,null,null,64,{"$f":"IF(INDIRECT($C$4&\"C\"&$A75)=\"\",\"★\",INDIRECT($C$4&\"C\"&$A75))","v":"★"},{"$f":"IF(INDIRECT($C$4&\"D\"&$A75)=\"\",\"★\",INDIRECT($C$4&\"D\"&$A75))","v":"★"},{"$f":"IF(INDIRECT($C$4&\"E\"&$A75)=\"\",\"★\",INDIRECT($C$4&\"E\"&$A75))","v":0},{"$f":"IF(INDIRECT($C$4&\"F\"&$A75)=\"\",\"★\",INDIRECT($C$4&\"F\"&$A75))","v":"★"},{"$f":"IF(INDIRECT($C$4&\"G\"&$A75)=\"\",\"★\",INDIRECT($C$4&\"G\"&$A75))","v":"★"},{"$f":"IF(INDIRECT($C$4&\"H\"&$A75)=\"\",\"★\",INDIRECT($C$4&\"H\"&$A75))","v":"★"},{"$f":"IF(INDIRECT($C$4&\"I\"&$A75)=\"\",\"★\",INDIRECT($C$4&\"I\"&$A75))","v":"★"},{"$f":"IF(INDIRECT($C$4&\"J\"&$A75)=\"\",\"★\",INDIRECT($C$4&\"J\"&$A75))","v":"★"},{"$f":"IF(INDIRECT($C$4&\"K\"&$A75)=\"\",\"★\",INDIRECT($C$4&\"K\"&$A75))","v":"★"},{"$f":"IF(INDIRECT($C$4&\"AC\"&$A75)=\"\",\"★\",INDIRECT($C$4&\"AC\"&$A75))","v":"★"},{"$f":"IF(INDIRECT($C$4&\"AD\"&$A75)=\"\",\"★\",INDIRECT($C$4&\"AD\"&$A75))","v":"★"},{"$f":"IF(INDIRECT($C$4&\"L\"&$A75)=\"\",\"★\",INDIRECT($C$4&\"L\"&$A75))","v":"★"},64,{"$f":"IF(INDIRECT($D$4&\"C\"&$A75)=\"\",\"★\",INDIRECT($D$4&\"C\"&$A75))","v":"★"},{"$f":"IF(INDIRECT($D$4&\"D\"&$A75)=\"\",\"★\",INDIRECT($D$4&\"D\"&$A75))","v":"★"},{"$f":"IF(INDIRECT($D$4&\"E\"&$A75)=\"\",\"★\",INDIRECT($D$4&\"E\"&$A75))","v":0},{"$f":"IF(INDIRECT($D$4&\"F\"&$A75)=\"\",\"★\",INDIRECT($D$4&\"F\"&$A75))","v":"★"},{"$f":"IF(INDIRECT($D$4&\"G\"&$A75)=\"\",\"★\",INDIRECT($D$4&\"G\"&$A75))","v":"★"},{"$f":"IF(INDIRECT($D$4&\"H\"&$A75)=\"\",\"★\",INDIRECT($D$4&\"H\"&$A75))","v":"★"},{"$f":"IF(INDIRECT($D$4&\"I\"&$A75)=\"\",\"★\",INDIRECT($D$4&\"I\"&$A75))","v":"★"},{"$f":"IF(INDIRECT($D$4&\"J\"&$A75)=\"\",\"★\",INDIRECT($D$4&\"J\"&$A75))","v":"★"},{"$f":"IF(INDIRECT($D$4&\"K\"&$A75)=\"\",\"★\",INDIRECT($D$4&\"K\"&$A75))","v":"★"},{"$f":"IF(INDIRECT($D$4&\"AC\"&$A75)=\"\",\"★\",INDIRECT($D$4&\"AC\"&$A75))","v":"★"},{"$f":"IF(INDIRECT($D$4&\"AD\"&$A75)=\"\",\"★\",INDIRECT($D$4&\"AD\"&$A75))","v":"★"},{"$f":"IF(INDIRECT($D$4&\"L\"&$A75)=\"\",\"★\",INDIRECT($D$4&\"L\"&$A75))","v":"★"},64,{"$f":"IF(INDIRECT($E$4&\"C\"&$A75)=\"\",\"★\",INDIRECT($E$4&\"C\"&$A75))","v":"★"},{"$f":"IF(INDIRECT($E$4&\"D\"&$A75)=\"\",\"★\",INDIRECT($E$4&\"D\"&$A75))","v":"★"},{"$f":"IF(INDIRECT($E$4&\"E\"&$A75)=\"\",\"★\",INDIRECT($E$4&\"E\"&$A75))","v":0},{"$f":"IF(INDIRECT($E$4&\"F\"&$A75)=\"\",\"★\",INDIRECT($E$4&\"F\"&$A75))","v":"★"},{"$f":"IF(INDIRECT($E$4&\"G\"&$A75)=\"\",\"★\",INDIRECT($E$4&\"G\"&$A75))","v":"★"},{"$f":"IF(INDIRECT($E$4&\"H\"&$A75)=\"\",\"★\",INDIRECT($E$4&\"H\"&$A75))","v":"★"},{"$f":"IF(INDIRECT($E$4&\"I\"&$A75)=\"\",\"★\",INDIRECT($E$4&\"I\"&$A75))","v":"★"},{"$f":"IF(INDIRECT($E$4&\"J\"&$A75)=\"\",\"★\",INDIRECT($E$4&\"J\"&$A75))","v":"★"},{"$f":"IF(INDIRECT($E$4&\"K\"&$A75)=\"\",\"★\",INDIRECT($E$4&\"K\"&$A75))","v":"★"},{"$f":"IF(INDIRECT($E$4&\"AC\"&$A75)=\"\",\"★\",INDIRECT($E$4&\"AC\"&$A75))","v":"★"},{"$f":"IF(INDIRECT($E$4&\"AD\"&$A75)=\"\",\"★\",INDIRECT($E$4&\"AD\"&$A75))","v":"★"},{"$f":"IF(INDIRECT($E$4&\"L\"&$A75)=\"\",\"★\",INDIRECT($E$4&\"L\"&$A75))","v":"★"},null,null,null,null,null,null,null,null,null,null,null,null,null,null,64,{"$f":"IF(INDIRECT($G$4&\"C\"&$A75)=\"\",\"★\",INDIRECT($G$4&\"C\"&$A75))","v":"★"},{"$f":"IF(INDIRECT($G$4&\"D\"&$A75)=\"\",\"★\",INDIRECT($G$4&\"D\"&$A75))","v":"★"},{"$f":"IF(INDIRECT($G$4&\"E\"&$A75)=\"\",\"★\",INDIRECT($G$4&\"E\"&$A75))","v":"★"},{"$f":"IF(INDIRECT($G$4&\"F\"&$A75)=\"\",\"★\",INDIRECT($G$4&\"F\"&$A75))","v":"★"},{"$f":"IF(INDIRECT($G$4&\"G\"&$A75)=\"\",\"★\",INDIRECT($G$4&\"G\"&$A75))","v":"★"},{"$f":"IF(INDIRECT($G$4&\"H\"&$A75)=\"\",\"★\",INDIRECT($G$4&\"H\"&$A75))","v":"★"},{"$f":"IF(INDIRECT($G$4&\"I\"&$A75)=\"\",\"★\",INDIRECT($G$4&\"I\"&$A75))","v":"★"},{"$f":"IF(INDIRECT($G$4&\"J\"&$A75)=\"\",\"★\",INDIRECT($G$4&\"J\"&$A75))","v":"★"},{"$f":"IF(INDIRECT($G$4&\"K\"&$A75)=\"\",\"★\",INDIRECT($G$4&\"K\"&$A75))","v":"★"},{"$f":"IF(INDIRECT($G$4&\"N\"&$A75)=\"\",\"★\",INDIRECT($G$4&\"N\"&$A75))","v":"★"},{"$f":"IF(INDIRECT($G$4&\"O\"&$A75)=\"\",\"★\",INDIRECT($G$4&\"O\"&$A75))","v":"★"},{"$f":"IF(INDIRECT($G$4&\"L\"&$A75)=\"\",\"★\",INDIRECT($G$4&\"L\"&$A75))","v":"★"},64,{"$f":"IF(INDIRECT($H$4&\"C\"&$A75)=\"\",\"★\",INDIRECT($H$4&\"C\"&$A75))","v":"★"},{"$f":"IF(INDIRECT($H$4&\"D\"&$A75)=\"\",\"★\",INDIRECT($H$4&\"D\"&$A75))","v":"★"},{"$f":"IF(INDIRECT($H$4&\"E\"&$A75)=\"\",\"★\",INDIRECT($H$4&\"E\"&$A75))","v":"★"},{"$f":"IF(INDIRECT($H$4&\"F\"&$A75)=\"\",\"★\",INDIRECT($H$4&\"F\"&$A75))","v":"★"},{"$f":"IF(INDIRECT($H$4&\"G\"&$A75)=\"\",\"★\",INDIRECT($H$4&\"G\"&$A75))","v":"★"},{"$f":"IF(INDIRECT($H$4&\"H\"&$A75)=\"\",\"★\",INDIRECT($H$4&\"H\"&$A75))","v":"★"},{"$f":"IF(INDIRECT($H$4&\"I\"&$A75)=\"\",\"★\",INDIRECT($H$4&\"I\"&$A75))","v":"★"},{"$f":"IF(INDIRECT($H$4&\"J\"&$A75)=\"\",\"★\",INDIRECT($H$4&\"J\"&$A75))","v":"★"},{"$f":"IF(INDIRECT($H$4&\"K\"&$A75)=\"\",\"★\",INDIRECT($H$4&\"K\"&$A75))","v":"★"},{"$f":"IF(INDIRECT($H$4&\"N\"&$A75)=\"\",\"★\",INDIRECT($H$4&\"N\"&$A75))","v":"★"},{"$f":"IF(INDIRECT($H$4&\"O\"&$A75)=\"\",\"★\",INDIRECT($H$4&\"O\"&$A75))","v":"★"},{"$f":"IF(INDIRECT($H$4&\"L\"&$A75)=\"\",\"★\",INDIRECT($H$4&\"L\"&$A75))","v":"★"},64,{"$f":"IF(INDIRECT($I$4&\"C\"&$A75)=\"\",\"★\",INDIRECT($I$4&\"C\"&$A75))","v":"★"},{"$f":"IF(INDIRECT($I$4&\"D\"&$A75)=\"\",\"★\",INDIRECT($I$4&\"D\"&$A75))","v":"★"},{"$f":"IF(INDIRECT($I$4&\"E\"&$A75)=\"\",\"★\",INDIRECT($I$4&\"E\"&$A75))","v":"★"},{"$f":"IF(INDIRECT($I$4&\"F\"&$A75)=\"\",\"★\",INDIRECT($I$4&\"F\"&$A75))","v":"★"},{"$f":"IF(INDIRECT($I$4&\"G\"&$A75)=\"\",\"★\",INDIRECT($I$4&\"G\"&$A75))","v":"★"},{"$f":"IF(INDIRECT($I$4&\"H\"&$A75)=\"\",\"★\",INDIRECT($I$4&\"H\"&$A75))","v":"★"},{"$f":"IF(INDIRECT($I$4&\"I\"&$A75)=\"\",\"★\",INDIRECT($I$4&\"I\"&$A75))","v":"★"},{"$f":"IF(INDIRECT($I$4&\"J\"&$A75)=\"\",\"★\",INDIRECT($I$4&\"J\"&$A75))","v":"★"},{"$f":"IF(INDIRECT($I$4&\"K\"&$A75)=\"\",\"★\",INDIRECT($I$4&\"K\"&$A75))","v":"★"},{"$f":"IF(INDIRECT($I$4&\"N\"&$A75)=\"\",\"★\",INDIRECT($I$4&\"N\"&$A75))","v":"★"},{"$f":"IF(INDIRECT($I$4&\"O\"&$A75)=\"\",\"★\",INDIRECT($I$4&\"O\"&$A75))","v":"★"},{"$f":"IF(INDIRECT($I$4&\"L\"&$A75)=\"\",\"★\",INDIRECT($I$4&\"L\"&$A75))","v":"★"}]
[87,null,null,null,null,null,null,null,null,null,null,null,null,null,null,null,null,null,null,null,null,null,null,null,null,null,null,null,null,null,null,null,65,{"$f":"IF(INDIRECT($C$4&\"C\"&$A76)=\"\",\"★\",INDIRECT($C$4&\"C\"&$A76))","v":"★"},{"$f":"IF(INDIRECT($C$4&\"D\"&$A76)=\"\",\"★\",INDIRECT($C$4&\"D\"&$A76))","v":"★"},{"$f":"IF(INDIRECT($C$4&\"E\"&$A76)=\"\",\"★\",INDIRECT($C$4&\"E\"&$A76))","v":0},{"$f":"IF(INDIRECT($C$4&\"F\"&$A76)=\"\",\"★\",INDIRECT($C$4&\"F\"&$A76))","v":"★"},{"$f":"IF(INDIRECT($C$4&\"G\"&$A76)=\"\",\"★\",INDIRECT($C$4&\"G\"&$A76))","v":"★"},{"$f":"IF(INDIRECT($C$4&\"H\"&$A76)=\"\",\"★\",INDIRECT($C$4&\"H\"&$A76))","v":"★"},{"$f":"IF(INDIRECT($C$4&\"I\"&$A76)=\"\",\"★\",INDIRECT($C$4&\"I\"&$A76))","v":"★"},{"$f":"IF(INDIRECT($C$4&\"J\"&$A76)=\"\",\"★\",INDIRECT($C$4&\"J\"&$A76))","v":"★"},{"$f":"IF(INDIRECT($C$4&\"K\"&$A76)=\"\",\"★\",INDIRECT($C$4&\"K\"&$A76))","v":"★"},{"$f":"IF(INDIRECT($C$4&\"AC\"&$A76)=\"\",\"★\",INDIRECT($C$4&\"AC\"&$A76))","v":"★"},{"$f":"IF(INDIRECT($C$4&\"AD\"&$A76)=\"\",\"★\",INDIRECT($C$4&\"AD\"&$A76))","v":"★"},{"$f":"IF(INDIRECT($C$4&\"L\"&$A76)=\"\",\"★\",INDIRECT($C$4&\"L\"&$A76))","v":"★"},65,{"$f":"IF(INDIRECT($D$4&\"C\"&$A76)=\"\",\"★\",INDIRECT($D$4&\"C\"&$A76))","v":"★"},{"$f":"IF(INDIRECT($D$4&\"D\"&$A76)=\"\",\"★\",INDIRECT($D$4&\"D\"&$A76))","v":"★"},{"$f":"IF(INDIRECT($D$4&\"E\"&$A76)=\"\",\"★\",INDIRECT($D$4&\"E\"&$A76))","v":0},{"$f":"IF(INDIRECT($D$4&\"F\"&$A76)=\"\",\"★\",INDIRECT($D$4&\"F\"&$A76))","v":"★"},{"$f":"IF(INDIRECT($D$4&\"G\"&$A76)=\"\",\"★\",INDIRECT($D$4&\"G\"&$A76))","v":"★"},{"$f":"IF(INDIRECT($D$4&\"H\"&$A76)=\"\",\"★\",INDIRECT($D$4&\"H\"&$A76))","v":"★"},{"$f":"IF(INDIRECT($D$4&\"I\"&$A76)=\"\",\"★\",INDIRECT($D$4&\"I\"&$A76))","v":"★"},{"$f":"IF(INDIRECT($D$4&\"J\"&$A76)=\"\",\"★\",INDIRECT($D$4&\"J\"&$A76))","v":"★"},{"$f":"IF(INDIRECT($D$4&\"K\"&$A76)=\"\",\"★\",INDIRECT($D$4&\"K\"&$A76))","v":"★"},{"$f":"IF(INDIRECT($D$4&\"AC\"&$A76)=\"\",\"★\",INDIRECT($D$4&\"AC\"&$A76))","v":"★"},{"$f":"IF(INDIRECT($D$4&\"AD\"&$A76)=\"\",\"★\",INDIRECT($D$4&\"AD\"&$A76))","v":"★"},{"$f":"IF(INDIRECT($D$4&\"L\"&$A76)=\"\",\"★\",INDIRECT($D$4&\"L\"&$A76))","v":"★"},65,{"$f":"IF(INDIRECT($E$4&\"C\"&$A76)=\"\",\"★\",INDIRECT($E$4&\"C\"&$A76))","v":"★"},{"$f":"IF(INDIRECT($E$4&\"D\"&$A76)=\"\",\"★\",INDIRECT($E$4&\"D\"&$A76))","v":"★"},{"$f":"IF(INDIRECT($E$4&\"E\"&$A76)=\"\",\"★\",INDIRECT($E$4&\"E\"&$A76))","v":0},{"$f":"IF(INDIRECT($E$4&\"F\"&$A76)=\"\",\"★\",INDIRECT($E$4&\"F\"&$A76))","v":"★"},{"$f":"IF(INDIRECT($E$4&\"G\"&$A76)=\"\",\"★\",INDIRECT($E$4&\"G\"&$A76))","v":"★"},{"$f":"IF(INDIRECT($E$4&\"H\"&$A76)=\"\",\"★\",INDIRECT($E$4&\"H\"&$A76))","v":"★"},{"$f":"IF(INDIRECT($E$4&\"I\"&$A76)=\"\",\"★\",INDIRECT($E$4&\"I\"&$A76))","v":"★"},{"$f":"IF(INDIRECT($E$4&\"J\"&$A76)=\"\",\"★\",INDIRECT($E$4&\"J\"&$A76))","v":"★"},{"$f":"IF(INDIRECT($E$4&\"K\"&$A76)=\"\",\"★\",INDIRECT($E$4&\"K\"&$A76))","v":"★"},{"$f":"IF(INDIRECT($E$4&\"AC\"&$A76)=\"\",\"★\",INDIRECT($E$4&\"AC\"&$A76))","v":"★"},{"$f":"IF(INDIRECT($E$4&\"AD\"&$A76)=\"\",\"★\",INDIRECT($E$4&\"AD\"&$A76))","v":"★"},{"$f":"IF(INDIRECT($E$4&\"L\"&$A76)=\"\",\"★\",INDIRECT($E$4&\"L\"&$A76))","v":"★"},null,null,null,null,null,null,null,null,null,null,null,null,null,null,65,{"$f":"IF(INDIRECT($G$4&\"C\"&$A76)=\"\",\"★\",INDIRECT($G$4&\"C\"&$A76))","v":"★"},{"$f":"IF(INDIRECT($G$4&\"D\"&$A76)=\"\",\"★\",INDIRECT($G$4&\"D\"&$A76))","v":"★"},{"$f":"IF(INDIRECT($G$4&\"E\"&$A76)=\"\",\"★\",INDIRECT($G$4&\"E\"&$A76))","v":"★"},{"$f":"IF(INDIRECT($G$4&\"F\"&$A76)=\"\",\"★\",INDIRECT($G$4&\"F\"&$A76))","v":"★"},{"$f":"IF(INDIRECT($G$4&\"G\"&$A76)=\"\",\"★\",INDIRECT($G$4&\"G\"&$A76))","v":"★"},{"$f":"IF(INDIRECT($G$4&\"H\"&$A76)=\"\",\"★\",INDIRECT($G$4&\"H\"&$A76))","v":"★"},{"$f":"IF(INDIRECT($G$4&\"I\"&$A76)=\"\",\"★\",INDIRECT($G$4&\"I\"&$A76))","v":"★"},{"$f":"IF(INDIRECT($G$4&\"J\"&$A76)=\"\",\"★\",INDIRECT($G$4&\"J\"&$A76))","v":"★"},{"$f":"IF(INDIRECT($G$4&\"K\"&$A76)=\"\",\"★\",INDIRECT($G$4&\"K\"&$A76))","v":"★"},{"$f":"IF(INDIRECT($G$4&\"N\"&$A76)=\"\",\"★\",INDIRECT($G$4&\"N\"&$A76))","v":"★"},{"$f":"IF(INDIRECT($G$4&\"O\"&$A76)=\"\",\"★\",INDIRECT($G$4&\"O\"&$A76))","v":"★"},{"$f":"IF(INDIRECT($G$4&\"L\"&$A76)=\"\",\"★\",INDIRECT($G$4&\"L\"&$A76))","v":"★"},65,{"$f":"IF(INDIRECT($H$4&\"C\"&$A76)=\"\",\"★\",INDIRECT($H$4&\"C\"&$A76))","v":"★"},{"$f":"IF(INDIRECT($H$4&\"D\"&$A76)=\"\",\"★\",INDIRECT($H$4&\"D\"&$A76))","v":"★"},{"$f":"IF(INDIRECT($H$4&\"E\"&$A76)=\"\",\"★\",INDIRECT($H$4&\"E\"&$A76))","v":"★"},{"$f":"IF(INDIRECT($H$4&\"F\"&$A76)=\"\",\"★\",INDIRECT($H$4&\"F\"&$A76))","v":"★"},{"$f":"IF(INDIRECT($H$4&\"G\"&$A76)=\"\",\"★\",INDIRECT($H$4&\"G\"&$A76))","v":"★"},{"$f":"IF(INDIRECT($H$4&\"H\"&$A76)=\"\",\"★\",INDIRECT($H$4&\"H\"&$A76))","v":"★"},{"$f":"IF(INDIRECT($H$4&\"I\"&$A76)=\"\",\"★\",INDIRECT($H$4&\"I\"&$A76))","v":"★"},{"$f":"IF(INDIRECT($H$4&\"J\"&$A76)=\"\",\"★\",INDIRECT($H$4&\"J\"&$A76))","v":"★"},{"$f":"IF(INDIRECT($H$4&\"K\"&$A76)=\"\",\"★\",INDIRECT($H$4&\"K\"&$A76))","v":"★"},{"$f":"IF(INDIRECT($H$4&\"N\"&$A76)=\"\",\"★\",INDIRECT($H$4&\"N\"&$A76))","v":"★"},{"$f":"IF(INDIRECT($H$4&\"O\"&$A76)=\"\",\"★\",INDIRECT($H$4&\"O\"&$A76))","v":"★"},{"$f":"IF(INDIRECT($H$4&\"L\"&$A76)=\"\",\"★\",INDIRECT($H$4&\"L\"&$A76))","v":"★"},65,{"$f":"IF(INDIRECT($I$4&\"C\"&$A76)=\"\",\"★\",INDIRECT($I$4&\"C\"&$A76))","v":"★"},{"$f":"IF(INDIRECT($I$4&\"D\"&$A76)=\"\",\"★\",INDIRECT($I$4&\"D\"&$A76))","v":"★"},{"$f":"IF(INDIRECT($I$4&\"E\"&$A76)=\"\",\"★\",INDIRECT($I$4&\"E\"&$A76))","v":"★"},{"$f":"IF(INDIRECT($I$4&\"F\"&$A76)=\"\",\"★\",INDIRECT($I$4&\"F\"&$A76))","v":"★"},{"$f":"IF(INDIRECT($I$4&\"G\"&$A76)=\"\",\"★\",INDIRECT($I$4&\"G\"&$A76))","v":"★"},{"$f":"IF(INDIRECT($I$4&\"H\"&$A76)=\"\",\"★\",INDIRECT($I$4&\"H\"&$A76))","v":"★"},{"$f":"IF(INDIRECT($I$4&\"I\"&$A76)=\"\",\"★\",INDIRECT($I$4&\"I\"&$A76))","v":"★"},{"$f":"IF(INDIRECT($I$4&\"J\"&$A76)=\"\",\"★\",INDIRECT($I$4&\"J\"&$A76))","v":"★"},{"$f":"IF(INDIRECT($I$4&\"K\"&$A76)=\"\",\"★\",INDIRECT($I$4&\"K\"&$A76))","v":"★"},{"$f":"IF(INDIRECT($I$4&\"N\"&$A76)=\"\",\"★\",INDIRECT($I$4&\"N\"&$A76))","v":"★"},{"$f":"IF(INDIRECT($I$4&\"O\"&$A76)=\"\",\"★\",INDIRECT($I$4&\"O\"&$A76))","v":"★"},{"$f":"IF(INDIRECT($I$4&\"L\"&$A76)=\"\",\"★\",INDIRECT($I$4&\"L\"&$A76))","v":"★"}]
[88,null,null,null,null,null,null,null,null,null,null,null,null,null,null,null,null,null,null,null,null,null,null,null,null,null,null,null,null,null,null,null,66,{"$f":"IF(INDIRECT($C$4&\"C\"&$A77)=\"\",\"★\",INDIRECT($C$4&\"C\"&$A77))","v":"★"},{"$f":"IF(INDIRECT($C$4&\"D\"&$A77)=\"\",\"★\",INDIRECT($C$4&\"D\"&$A77))","v":"★"},{"$f":"IF(INDIRECT($C$4&\"E\"&$A77)=\"\",\"★\",INDIRECT($C$4&\"E\"&$A77))","v":0},{"$f":"IF(INDIRECT($C$4&\"F\"&$A77)=\"\",\"★\",INDIRECT($C$4&\"F\"&$A77))","v":"★"},{"$f":"IF(INDIRECT($C$4&\"G\"&$A77)=\"\",\"★\",INDIRECT($C$4&\"G\"&$A77))","v":"★"},{"$f":"IF(INDIRECT($C$4&\"H\"&$A77)=\"\",\"★\",INDIRECT($C$4&\"H\"&$A77))","v":"★"},{"$f":"IF(INDIRECT($C$4&\"I\"&$A77)=\"\",\"★\",INDIRECT($C$4&\"I\"&$A77))","v":"★"},{"$f":"IF(INDIRECT($C$4&\"J\"&$A77)=\"\",\"★\",INDIRECT($C$4&\"J\"&$A77))","v":"★"},{"$f":"IF(INDIRECT($C$4&\"K\"&$A77)=\"\",\"★\",INDIRECT($C$4&\"K\"&$A77))","v":"★"},{"$f":"IF(INDIRECT($C$4&\"AC\"&$A77)=\"\",\"★\",INDIRECT($C$4&\"AC\"&$A77))","v":"★"},{"$f":"IF(INDIRECT($C$4&\"AD\"&$A77)=\"\",\"★\",INDIRECT($C$4&\"AD\"&$A77))","v":"★"},{"$f":"IF(INDIRECT($C$4&\"L\"&$A77)=\"\",\"★\",INDIRECT($C$4&\"L\"&$A77))","v":"★"},66,{"$f":"IF(INDIRECT($D$4&\"C\"&$A77)=\"\",\"★\",INDIRECT($D$4&\"C\"&$A77))","v":"★"},{"$f":"IF(INDIRECT($D$4&\"D\"&$A77)=\"\",\"★\",INDIRECT($D$4&\"D\"&$A77))","v":"★"},{"$f":"IF(INDIRECT($D$4&\"E\"&$A77)=\"\",\"★\",INDIRECT($D$4&\"E\"&$A77))","v":0},{"$f":"IF(INDIRECT($D$4&\"F\"&$A77)=\"\",\"★\",INDIRECT($D$4&\"F\"&$A77))","v":"★"},{"$f":"IF(INDIRECT($D$4&\"G\"&$A77)=\"\",\"★\",INDIRECT($D$4&\"G\"&$A77))","v":"★"},{"$f":"IF(INDIRECT($D$4&\"H\"&$A77)=\"\",\"★\",INDIRECT($D$4&\"H\"&$A77))","v":"★"},{"$f":"IF(INDIRECT($D$4&\"I\"&$A77)=\"\",\"★\",INDIRECT($D$4&\"I\"&$A77))","v":"★"},{"$f":"IF(INDIRECT($D$4&\"J\"&$A77)=\"\",\"★\",INDIRECT($D$4&\"J\"&$A77))","v":"★"},{"$f":"IF(INDIRECT($D$4&\"K\"&$A77)=\"\",\"★\",INDIRECT($D$4&\"K\"&$A77))","v":"★"},{"$f":"IF(INDIRECT($D$4&\"AC\"&$A77)=\"\",\"★\",INDIRECT($D$4&\"AC\"&$A77))","v":"★"},{"$f":"IF(INDIRECT($D$4&\"AD\"&$A77)=\"\",\"★\",INDIRECT($D$4&\"AD\"&$A77))","v":"★"},{"$f":"IF(INDIRECT($D$4&\"L\"&$A77)=\"\",\"★\",INDIRECT($D$4&\"L\"&$A77))","v":"★"},66,{"$f":"IF(INDIRECT($E$4&\"C\"&$A77)=\"\",\"★\",INDIRECT($E$4&\"C\"&$A77))","v":"★"},{"$f":"IF(INDIRECT($E$4&\"D\"&$A77)=\"\",\"★\",INDIRECT($E$4&\"D\"&$A77))","v":"★"},{"$f":"IF(INDIRECT($E$4&\"E\"&$A77)=\"\",\"★\",INDIRECT($E$4&\"E\"&$A77))","v":0},{"$f":"IF(INDIRECT($E$4&\"F\"&$A77)=\"\",\"★\",INDIRECT($E$4&\"F\"&$A77))","v":"★"},{"$f":"IF(INDIRECT($E$4&\"G\"&$A77)=\"\",\"★\",INDIRECT($E$4&\"G\"&$A77))","v":"★"},{"$f":"IF(INDIRECT($E$4&\"H\"&$A77)=\"\",\"★\",INDIRECT($E$4&\"H\"&$A77))","v":"★"},{"$f":"IF(INDIRECT($E$4&\"I\"&$A77)=\"\",\"★\",INDIRECT($E$4&\"I\"&$A77))","v":"★"},{"$f":"IF(INDIRECT($E$4&\"J\"&$A77)=\"\",\"★\",INDIRECT($E$4&\"J\"&$A77))","v":"★"},{"$f":"IF(INDIRECT($E$4&\"K\"&$A77)=\"\",\"★\",INDIRECT($E$4&\"K\"&$A77))","v":"★"},{"$f":"IF(INDIRECT($E$4&\"AC\"&$A77)=\"\",\"★\",INDIRECT($E$4&\"AC\"&$A77))","v":"★"},{"$f":"IF(INDIRECT($E$4&\"AD\"&$A77)=\"\",\"★\",INDIRECT($E$4&\"AD\"&$A77))","v":"★"},{"$f":"IF(INDIRECT($E$4&\"L\"&$A77)=\"\",\"★\",INDIRECT($E$4&\"L\"&$A77))","v":"★"},null,null,null,null,null,null,null,null,null,null,null,null,null,null,66,{"$f":"IF(INDIRECT($G$4&\"C\"&$A77)=\"\",\"★\",INDIRECT($G$4&\"C\"&$A77))","v":"★"},{"$f":"IF(INDIRECT($G$4&\"D\"&$A77)=\"\",\"★\",INDIRECT($G$4&\"D\"&$A77))","v":"★"},{"$f":"IF(INDIRECT($G$4&\"E\"&$A77)=\"\",\"★\",INDIRECT($G$4&\"E\"&$A77))","v":"★"},{"$f":"IF(INDIRECT($G$4&\"F\"&$A77)=\"\",\"★\",INDIRECT($G$4&\"F\"&$A77))","v":"★"},{"$f":"IF(INDIRECT($G$4&\"G\"&$A77)=\"\",\"★\",INDIRECT($G$4&\"G\"&$A77))","v":"★"},{"$f":"IF(INDIRECT($G$4&\"H\"&$A77)=\"\",\"★\",INDIRECT($G$4&\"H\"&$A77))","v":"★"},{"$f":"IF(INDIRECT($G$4&\"I\"&$A77)=\"\",\"★\",INDIRECT($G$4&\"I\"&$A77))","v":"★"},{"$f":"IF(INDIRECT($G$4&\"J\"&$A77)=\"\",\"★\",INDIRECT($G$4&\"J\"&$A77))","v":"★"},{"$f":"IF(INDIRECT($G$4&\"K\"&$A77)=\"\",\"★\",INDIRECT($G$4&\"K\"&$A77))","v":"★"},{"$f":"IF(INDIRECT($G$4&\"N\"&$A77)=\"\",\"★\",INDIRECT($G$4&\"N\"&$A77))","v":"★"},{"$f":"IF(INDIRECT($G$4&\"O\"&$A77)=\"\",\"★\",INDIRECT($G$4&\"O\"&$A77))","v":"★"},{"$f":"IF(INDIRECT($G$4&\"L\"&$A77)=\"\",\"★\",INDIRECT($G$4&\"L\"&$A77))","v":"★"},66,{"$f":"IF(INDIRECT($H$4&\"C\"&$A77)=\"\",\"★\",INDIRECT($H$4&\"C\"&$A77))","v":"★"},{"$f":"IF(INDIRECT($H$4&\"D\"&$A77)=\"\",\"★\",INDIRECT($H$4&\"D\"&$A77))","v":"★"},{"$f":"IF(INDIRECT($H$4&\"E\"&$A77)=\"\",\"★\",INDIRECT($H$4&\"E\"&$A77))","v":"★"},{"$f":"IF(INDIRECT($H$4&\"F\"&$A77)=\"\",\"★\",INDIRECT($H$4&\"F\"&$A77))","v":"★"},{"$f":"IF(INDIRECT($H$4&\"G\"&$A77)=\"\",\"★\",INDIRECT($H$4&\"G\"&$A77))","v":"★"},{"$f":"IF(INDIRECT($H$4&\"H\"&$A77)=\"\",\"★\",INDIRECT($H$4&\"H\"&$A77))","v":"★"},{"$f":"IF(INDIRECT($H$4&\"I\"&$A77)=\"\",\"★\",INDIRECT($H$4&\"I\"&$A77))","v":"★"},{"$f":"IF(INDIRECT($H$4&\"J\"&$A77)=\"\",\"★\",INDIRECT($H$4&\"J\"&$A77))","v":"★"},{"$f":"IF(INDIRECT($H$4&\"K\"&$A77)=\"\",\"★\",INDIRECT($H$4&\"K\"&$A77))","v":"★"},{"$f":"IF(INDIRECT($H$4&\"N\"&$A77)=\"\",\"★\",INDIRECT($H$4&\"N\"&$A77))","v":"★"},{"$f":"IF(INDIRECT($H$4&\"O\"&$A77)=\"\",\"★\",INDIRECT($H$4&\"O\"&$A77))","v":"★"},{"$f":"IF(INDIRECT($H$4&\"L\"&$A77)=\"\",\"★\",INDIRECT($H$4&\"L\"&$A77))","v":"★"},66,{"$f":"IF(INDIRECT($I$4&\"C\"&$A77)=\"\",\"★\",INDIRECT($I$4&\"C\"&$A77))","v":"★"},{"$f":"IF(INDIRECT($I$4&\"D\"&$A77)=\"\",\"★\",INDIRECT($I$4&\"D\"&$A77))","v":"★"},{"$f":"IF(INDIRECT($I$4&\"E\"&$A77)=\"\",\"★\",INDIRECT($I$4&\"E\"&$A77))","v":"★"},{"$f":"IF(INDIRECT($I$4&\"F\"&$A77)=\"\",\"★\",INDIRECT($I$4&\"F\"&$A77))","v":"★"},{"$f":"IF(INDIRECT($I$4&\"G\"&$A77)=\"\",\"★\",INDIRECT($I$4&\"G\"&$A77))","v":"★"},{"$f":"IF(INDIRECT($I$4&\"H\"&$A77)=\"\",\"★\",INDIRECT($I$4&\"H\"&$A77))","v":"★"},{"$f":"IF(INDIRECT($I$4&\"I\"&$A77)=\"\",\"★\",INDIRECT($I$4&\"I\"&$A77))","v":"★"},{"$f":"IF(INDIRECT($I$4&\"J\"&$A77)=\"\",\"★\",INDIRECT($I$4&\"J\"&$A77))","v":"★"},{"$f":"IF(INDIRECT($I$4&\"K\"&$A77)=\"\",\"★\",INDIRECT($I$4&\"K\"&$A77))","v":"★"},{"$f":"IF(INDIRECT($I$4&\"N\"&$A77)=\"\",\"★\",INDIRECT($I$4&\"N\"&$A77))","v":"★"},{"$f":"IF(INDIRECT($I$4&\"O\"&$A77)=\"\",\"★\",INDIRECT($I$4&\"O\"&$A77))","v":"★"},{"$f":"IF(INDIRECT($I$4&\"L\"&$A77)=\"\",\"★\",INDIRECT($I$4&\"L\"&$A77))","v":"★"}]
[89,null,null,null,null,null,null,null,null,null,null,null,null,null,null,null,null,null,null,null,null,null,null,null,null,null,null,null,null,null,null,null,67,{"$f":"IF(INDIRECT($C$4&\"C\"&$A78)=\"\",\"★\",INDIRECT($C$4&\"C\"&$A78))","v":"★"},{"$f":"IF(INDIRECT($C$4&\"D\"&$A78)=\"\",\"★\",INDIRECT($C$4&\"D\"&$A78))","v":"★"},{"$f":"IF(INDIRECT($C$4&\"E\"&$A78)=\"\",\"★\",INDIRECT($C$4&\"E\"&$A78))","v":0},{"$f":"IF(INDIRECT($C$4&\"F\"&$A78)=\"\",\"★\",INDIRECT($C$4&\"F\"&$A78))","v":"★"},{"$f":"IF(INDIRECT($C$4&\"G\"&$A78)=\"\",\"★\",INDIRECT($C$4&\"G\"&$A78))","v":"★"},{"$f":"IF(INDIRECT($C$4&\"H\"&$A78)=\"\",\"★\",INDIRECT($C$4&\"H\"&$A78))","v":"★"},{"$f":"IF(INDIRECT($C$4&\"I\"&$A78)=\"\",\"★\",INDIRECT($C$4&\"I\"&$A78))","v":"★"},{"$f":"IF(INDIRECT($C$4&\"J\"&$A78)=\"\",\"★\",INDIRECT($C$4&\"J\"&$A78))","v":"★"},{"$f":"IF(INDIRECT($C$4&\"K\"&$A78)=\"\",\"★\",INDIRECT($C$4&\"K\"&$A78))","v":"★"},{"$f":"IF(INDIRECT($C$4&\"AC\"&$A78)=\"\",\"★\",INDIRECT($C$4&\"AC\"&$A78))","v":"★"},{"$f":"IF(INDIRECT($C$4&\"AD\"&$A78)=\"\",\"★\",INDIRECT($C$4&\"AD\"&$A78))","v":"★"},{"$f":"IF(INDIRECT($C$4&\"L\"&$A78)=\"\",\"★\",INDIRECT($C$4&\"L\"&$A78))","v":"★"},67,{"$f":"IF(INDIRECT($D$4&\"C\"&$A78)=\"\",\"★\",INDIRECT($D$4&\"C\"&$A78))","v":"★"},{"$f":"IF(INDIRECT($D$4&\"D\"&$A78)=\"\",\"★\",INDIRECT($D$4&\"D\"&$A78))","v":"★"},{"$f":"IF(INDIRECT($D$4&\"E\"&$A78)=\"\",\"★\",INDIRECT($D$4&\"E\"&$A78))","v":0},{"$f":"IF(INDIRECT($D$4&\"F\"&$A78)=\"\",\"★\",INDIRECT($D$4&\"F\"&$A78))","v":"★"},{"$f":"IF(INDIRECT($D$4&\"G\"&$A78)=\"\",\"★\",INDIRECT($D$4&\"G\"&$A78))","v":"★"},{"$f":"IF(INDIRECT($D$4&\"H\"&$A78)=\"\",\"★\",INDIRECT($D$4&\"H\"&$A78))","v":"★"},{"$f":"IF(INDIRECT($D$4&\"I\"&$A78)=\"\",\"★\",INDIRECT($D$4&\"I\"&$A78))","v":"★"},{"$f":"IF(INDIRECT($D$4&\"J\"&$A78)=\"\",\"★\",INDIRECT($D$4&\"J\"&$A78))","v":"★"},{"$f":"IF(INDIRECT($D$4&\"K\"&$A78)=\"\",\"★\",INDIRECT($D$4&\"K\"&$A78))","v":"★"},{"$f":"IF(INDIRECT($D$4&\"AC\"&$A78)=\"\",\"★\",INDIRECT($D$4&\"AC\"&$A78))","v":"★"},{"$f":"IF(INDIRECT($D$4&\"AD\"&$A78)=\"\",\"★\",INDIRECT($D$4&\"AD\"&$A78))","v":"★"},{"$f":"IF(INDIRECT($D$4&\"L\"&$A78)=\"\",\"★\",INDIRECT($D$4&\"L\"&$A78))","v":"★"},67,{"$f":"IF(INDIRECT($E$4&\"C\"&$A78)=\"\",\"★\",INDIRECT($E$4&\"C\"&$A78))","v":"★"},{"$f":"IF(INDIRECT($E$4&\"D\"&$A78)=\"\",\"★\",INDIRECT($E$4&\"D\"&$A78))","v":"★"},{"$f":"IF(INDIRECT($E$4&\"E\"&$A78)=\"\",\"★\",INDIRECT($E$4&\"E\"&$A78))","v":0},{"$f":"IF(INDIRECT($E$4&\"F\"&$A78)=\"\",\"★\",INDIRECT($E$4&\"F\"&$A78))","v":"★"},{"$f":"IF(INDIRECT($E$4&\"G\"&$A78)=\"\",\"★\",INDIRECT($E$4&\"G\"&$A78))","v":"★"},{"$f":"IF(INDIRECT($E$4&\"H\"&$A78)=\"\",\"★\",INDIRECT($E$4&\"H\"&$A78))","v":"★"},{"$f":"IF(INDIRECT($E$4&\"I\"&$A78)=\"\",\"★\",INDIRECT($E$4&\"I\"&$A78))","v":"★"},{"$f":"IF(INDIRECT($E$4&\"J\"&$A78)=\"\",\"★\",INDIRECT($E$4&\"J\"&$A78))","v":"★"},{"$f":"IF(INDIRECT($E$4&\"K\"&$A78)=\"\",\"★\",INDIRECT($E$4&\"K\"&$A78))","v":"★"},{"$f":"IF(INDIRECT($E$4&\"AC\"&$A78)=\"\",\"★\",INDIRECT($E$4&\"AC\"&$A78))","v":"★"},{"$f":"IF(INDIRECT($E$4&\"AD\"&$A78)=\"\",\"★\",INDIRECT($E$4&\"AD\"&$A78))","v":"★"},{"$f":"IF(INDIRECT($E$4&\"L\"&$A78)=\"\",\"★\",INDIRECT($E$4&\"L\"&$A78))","v":"★"},null,null,null,null,null,null,null,null,null,null,null,null,null,null,67,{"$f":"IF(INDIRECT($G$4&\"C\"&$A78)=\"\",\"★\",INDIRECT($G$4&\"C\"&$A78))","v":"★"},{"$f":"IF(INDIRECT($G$4&\"D\"&$A78)=\"\",\"★\",INDIRECT($G$4&\"D\"&$A78))","v":"★"},{"$f":"IF(INDIRECT($G$4&\"E\"&$A78)=\"\",\"★\",INDIRECT($G$4&\"E\"&$A78))","v":"★"},{"$f":"IF(INDIRECT($G$4&\"F\"&$A78)=\"\",\"★\",INDIRECT($G$4&\"F\"&$A78))","v":"★"},{"$f":"IF(INDIRECT($G$4&\"G\"&$A78)=\"\",\"★\",INDIRECT($G$4&\"G\"&$A78))","v":"★"},{"$f":"IF(INDIRECT($G$4&\"H\"&$A78)=\"\",\"★\",INDIRECT($G$4&\"H\"&$A78))","v":"★"},{"$f":"IF(INDIRECT($G$4&\"I\"&$A78)=\"\",\"★\",INDIRECT($G$4&\"I\"&$A78))","v":"★"},{"$f":"IF(INDIRECT($G$4&\"J\"&$A78)=\"\",\"★\",INDIRECT($G$4&\"J\"&$A78))","v":"★"},{"$f":"IF(INDIRECT($G$4&\"K\"&$A78)=\"\",\"★\",INDIRECT($G$4&\"K\"&$A78))","v":"★"},{"$f":"IF(INDIRECT($G$4&\"N\"&$A78)=\"\",\"★\",INDIRECT($G$4&\"N\"&$A78))","v":"★"},{"$f":"IF(INDIRECT($G$4&\"O\"&$A78)=\"\",\"★\",INDIRECT($G$4&\"O\"&$A78))","v":"★"},{"$f":"IF(INDIRECT($G$4&\"L\"&$A78)=\"\",\"★\",INDIRECT($G$4&\"L\"&$A78))","v":"★"},67,{"$f":"IF(INDIRECT($H$4&\"C\"&$A78)=\"\",\"★\",INDIRECT($H$4&\"C\"&$A78))","v":"★"},{"$f":"IF(INDIRECT($H$4&\"D\"&$A78)=\"\",\"★\",INDIRECT($H$4&\"D\"&$A78))","v":"★"},{"$f":"IF(INDIRECT($H$4&\"E\"&$A78)=\"\",\"★\",INDIRECT($H$4&\"E\"&$A78))","v":"★"},{"$f":"IF(INDIRECT($H$4&\"F\"&$A78)=\"\",\"★\",INDIRECT($H$4&\"F\"&$A78))","v":"★"},{"$f":"IF(INDIRECT($H$4&\"G\"&$A78)=\"\",\"★\",INDIRECT($H$4&\"G\"&$A78))","v":"★"},{"$f":"IF(INDIRECT($H$4&\"H\"&$A78)=\"\",\"★\",INDIRECT($H$4&\"H\"&$A78))","v":"★"},{"$f":"IF(INDIRECT($H$4&\"I\"&$A78)=\"\",\"★\",INDIRECT($H$4&\"I\"&$A78))","v":"★"},{"$f":"IF(INDIRECT($H$4&\"J\"&$A78)=\"\",\"★\",INDIRECT($H$4&\"J\"&$A78))","v":"★"},{"$f":"IF(INDIRECT($H$4&\"K\"&$A78)=\"\",\"★\",INDIRECT($H$4&\"K\"&$A78))","v":"★"},{"$f":"IF(INDIRECT($H$4&\"N\"&$A78)=\"\",\"★\",INDIRECT($H$4&\"N\"&$A78))","v":"★"},{"$f":"IF(INDIRECT($H$4&\"O\"&$A78)=\"\",\"★\",INDIRECT($H$4&\"O\"&$A78))","v":"★"},{"$f":"IF(INDIRECT($H$4&\"L\"&$A78)=\"\",\"★\",INDIRECT($H$4&\"L\"&$A78))","v":"★"},67,{"$f":"IF(INDIRECT($I$4&\"C\"&$A78)=\"\",\"★\",INDIRECT($I$4&\"C\"&$A78))","v":"★"},{"$f":"IF(INDIRECT($I$4&\"D\"&$A78)=\"\",\"★\",INDIRECT($I$4&\"D\"&$A78))","v":"★"},{"$f":"IF(INDIRECT($I$4&\"E\"&$A78)=\"\",\"★\",INDIRECT($I$4&\"E\"&$A78))","v":"★"},{"$f":"IF(INDIRECT($I$4&\"F\"&$A78)=\"\",\"★\",INDIRECT($I$4&\"F\"&$A78))","v":"★"},{"$f":"IF(INDIRECT($I$4&\"G\"&$A78)=\"\",\"★\",INDIRECT($I$4&\"G\"&$A78))","v":"★"},{"$f":"IF(INDIRECT($I$4&\"H\"&$A78)=\"\",\"★\",INDIRECT($I$4&\"H\"&$A78))","v":"★"},{"$f":"IF(INDIRECT($I$4&\"I\"&$A78)=\"\",\"★\",INDIRECT($I$4&\"I\"&$A78))","v":"★"},{"$f":"IF(INDIRECT($I$4&\"J\"&$A78)=\"\",\"★\",INDIRECT($I$4&\"J\"&$A78))","v":"★"},{"$f":"IF(INDIRECT($I$4&\"K\"&$A78)=\"\",\"★\",INDIRECT($I$4&\"K\"&$A78))","v":"★"},{"$f":"IF(INDIRECT($I$4&\"N\"&$A78)=\"\",\"★\",INDIRECT($I$4&\"N\"&$A78))","v":"★"},{"$f":"IF(INDIRECT($I$4&\"O\"&$A78)=\"\",\"★\",INDIRECT($I$4&\"O\"&$A78))","v":"★"},{"$f":"IF(INDIRECT($I$4&\"L\"&$A78)=\"\",\"★\",INDIRECT($I$4&\"L\"&$A78))","v":"★"}]
[90,null,null,null,null,null,null,null,null,null,null,null,null,null,null,null,null,null,null,null,null,null,null,null,null,null,null,null,null,null,null,null,68,{"$f":"IF(INDIRECT($C$4&\"C\"&$A79)=\"\",\"★\",INDIRECT($C$4&\"C\"&$A79))","v":"★"},{"$f":"IF(INDIRECT($C$4&\"D\"&$A79)=\"\",\"★\",INDIRECT($C$4&\"D\"&$A79))","v":"★"},{"$f":"IF(INDIRECT($C$4&\"E\"&$A79)=\"\",\"★\",INDIRECT($C$4&\"E\"&$A79))","v":0},{"$f":"IF(INDIRECT($C$4&\"F\"&$A79)=\"\",\"★\",INDIRECT($C$4&\"F\"&$A79))","v":"★"},{"$f":"IF(INDIRECT($C$4&\"G\"&$A79)=\"\",\"★\",INDIRECT($C$4&\"G\"&$A79))","v":"★"},{"$f":"IF(INDIRECT($C$4&\"H\"&$A79)=\"\",\"★\",INDIRECT($C$4&\"H\"&$A79))","v":"★"},{"$f":"IF(INDIRECT($C$4&\"I\"&$A79)=\"\",\"★\",INDIRECT($C$4&\"I\"&$A79))","v":"★"},{"$f":"IF(INDIRECT($C$4&\"J\"&$A79)=\"\",\"★\",INDIRECT($C$4&\"J\"&$A79))","v":"★"},{"$f":"IF(INDIRECT($C$4&\"K\"&$A79)=\"\",\"★\",INDIRECT($C$4&\"K\"&$A79))","v":"★"},{"$f":"IF(INDIRECT($C$4&\"AC\"&$A79)=\"\",\"★\",INDIRECT($C$4&\"AC\"&$A79))","v":"★"},{"$f":"IF(INDIRECT($C$4&\"AD\"&$A79)=\"\",\"★\",INDIRECT($C$4&\"AD\"&$A79))","v":"★"},{"$f":"IF(INDIRECT($C$4&\"L\"&$A79)=\"\",\"★\",INDIRECT($C$4&\"L\"&$A79))","v":"★"},68,{"$f":"IF(INDIRECT($D$4&\"C\"&$A79)=\"\",\"★\",INDIRECT($D$4&\"C\"&$A79))","v":"★"},{"$f":"IF(INDIRECT($D$4&\"D\"&$A79)=\"\",\"★\",INDIRECT($D$4&\"D\"&$A79))","v":"★"},{"$f":"IF(INDIRECT($D$4&\"E\"&$A79)=\"\",\"★\",INDIRECT($D$4&\"E\"&$A79))","v":0},{"$f":"IF(INDIRECT($D$4&\"F\"&$A79)=\"\",\"★\",INDIRECT($D$4&\"F\"&$A79))","v":"★"},{"$f":"IF(INDIRECT($D$4&\"G\"&$A79)=\"\",\"★\",INDIRECT($D$4&\"G\"&$A79))","v":"★"},{"$f":"IF(INDIRECT($D$4&\"H\"&$A79)=\"\",\"★\",INDIRECT($D$4&\"H\"&$A79))","v":"★"},{"$f":"IF(INDIRECT($D$4&\"I\"&$A79)=\"\",\"★\",INDIRECT($D$4&\"I\"&$A79))","v":"★"},{"$f":"IF(INDIRECT($D$4&\"J\"&$A79)=\"\",\"★\",INDIRECT($D$4&\"J\"&$A79))","v":"★"},{"$f":"IF(INDIRECT($D$4&\"K\"&$A79)=\"\",\"★\",INDIRECT($D$4&\"K\"&$A79))","v":"★"},{"$f":"IF(INDIRECT($D$4&\"AC\"&$A79)=\"\",\"★\",INDIRECT($D$4&\"AC\"&$A79))","v":"★"},{"$f":"IF(INDIRECT($D$4&\"AD\"&$A79)=\"\",\"★\",INDIRECT($D$4&\"AD\"&$A79))","v":"★"},{"$f":"IF(INDIRECT($D$4&\"L\"&$A79)=\"\",\"★\",INDIRECT($D$4&\"L\"&$A79))","v":"★"},68,{"$f":"IF(INDIRECT($E$4&\"C\"&$A79)=\"\",\"★\",INDIRECT($E$4&\"C\"&$A79))","v":"★"},{"$f":"IF(INDIRECT($E$4&\"D\"&$A79)=\"\",\"★\",INDIRECT($E$4&\"D\"&$A79))","v":"★"},{"$f":"IF(INDIRECT($E$4&\"E\"&$A79)=\"\",\"★\",INDIRECT($E$4&\"E\"&$A79))","v":0},{"$f":"IF(INDIRECT($E$4&\"F\"&$A79)=\"\",\"★\",INDIRECT($E$4&\"F\"&$A79))","v":"★"},{"$f":"IF(INDIRECT($E$4&\"G\"&$A79)=\"\",\"★\",INDIRECT($E$4&\"G\"&$A79))","v":"★"},{"$f":"IF(INDIRECT($E$4&\"H\"&$A79)=\"\",\"★\",INDIRECT($E$4&\"H\"&$A79))","v":"★"},{"$f":"IF(INDIRECT($E$4&\"I\"&$A79)=\"\",\"★\",INDIRECT($E$4&\"I\"&$A79))","v":"★"},{"$f":"IF(INDIRECT($E$4&\"J\"&$A79)=\"\",\"★\",INDIRECT($E$4&\"J\"&$A79))","v":"★"},{"$f":"IF(INDIRECT($E$4&\"K\"&$A79)=\"\",\"★\",INDIRECT($E$4&\"K\"&$A79))","v":"★"},{"$f":"IF(INDIRECT($E$4&\"AC\"&$A79)=\"\",\"★\",INDIRECT($E$4&\"AC\"&$A79))","v":"★"},{"$f":"IF(INDIRECT($E$4&\"AD\"&$A79)=\"\",\"★\",INDIRECT($E$4&\"AD\"&$A79))","v":"★"},{"$f":"IF(INDIRECT($E$4&\"L\"&$A79)=\"\",\"★\",INDIRECT($E$4&\"L\"&$A79))","v":"★"},null,null,null,null,null,null,null,null,null,null,null,null,null,null,68,{"$f":"IF(INDIRECT($G$4&\"C\"&$A79)=\"\",\"★\",INDIRECT($G$4&\"C\"&$A79))","v":"★"},{"$f":"IF(INDIRECT($G$4&\"D\"&$A79)=\"\",\"★\",INDIRECT($G$4&\"D\"&$A79))","v":"★"},{"$f":"IF(INDIRECT($G$4&\"E\"&$A79)=\"\",\"★\",INDIRECT($G$4&\"E\"&$A79))","v":"★"},{"$f":"IF(INDIRECT($G$4&\"F\"&$A79)=\"\",\"★\",INDIRECT($G$4&\"F\"&$A79))","v":"★"},{"$f":"IF(INDIRECT($G$4&\"G\"&$A79)=\"\",\"★\",INDIRECT($G$4&\"G\"&$A79))","v":"★"},{"$f":"IF(INDIRECT($G$4&\"H\"&$A79)=\"\",\"★\",INDIRECT($G$4&\"H\"&$A79))","v":"★"},{"$f":"IF(INDIRECT($G$4&\"I\"&$A79)=\"\",\"★\",INDIRECT($G$4&\"I\"&$A79))","v":"★"},{"$f":"IF(INDIRECT($G$4&\"J\"&$A79)=\"\",\"★\",INDIRECT($G$4&\"J\"&$A79))","v":"★"},{"$f":"IF(INDIRECT($G$4&\"K\"&$A79)=\"\",\"★\",INDIRECT($G$4&\"K\"&$A79))","v":"★"},{"$f":"IF(INDIRECT($G$4&\"N\"&$A79)=\"\",\"★\",INDIRECT($G$4&\"N\"&$A79))","v":"★"},{"$f":"IF(INDIRECT($G$4&\"O\"&$A79)=\"\",\"★\",INDIRECT($G$4&\"O\"&$A79))","v":"★"},{"$f":"IF(INDIRECT($G$4&\"L\"&$A79)=\"\",\"★\",INDIRECT($G$4&\"L\"&$A79))","v":"★"},68,{"$f":"IF(INDIRECT($H$4&\"C\"&$A79)=\"\",\"★\",INDIRECT($H$4&\"C\"&$A79))","v":"★"},{"$f":"IF(INDIRECT($H$4&\"D\"&$A79)=\"\",\"★\",INDIRECT($H$4&\"D\"&$A79))","v":"★"},{"$f":"IF(INDIRECT($H$4&\"E\"&$A79)=\"\",\"★\",INDIRECT($H$4&\"E\"&$A79))","v":"★"},{"$f":"IF(INDIRECT($H$4&\"F\"&$A79)=\"\",\"★\",INDIRECT($H$4&\"F\"&$A79))","v":"★"},{"$f":"IF(INDIRECT($H$4&\"G\"&$A79)=\"\",\"★\",INDIRECT($H$4&\"G\"&$A79))","v":"★"},{"$f":"IF(INDIRECT($H$4&\"H\"&$A79)=\"\",\"★\",INDIRECT($H$4&\"H\"&$A79))","v":"★"},{"$f":"IF(INDIRECT($H$4&\"I\"&$A79)=\"\",\"★\",INDIRECT($H$4&\"I\"&$A79))","v":"★"},{"$f":"IF(INDIRECT($H$4&\"J\"&$A79)=\"\",\"★\",INDIRECT($H$4&\"J\"&$A79))","v":"★"},{"$f":"IF(INDIRECT($H$4&\"K\"&$A79)=\"\",\"★\",INDIRECT($H$4&\"K\"&$A79))","v":"★"},{"$f":"IF(INDIRECT($H$4&\"N\"&$A79)=\"\",\"★\",INDIRECT($H$4&\"N\"&$A79))","v":"★"},{"$f":"IF(INDIRECT($H$4&\"O\"&$A79)=\"\",\"★\",INDIRECT($H$4&\"O\"&$A79))","v":"★"},{"$f":"IF(INDIRECT($H$4&\"L\"&$A79)=\"\",\"★\",INDIRECT($H$4&\"L\"&$A79))","v":"★"},68,{"$f":"IF(INDIRECT($I$4&\"C\"&$A79)=\"\",\"★\",INDIRECT($I$4&\"C\"&$A79))","v":"★"},{"$f":"IF(INDIRECT($I$4&\"D\"&$A79)=\"\",\"★\",INDIRECT($I$4&\"D\"&$A79))","v":"★"},{"$f":"IF(INDIRECT($I$4&\"E\"&$A79)=\"\",\"★\",INDIRECT($I$4&\"E\"&$A79))","v":"★"},{"$f":"IF(INDIRECT($I$4&\"F\"&$A79)=\"\",\"★\",INDIRECT($I$4&\"F\"&$A79))","v":"★"},{"$f":"IF(INDIRECT($I$4&\"G\"&$A79)=\"\",\"★\",INDIRECT($I$4&\"G\"&$A79))","v":"★"},{"$f":"IF(INDIRECT($I$4&\"H\"&$A79)=\"\",\"★\",INDIRECT($I$4&\"H\"&$A79))","v":"★"},{"$f":"IF(INDIRECT($I$4&\"I\"&$A79)=\"\",\"★\",INDIRECT($I$4&\"I\"&$A79))","v":"★"},{"$f":"IF(INDIRECT($I$4&\"J\"&$A79)=\"\",\"★\",INDIRECT($I$4&\"J\"&$A79))","v":"★"},{"$f":"IF(INDIRECT($I$4&\"K\"&$A79)=\"\",\"★\",INDIRECT($I$4&\"K\"&$A79))","v":"★"},{"$f":"IF(INDIRECT($I$4&\"N\"&$A79)=\"\",\"★\",INDIRECT($I$4&\"N\"&$A79))","v":"★"},{"$f":"IF(INDIRECT($I$4&\"O\"&$A79)=\"\",\"★\",INDIRECT($I$4&\"O\"&$A79))","v":"★"},{"$f":"IF(INDIRECT($I$4&\"L\"&$A79)=\"\",\"★\",INDIRECT($I$4&\"L\"&$A79))","v":"★"}]
[91,null,null,null,null,null,null,null,null,null,null,null,null,null,null,null,null,null,null,null,null,null,null,null,null,null,null,null,null,null,null,null,69,{"$f":"IF(INDIRECT($C$4&\"C\"&$A80)=\"\",\"★\",INDIRECT($C$4&\"C\"&$A80))","v":"★"},{"$f":"IF(INDIRECT($C$4&\"D\"&$A80)=\"\",\"★\",INDIRECT($C$4&\"D\"&$A80))","v":"★"},{"$f":"IF(INDIRECT($C$4&\"E\"&$A80)=\"\",\"★\",INDIRECT($C$4&\"E\"&$A80))","v":0},{"$f":"IF(INDIRECT($C$4&\"F\"&$A80)=\"\",\"★\",INDIRECT($C$4&\"F\"&$A80))","v":"★"},{"$f":"IF(INDIRECT($C$4&\"G\"&$A80)=\"\",\"★\",INDIRECT($C$4&\"G\"&$A80))","v":"★"},{"$f":"IF(INDIRECT($C$4&\"H\"&$A80)=\"\",\"★\",INDIRECT($C$4&\"H\"&$A80))","v":"★"},{"$f":"IF(INDIRECT($C$4&\"I\"&$A80)=\"\",\"★\",INDIRECT($C$4&\"I\"&$A80))","v":"★"},{"$f":"IF(INDIRECT($C$4&\"J\"&$A80)=\"\",\"★\",INDIRECT($C$4&\"J\"&$A80))","v":"★"},{"$f":"IF(INDIRECT($C$4&\"K\"&$A80)=\"\",\"★\",INDIRECT($C$4&\"K\"&$A80))","v":"★"},{"$f":"IF(INDIRECT($C$4&\"AC\"&$A80)=\"\",\"★\",INDIRECT($C$4&\"AC\"&$A80))","v":"★"},{"$f":"IF(INDIRECT($C$4&\"AD\"&$A80)=\"\",\"★\",INDIRECT($C$4&\"AD\"&$A80))","v":"★"},{"$f":"IF(INDIRECT($C$4&\"L\"&$A80)=\"\",\"★\",INDIRECT($C$4&\"L\"&$A80))","v":"★"},69,{"$f":"IF(INDIRECT($D$4&\"C\"&$A80)=\"\",\"★\",INDIRECT($D$4&\"C\"&$A80))","v":"★"},{"$f":"IF(INDIRECT($D$4&\"D\"&$A80)=\"\",\"★\",INDIRECT($D$4&\"D\"&$A80))","v":"★"},{"$f":"IF(INDIRECT($D$4&\"E\"&$A80)=\"\",\"★\",INDIRECT($D$4&\"E\"&$A80))","v":0},{"$f":"IF(INDIRECT($D$4&\"F\"&$A80)=\"\",\"★\",INDIRECT($D$4&\"F\"&$A80))","v":"★"},{"$f":"IF(INDIRECT($D$4&\"G\"&$A80)=\"\",\"★\",INDIRECT($D$4&\"G\"&$A80))","v":"★"},{"$f":"IF(INDIRECT($D$4&\"H\"&$A80)=\"\",\"★\",INDIRECT($D$4&\"H\"&$A80))","v":"★"},{"$f":"IF(INDIRECT($D$4&\"I\"&$A80)=\"\",\"★\",INDIRECT($D$4&\"I\"&$A80))","v":"★"},{"$f":"IF(INDIRECT($D$4&\"J\"&$A80)=\"\",\"★\",INDIRECT($D$4&\"J\"&$A80))","v":"★"},{"$f":"IF(INDIRECT($D$4&\"K\"&$A80)=\"\",\"★\",INDIRECT($D$4&\"K\"&$A80))","v":"★"},{"$f":"IF(INDIRECT($D$4&\"AC\"&$A80)=\"\",\"★\",INDIRECT($D$4&\"AC\"&$A80))","v":"★"},{"$f":"IF(INDIRECT($D$4&\"AD\"&$A80)=\"\",\"★\",INDIRECT($D$4&\"AD\"&$A80))","v":"★"},{"$f":"IF(INDIRECT($D$4&\"L\"&$A80)=\"\",\"★\",INDIRECT($D$4&\"L\"&$A80))","v":"★"},69,{"$f":"IF(INDIRECT($E$4&\"C\"&$A80)=\"\",\"★\",INDIRECT($E$4&\"C\"&$A80))","v":"★"},{"$f":"IF(INDIRECT($E$4&\"D\"&$A80)=\"\",\"★\",INDIRECT($E$4&\"D\"&$A80))","v":"★"},{"$f":"IF(INDIRECT($E$4&\"E\"&$A80)=\"\",\"★\",INDIRECT($E$4&\"E\"&$A80))","v":0},{"$f":"IF(INDIRECT($E$4&\"F\"&$A80)=\"\",\"★\",INDIRECT($E$4&\"F\"&$A80))","v":"★"},{"$f":"IF(INDIRECT($E$4&\"G\"&$A80)=\"\",\"★\",INDIRECT($E$4&\"G\"&$A80))","v":"★"},{"$f":"IF(INDIRECT($E$4&\"H\"&$A80)=\"\",\"★\",INDIRECT($E$4&\"H\"&$A80))","v":"★"},{"$f":"IF(INDIRECT($E$4&\"I\"&$A80)=\"\",\"★\",INDIRECT($E$4&\"I\"&$A80))","v":"★"},{"$f":"IF(INDIRECT($E$4&\"J\"&$A80)=\"\",\"★\",INDIRECT($E$4&\"J\"&$A80))","v":"★"},{"$f":"IF(INDIRECT($E$4&\"K\"&$A80)=\"\",\"★\",INDIRECT($E$4&\"K\"&$A80))","v":"★"},{"$f":"IF(INDIRECT($E$4&\"AC\"&$A80)=\"\",\"★\",INDIRECT($E$4&\"AC\"&$A80))","v":"★"},{"$f":"IF(INDIRECT($E$4&\"AD\"&$A80)=\"\",\"★\",INDIRECT($E$4&\"AD\"&$A80))","v":"★"},{"$f":"IF(INDIRECT($E$4&\"L\"&$A80)=\"\",\"★\",INDIRECT($E$4&\"L\"&$A80))","v":"★"},null,null,null,null,null,null,null,null,null,null,null,null,null,null,69,{"$f":"IF(INDIRECT($G$4&\"C\"&$A80)=\"\",\"★\",INDIRECT($G$4&\"C\"&$A80))","v":"★"},{"$f":"IF(INDIRECT($G$4&\"D\"&$A80)=\"\",\"★\",INDIRECT($G$4&\"D\"&$A80))","v":"★"},{"$f":"IF(INDIRECT($G$4&\"E\"&$A80)=\"\",\"★\",INDIRECT($G$4&\"E\"&$A80))","v":"★"},{"$f":"IF(INDIRECT($G$4&\"F\"&$A80)=\"\",\"★\",INDIRECT($G$4&\"F\"&$A80))","v":"★"},{"$f":"IF(INDIRECT($G$4&\"G\"&$A80)=\"\",\"★\",INDIRECT($G$4&\"G\"&$A80))","v":"★"},{"$f":"IF(INDIRECT($G$4&\"H\"&$A80)=\"\",\"★\",INDIRECT($G$4&\"H\"&$A80))","v":"★"},{"$f":"IF(INDIRECT($G$4&\"I\"&$A80)=\"\",\"★\",INDIRECT($G$4&\"I\"&$A80))","v":"★"},{"$f":"IF(INDIRECT($G$4&\"J\"&$A80)=\"\",\"★\",INDIRECT($G$4&\"J\"&$A80))","v":"★"},{"$f":"IF(INDIRECT($G$4&\"K\"&$A80)=\"\",\"★\",INDIRECT($G$4&\"K\"&$A80))","v":"★"},{"$f":"IF(INDIRECT($G$4&\"N\"&$A80)=\"\",\"★\",INDIRECT($G$4&\"N\"&$A80))","v":"★"},{"$f":"IF(INDIRECT($G$4&\"O\"&$A80)=\"\",\"★\",INDIRECT($G$4&\"O\"&$A80))","v":"★"},{"$f":"IF(INDIRECT($G$4&\"L\"&$A80)=\"\",\"★\",INDIRECT($G$4&\"L\"&$A80))","v":"★"},69,{"$f":"IF(INDIRECT($H$4&\"C\"&$A80)=\"\",\"★\",INDIRECT($H$4&\"C\"&$A80))","v":"★"},{"$f":"IF(INDIRECT($H$4&\"D\"&$A80)=\"\",\"★\",INDIRECT($H$4&\"D\"&$A80))","v":"★"},{"$f":"IF(INDIRECT($H$4&\"E\"&$A80)=\"\",\"★\",INDIRECT($H$4&\"E\"&$A80))","v":"★"},{"$f":"IF(INDIRECT($H$4&\"F\"&$A80)=\"\",\"★\",INDIRECT($H$4&\"F\"&$A80))","v":"★"},{"$f":"IF(INDIRECT($H$4&\"G\"&$A80)=\"\",\"★\",INDIRECT($H$4&\"G\"&$A80))","v":"★"},{"$f":"IF(INDIRECT($H$4&\"H\"&$A80)=\"\",\"★\",INDIRECT($H$4&\"H\"&$A80))","v":"★"},{"$f":"IF(INDIRECT($H$4&\"I\"&$A80)=\"\",\"★\",INDIRECT($H$4&\"I\"&$A80))","v":"★"},{"$f":"IF(INDIRECT($H$4&\"J\"&$A80)=\"\",\"★\",INDIRECT($H$4&\"J\"&$A80))","v":"★"},{"$f":"IF(INDIRECT($H$4&\"K\"&$A80)=\"\",\"★\",INDIRECT($H$4&\"K\"&$A80))","v":"★"},{"$f":"IF(INDIRECT($H$4&\"N\"&$A80)=\"\",\"★\",INDIRECT($H$4&\"N\"&$A80))","v":"★"},{"$f":"IF(INDIRECT($H$4&\"O\"&$A80)=\"\",\"★\",INDIRECT($H$4&\"O\"&$A80))","v":"★"},{"$f":"IF(INDIRECT($H$4&\"L\"&$A80)=\"\",\"★\",INDIRECT($H$4&\"L\"&$A80))","v":"★"},69,{"$f":"IF(INDIRECT($I$4&\"C\"&$A80)=\"\",\"★\",INDIRECT($I$4&\"C\"&$A80))","v":"★"},{"$f":"IF(INDIRECT($I$4&\"D\"&$A80)=\"\",\"★\",INDIRECT($I$4&\"D\"&$A80))","v":"★"},{"$f":"IF(INDIRECT($I$4&\"E\"&$A80)=\"\",\"★\",INDIRECT($I$4&\"E\"&$A80))","v":"★"},{"$f":"IF(INDIRECT($I$4&\"F\"&$A80)=\"\",\"★\",INDIRECT($I$4&\"F\"&$A80))","v":"★"},{"$f":"IF(INDIRECT($I$4&\"G\"&$A80)=\"\",\"★\",INDIRECT($I$4&\"G\"&$A80))","v":"★"},{"$f":"IF(INDIRECT($I$4&\"H\"&$A80)=\"\",\"★\",INDIRECT($I$4&\"H\"&$A80))","v":"★"},{"$f":"IF(INDIRECT($I$4&\"I\"&$A80)=\"\",\"★\",INDIRECT($I$4&\"I\"&$A80))","v":"★"},{"$f":"IF(INDIRECT($I$4&\"J\"&$A80)=\"\",\"★\",INDIRECT($I$4&\"J\"&$A80))","v":"★"},{"$f":"IF(INDIRECT($I$4&\"K\"&$A80)=\"\",\"★\",INDIRECT($I$4&\"K\"&$A80))","v":"★"},{"$f":"IF(INDIRECT($I$4&\"N\"&$A80)=\"\",\"★\",INDIRECT($I$4&\"N\"&$A80))","v":"★"},{"$f":"IF(INDIRECT($I$4&\"O\"&$A80)=\"\",\"★\",INDIRECT($I$4&\"O\"&$A80))","v":"★"},{"$f":"IF(INDIRECT($I$4&\"L\"&$A80)=\"\",\"★\",INDIRECT($I$4&\"L\"&$A80))","v":"★"}]
[92,null,null,null,null,null,null,null,null,null,null,null,null,null,null,null,null,null,null,null,null,null,null,null,null,null,null,null,null,null,null,null,70,{"$f":"IF(INDIRECT($C$4&\"C\"&$A81)=\"\",\"★\",INDIRECT($C$4&\"C\"&$A81))","v":"★"},{"$f":"IF(INDIRECT($C$4&\"D\"&$A81)=\"\",\"★\",INDIRECT($C$4&\"D\"&$A81))","v":"★"},{"$f":"IF(INDIRECT($C$4&\"E\"&$A81)=\"\",\"★\",INDIRECT($C$4&\"E\"&$A81))","v":0},{"$f":"IF(INDIRECT($C$4&\"F\"&$A81)=\"\",\"★\",INDIRECT($C$4&\"F\"&$A81))","v":"★"},{"$f":"IF(INDIRECT($C$4&\"G\"&$A81)=\"\",\"★\",INDIRECT($C$4&\"G\"&$A81))","v":"★"},{"$f":"IF(INDIRECT($C$4&\"H\"&$A81)=\"\",\"★\",INDIRECT($C$4&\"H\"&$A81))","v":"★"},{"$f":"IF(INDIRECT($C$4&\"I\"&$A81)=\"\",\"★\",INDIRECT($C$4&\"I\"&$A81))","v":"★"},{"$f":"IF(INDIRECT($C$4&\"J\"&$A81)=\"\",\"★\",INDIRECT($C$4&\"J\"&$A81))","v":"★"},{"$f":"IF(INDIRECT($C$4&\"K\"&$A81)=\"\",\"★\",INDIRECT($C$4&\"K\"&$A81))","v":"★"},{"$f":"IF(INDIRECT($C$4&\"AC\"&$A81)=\"\",\"★\",INDIRECT($C$4&\"AC\"&$A81))","v":"★"},{"$f":"IF(INDIRECT($C$4&\"AD\"&$A81)=\"\",\"★\",INDIRECT($C$4&\"AD\"&$A81))","v":"★"},{"$f":"IF(INDIRECT($C$4&\"L\"&$A81)=\"\",\"★\",INDIRECT($C$4&\"L\"&$A81))","v":"★"},70,{"$f":"IF(INDIRECT($D$4&\"C\"&$A81)=\"\",\"★\",INDIRECT($D$4&\"C\"&$A81))","v":"★"},{"$f":"IF(INDIRECT($D$4&\"D\"&$A81)=\"\",\"★\",INDIRECT($D$4&\"D\"&$A81))","v":"★"},{"$f":"IF(INDIRECT($D$4&\"E\"&$A81)=\"\",\"★\",INDIRECT($D$4&\"E\"&$A81))","v":0},{"$f":"IF(INDIRECT($D$4&\"F\"&$A81)=\"\",\"★\",INDIRECT($D$4&\"F\"&$A81))","v":"★"},{"$f":"IF(INDIRECT($D$4&\"G\"&$A81)=\"\",\"★\",INDIRECT($D$4&\"G\"&$A81))","v":"★"},{"$f":"IF(INDIRECT($D$4&\"H\"&$A81)=\"\",\"★\",INDIRECT($D$4&\"H\"&$A81))","v":"★"},{"$f":"IF(INDIRECT($D$4&\"I\"&$A81)=\"\",\"★\",INDIRECT($D$4&\"I\"&$A81))","v":"★"},{"$f":"IF(INDIRECT($D$4&\"J\"&$A81)=\"\",\"★\",INDIRECT($D$4&\"J\"&$A81))","v":"★"},{"$f":"IF(INDIRECT($D$4&\"K\"&$A81)=\"\",\"★\",INDIRECT($D$4&\"K\"&$A81))","v":"★"},{"$f":"IF(INDIRECT($D$4&\"AC\"&$A81)=\"\",\"★\",INDIRECT($D$4&\"AC\"&$A81))","v":"★"},{"$f":"IF(INDIRECT($D$4&\"AD\"&$A81)=\"\",\"★\",INDIRECT($D$4&\"AD\"&$A81))","v":"★"},{"$f":"IF(INDIRECT($D$4&\"L\"&$A81)=\"\",\"★\",INDIRECT($D$4&\"L\"&$A81))","v":"★"},70,{"$f":"IF(INDIRECT($E$4&\"C\"&$A81)=\"\",\"★\",INDIRECT($E$4&\"C\"&$A81))","v":"★"},{"$f":"IF(INDIRECT($E$4&\"D\"&$A81)=\"\",\"★\",INDIRECT($E$4&\"D\"&$A81))","v":"★"},{"$f":"IF(INDIRECT($E$4&\"E\"&$A81)=\"\",\"★\",INDIRECT($E$4&\"E\"&$A81))","v":0},{"$f":"IF(INDIRECT($E$4&\"F\"&$A81)=\"\",\"★\",INDIRECT($E$4&\"F\"&$A81))","v":"★"},{"$f":"IF(INDIRECT($E$4&\"G\"&$A81)=\"\",\"★\",INDIRECT($E$4&\"G\"&$A81))","v":"★"},{"$f":"IF(INDIRECT($E$4&\"H\"&$A81)=\"\",\"★\",INDIRECT($E$4&\"H\"&$A81))","v":"★"},{"$f":"IF(INDIRECT($E$4&\"I\"&$A81)=\"\",\"★\",INDIRECT($E$4&\"I\"&$A81))","v":"★"},{"$f":"IF(INDIRECT($E$4&\"J\"&$A81)=\"\",\"★\",INDIRECT($E$4&\"J\"&$A81))","v":"★"},{"$f":"IF(INDIRECT($E$4&\"K\"&$A81)=\"\",\"★\",INDIRECT($E$4&\"K\"&$A81))","v":"★"},{"$f":"IF(INDIRECT($E$4&\"AC\"&$A81)=\"\",\"★\",INDIRECT($E$4&\"AC\"&$A81))","v":"★"},{"$f":"IF(INDIRECT($E$4&\"AD\"&$A81)=\"\",\"★\",INDIRECT($E$4&\"AD\"&$A81))","v":"★"},{"$f":"IF(INDIRECT($E$4&\"L\"&$A81)=\"\",\"★\",INDIRECT($E$4&\"L\"&$A81))","v":"★"},null,null,null,null,null,null,null,null,null,null,null,null,null,null,70,{"$f":"IF(INDIRECT($G$4&\"C\"&$A81)=\"\",\"★\",INDIRECT($G$4&\"C\"&$A81))","v":"★"},{"$f":"IF(INDIRECT($G$4&\"D\"&$A81)=\"\",\"★\",INDIRECT($G$4&\"D\"&$A81))","v":"★"},{"$f":"IF(INDIRECT($G$4&\"E\"&$A81)=\"\",\"★\",INDIRECT($G$4&\"E\"&$A81))","v":"★"},{"$f":"IF(INDIRECT($G$4&\"F\"&$A81)=\"\",\"★\",INDIRECT($G$4&\"F\"&$A81))","v":"★"},{"$f":"IF(INDIRECT($G$4&\"G\"&$A81)=\"\",\"★\",INDIRECT($G$4&\"G\"&$A81))","v":"★"},{"$f":"IF(INDIRECT($G$4&\"H\"&$A81)=\"\",\"★\",INDIRECT($G$4&\"H\"&$A81))","v":"★"},{"$f":"IF(INDIRECT($G$4&\"I\"&$A81)=\"\",\"★\",INDIRECT($G$4&\"I\"&$A81))","v":"★"},{"$f":"IF(INDIRECT($G$4&\"J\"&$A81)=\"\",\"★\",INDIRECT($G$4&\"J\"&$A81))","v":"★"},{"$f":"IF(INDIRECT($G$4&\"K\"&$A81)=\"\",\"★\",INDIRECT($G$4&\"K\"&$A81))","v":"★"},{"$f":"IF(INDIRECT($G$4&\"N\"&$A81)=\"\",\"★\",INDIRECT($G$4&\"N\"&$A81))","v":"★"},{"$f":"IF(INDIRECT($G$4&\"O\"&$A81)=\"\",\"★\",INDIRECT($G$4&\"O\"&$A81))","v":"★"},{"$f":"IF(INDIRECT($G$4&\"L\"&$A81)=\"\",\"★\",INDIRECT($G$4&\"L\"&$A81))","v":"★"},70,{"$f":"IF(INDIRECT($H$4&\"C\"&$A81)=\"\",\"★\",INDIRECT($H$4&\"C\"&$A81))","v":"★"},{"$f":"IF(INDIRECT($H$4&\"D\"&$A81)=\"\",\"★\",INDIRECT($H$4&\"D\"&$A81))","v":"★"},{"$f":"IF(INDIRECT($H$4&\"E\"&$A81)=\"\",\"★\",INDIRECT($H$4&\"E\"&$A81))","v":"★"},{"$f":"IF(INDIRECT($H$4&\"F\"&$A81)=\"\",\"★\",INDIRECT($H$4&\"F\"&$A81))","v":"★"},{"$f":"IF(INDIRECT($H$4&\"G\"&$A81)=\"\",\"★\",INDIRECT($H$4&\"G\"&$A81))","v":"★"},{"$f":"IF(INDIRECT($H$4&\"H\"&$A81)=\"\",\"★\",INDIRECT($H$4&\"H\"&$A81))","v":"★"},{"$f":"IF(INDIRECT($H$4&\"I\"&$A81)=\"\",\"★\",INDIRECT($H$4&\"I\"&$A81))","v":"★"},{"$f":"IF(INDIRECT($H$4&\"J\"&$A81)=\"\",\"★\",INDIRECT($H$4&\"J\"&$A81))","v":"★"},{"$f":"IF(INDIRECT($H$4&\"K\"&$A81)=\"\",\"★\",INDIRECT($H$4&\"K\"&$A81))","v":"★"},{"$f":"IF(INDIRECT($H$4&\"N\"&$A81)=\"\",\"★\",INDIRECT($H$4&\"N\"&$A81))","v":"★"},{"$f":"IF(INDIRECT($H$4&\"O\"&$A81)=\"\",\"★\",INDIRECT($H$4&\"O\"&$A81))","v":"★"},{"$f":"IF(INDIRECT($H$4&\"L\"&$A81)=\"\",\"★\",INDIRECT($H$4&\"L\"&$A81))","v":"★"},70,{"$f":"IF(INDIRECT($I$4&\"C\"&$A81)=\"\",\"★\",INDIRECT($I$4&\"C\"&$A81))","v":"★"},{"$f":"IF(INDIRECT($I$4&\"D\"&$A81)=\"\",\"★\",INDIRECT($I$4&\"D\"&$A81))","v":"★"},{"$f":"IF(INDIRECT($I$4&\"E\"&$A81)=\"\",\"★\",INDIRECT($I$4&\"E\"&$A81))","v":"★"},{"$f":"IF(INDIRECT($I$4&\"F\"&$A81)=\"\",\"★\",INDIRECT($I$4&\"F\"&$A81))","v":"★"},{"$f":"IF(INDIRECT($I$4&\"G\"&$A81)=\"\",\"★\",INDIRECT($I$4&\"G\"&$A81))","v":"★"},{"$f":"IF(INDIRECT($I$4&\"H\"&$A81)=\"\",\"★\",INDIRECT($I$4&\"H\"&$A81))","v":"★"},{"$f":"IF(INDIRECT($I$4&\"I\"&$A81)=\"\",\"★\",INDIRECT($I$4&\"I\"&$A81))","v":"★"},{"$f":"IF(INDIRECT($I$4&\"J\"&$A81)=\"\",\"★\",INDIRECT($I$4&\"J\"&$A81))","v":"★"},{"$f":"IF(INDIRECT($I$4&\"K\"&$A81)=\"\",\"★\",INDIRECT($I$4&\"K\"&$A81))","v":"★"},{"$f":"IF(INDIRECT($I$4&\"N\"&$A81)=\"\",\"★\",INDIRECT($I$4&\"N\"&$A81))","v":"★"},{"$f":"IF(INDIRECT($I$4&\"O\"&$A81)=\"\",\"★\",INDIRECT($I$4&\"O\"&$A81))","v":"★"},{"$f":"IF(INDIRECT($I$4&\"L\"&$A81)=\"\",\"★\",INDIRECT($I$4&\"L\"&$A81))","v":"★"}]
[93,null,null,null,null,null,null,null,null,null,null,null,null,null,null,null,null,null,null,null,null,null,null,null,null,null,null,null,null,null,null,null,71,{"$f":"IF(INDIRECT($C$4&\"C\"&$A82)=\"\",\"★\",INDIRECT($C$4&\"C\"&$A82))","v":"★"},{"$f":"IF(INDIRECT($C$4&\"D\"&$A82)=\"\",\"★\",INDIRECT($C$4&\"D\"&$A82))","v":"★"},{"$f":"IF(INDIRECT($C$4&\"E\"&$A82)=\"\",\"★\",INDIRECT($C$4&\"E\"&$A82))","v":0},{"$f":"IF(INDIRECT($C$4&\"F\"&$A82)=\"\",\"★\",INDIRECT($C$4&\"F\"&$A82))","v":"★"},{"$f":"IF(INDIRECT($C$4&\"G\"&$A82)=\"\",\"★\",INDIRECT($C$4&\"G\"&$A82))","v":"★"},{"$f":"IF(INDIRECT($C$4&\"H\"&$A82)=\"\",\"★\",INDIRECT($C$4&\"H\"&$A82))","v":"★"},{"$f":"IF(INDIRECT($C$4&\"I\"&$A82)=\"\",\"★\",INDIRECT($C$4&\"I\"&$A82))","v":"★"},{"$f":"IF(INDIRECT($C$4&\"J\"&$A82)=\"\",\"★\",INDIRECT($C$4&\"J\"&$A82))","v":"★"},{"$f":"IF(INDIRECT($C$4&\"K\"&$A82)=\"\",\"★\",INDIRECT($C$4&\"K\"&$A82))","v":"★"},{"$f":"IF(INDIRECT($C$4&\"AC\"&$A82)=\"\",\"★\",INDIRECT($C$4&\"AC\"&$A82))","v":"★"},{"$f":"IF(INDIRECT($C$4&\"AD\"&$A82)=\"\",\"★\",INDIRECT($C$4&\"AD\"&$A82))","v":"★"},{"$f":"IF(INDIRECT($C$4&\"L\"&$A82)=\"\",\"★\",INDIRECT($C$4&\"L\"&$A82))","v":"★"},71,{"$f":"IF(INDIRECT($D$4&\"C\"&$A82)=\"\",\"★\",INDIRECT($D$4&\"C\"&$A82))","v":"★"},{"$f":"IF(INDIRECT($D$4&\"D\"&$A82)=\"\",\"★\",INDIRECT($D$4&\"D\"&$A82))","v":"★"},{"$f":"IF(INDIRECT($D$4&\"E\"&$A82)=\"\",\"★\",INDIRECT($D$4&\"E\"&$A82))","v":0},{"$f":"IF(INDIRECT($D$4&\"F\"&$A82)=\"\",\"★\",INDIRECT($D$4&\"F\"&$A82))","v":"★"},{"$f":"IF(INDIRECT($D$4&\"G\"&$A82)=\"\",\"★\",INDIRECT($D$4&\"G\"&$A82))","v":"★"},{"$f":"IF(INDIRECT($D$4&\"H\"&$A82)=\"\",\"★\",INDIRECT($D$4&\"H\"&$A82))","v":"★"},{"$f":"IF(INDIRECT($D$4&\"I\"&$A82)=\"\",\"★\",INDIRECT($D$4&\"I\"&$A82))","v":"★"},{"$f":"IF(INDIRECT($D$4&\"J\"&$A82)=\"\",\"★\",INDIRECT($D$4&\"J\"&$A82))","v":"★"},{"$f":"IF(INDIRECT($D$4&\"K\"&$A82)=\"\",\"★\",INDIRECT($D$4&\"K\"&$A82))","v":"★"},{"$f":"IF(INDIRECT($D$4&\"AC\"&$A82)=\"\",\"★\",INDIRECT($D$4&\"AC\"&$A82))","v":"★"},{"$f":"IF(INDIRECT($D$4&\"AD\"&$A82)=\"\",\"★\",INDIRECT($D$4&\"AD\"&$A82))","v":"★"},{"$f":"IF(INDIRECT($D$4&\"L\"&$A82)=\"\",\"★\",INDIRECT($D$4&\"L\"&$A82))","v":"★"},71,{"$f":"IF(INDIRECT($E$4&\"C\"&$A82)=\"\",\"★\",INDIRECT($E$4&\"C\"&$A82))","v":"★"},{"$f":"IF(INDIRECT($E$4&\"D\"&$A82)=\"\",\"★\",INDIRECT($E$4&\"D\"&$A82))","v":"★"},{"$f":"IF(INDIRECT($E$4&\"E\"&$A82)=\"\",\"★\",INDIRECT($E$4&\"E\"&$A82))","v":0},{"$f":"IF(INDIRECT($E$4&\"F\"&$A82)=\"\",\"★\",INDIRECT($E$4&\"F\"&$A82))","v":"★"},{"$f":"IF(INDIRECT($E$4&\"G\"&$A82)=\"\",\"★\",INDIRECT($E$4&\"G\"&$A82))","v":"★"},{"$f":"IF(INDIRECT($E$4&\"H\"&$A82)=\"\",\"★\",INDIRECT($E$4&\"H\"&$A82))","v":"★"},{"$f":"IF(INDIRECT($E$4&\"I\"&$A82)=\"\",\"★\",INDIRECT($E$4&\"I\"&$A82))","v":"★"},{"$f":"IF(INDIRECT($E$4&\"J\"&$A82)=\"\",\"★\",INDIRECT($E$4&\"J\"&$A82))","v":"★"},{"$f":"IF(INDIRECT($E$4&\"K\"&$A82)=\"\",\"★\",INDIRECT($E$4&\"K\"&$A82))","v":"★"},{"$f":"IF(INDIRECT($E$4&\"AC\"&$A82)=\"\",\"★\",INDIRECT($E$4&\"AC\"&$A82))","v":"★"},{"$f":"IF(INDIRECT($E$4&\"AD\"&$A82)=\"\",\"★\",INDIRECT($E$4&\"AD\"&$A82))","v":"★"},{"$f":"IF(INDIRECT($E$4&\"L\"&$A82)=\"\",\"★\",INDIRECT($E$4&\"L\"&$A82))","v":"★"},null,null,null,null,null,null,null,null,null,null,null,null,null,null,71,{"$f":"IF(INDIRECT($G$4&\"C\"&$A82)=\"\",\"★\",INDIRECT($G$4&\"C\"&$A82))","v":"★"},{"$f":"IF(INDIRECT($G$4&\"D\"&$A82)=\"\",\"★\",INDIRECT($G$4&\"D\"&$A82))","v":"★"},{"$f":"IF(INDIRECT($G$4&\"E\"&$A82)=\"\",\"★\",INDIRECT($G$4&\"E\"&$A82))","v":"★"},{"$f":"IF(INDIRECT($G$4&\"F\"&$A82)=\"\",\"★\",INDIRECT($G$4&\"F\"&$A82))","v":"★"},{"$f":"IF(INDIRECT($G$4&\"G\"&$A82)=\"\",\"★\",INDIRECT($G$4&\"G\"&$A82))","v":"★"},{"$f":"IF(INDIRECT($G$4&\"H\"&$A82)=\"\",\"★\",INDIRECT($G$4&\"H\"&$A82))","v":"★"},{"$f":"IF(INDIRECT($G$4&\"I\"&$A82)=\"\",\"★\",INDIRECT($G$4&\"I\"&$A82))","v":"★"},{"$f":"IF(INDIRECT($G$4&\"J\"&$A82)=\"\",\"★\",INDIRECT($G$4&\"J\"&$A82))","v":"★"},{"$f":"IF(INDIRECT($G$4&\"K\"&$A82)=\"\",\"★\",INDIRECT($G$4&\"K\"&$A82))","v":"★"},{"$f":"IF(INDIRECT($G$4&\"N\"&$A82)=\"\",\"★\",INDIRECT($G$4&\"N\"&$A82))","v":"★"},{"$f":"IF(INDIRECT($G$4&\"O\"&$A82)=\"\",\"★\",INDIRECT($G$4&\"O\"&$A82))","v":"★"},{"$f":"IF(INDIRECT($G$4&\"L\"&$A82)=\"\",\"★\",INDIRECT($G$4&\"L\"&$A82))","v":"★"},71,{"$f":"IF(INDIRECT($H$4&\"C\"&$A82)=\"\",\"★\",INDIRECT($H$4&\"C\"&$A82))","v":"★"},{"$f":"IF(INDIRECT($H$4&\"D\"&$A82)=\"\",\"★\",INDIRECT($H$4&\"D\"&$A82))","v":"★"},{"$f":"IF(INDIRECT($H$4&\"E\"&$A82)=\"\",\"★\",INDIRECT($H$4&\"E\"&$A82))","v":"★"},{"$f":"IF(INDIRECT($H$4&\"F\"&$A82)=\"\",\"★\",INDIRECT($H$4&\"F\"&$A82))","v":"★"},{"$f":"IF(INDIRECT($H$4&\"G\"&$A82)=\"\",\"★\",INDIRECT($H$4&\"G\"&$A82))","v":"★"},{"$f":"IF(INDIRECT($H$4&\"H\"&$A82)=\"\",\"★\",INDIRECT($H$4&\"H\"&$A82))","v":"★"},{"$f":"IF(INDIRECT($H$4&\"I\"&$A82)=\"\",\"★\",INDIRECT($H$4&\"I\"&$A82))","v":"★"},{"$f":"IF(INDIRECT($H$4&\"J\"&$A82)=\"\",\"★\",INDIRECT($H$4&\"J\"&$A82))","v":"★"},{"$f":"IF(INDIRECT($H$4&\"K\"&$A82)=\"\",\"★\",INDIRECT($H$4&\"K\"&$A82))","v":"★"},{"$f":"IF(INDIRECT($H$4&\"N\"&$A82)=\"\",\"★\",INDIRECT($H$4&\"N\"&$A82))","v":"★"},{"$f":"IF(INDIRECT($H$4&\"O\"&$A82)=\"\",\"★\",INDIRECT($H$4&\"O\"&$A82))","v":"★"},{"$f":"IF(INDIRECT($H$4&\"L\"&$A82)=\"\",\"★\",INDIRECT($H$4&\"L\"&$A82))","v":"★"},71,{"$f":"IF(INDIRECT($I$4&\"C\"&$A82)=\"\",\"★\",INDIRECT($I$4&\"C\"&$A82))","v":"★"},{"$f":"IF(INDIRECT($I$4&\"D\"&$A82)=\"\",\"★\",INDIRECT($I$4&\"D\"&$A82))","v":"★"},{"$f":"IF(INDIRECT($I$4&\"E\"&$A82)=\"\",\"★\",INDIRECT($I$4&\"E\"&$A82))","v":"★"},{"$f":"IF(INDIRECT($I$4&\"F\"&$A82)=\"\",\"★\",INDIRECT($I$4&\"F\"&$A82))","v":"★"},{"$f":"IF(INDIRECT($I$4&\"G\"&$A82)=\"\",\"★\",INDIRECT($I$4&\"G\"&$A82))","v":"★"},{"$f":"IF(INDIRECT($I$4&\"H\"&$A82)=\"\",\"★\",INDIRECT($I$4&\"H\"&$A82))","v":"★"},{"$f":"IF(INDIRECT($I$4&\"I\"&$A82)=\"\",\"★\",INDIRECT($I$4&\"I\"&$A82))","v":"★"},{"$f":"IF(INDIRECT($I$4&\"J\"&$A82)=\"\",\"★\",INDIRECT($I$4&\"J\"&$A82))","v":"★"},{"$f":"IF(INDIRECT($I$4&\"K\"&$A82)=\"\",\"★\",INDIRECT($I$4&\"K\"&$A82))","v":"★"},{"$f":"IF(INDIRECT($I$4&\"N\"&$A82)=\"\",\"★\",INDIRECT($I$4&\"N\"&$A82))","v":"★"},{"$f":"IF(INDIRECT($I$4&\"O\"&$A82)=\"\",\"★\",INDIRECT($I$4&\"O\"&$A82))","v":"★"},{"$f":"IF(INDIRECT($I$4&\"L\"&$A82)=\"\",\"★\",INDIRECT($I$4&\"L\"&$A82))","v":"★"}]
[94,null,null,null,null,null,null,null,null,null,null,null,null,null,null,null,null,null,null,null,null,null,null,null,null,null,null,null,null,null,null,null,72,{"$f":"IF(INDIRECT($C$4&\"C\"&$A83)=\"\",\"★\",INDIRECT($C$4&\"C\"&$A83))","v":"★"},{"$f":"IF(INDIRECT($C$4&\"D\"&$A83)=\"\",\"★\",INDIRECT($C$4&\"D\"&$A83))","v":"★"},{"$f":"IF(INDIRECT($C$4&\"E\"&$A83)=\"\",\"★\",INDIRECT($C$4&\"E\"&$A83))","v":0},{"$f":"IF(INDIRECT($C$4&\"F\"&$A83)=\"\",\"★\",INDIRECT($C$4&\"F\"&$A83))","v":"★"},{"$f":"IF(INDIRECT($C$4&\"G\"&$A83)=\"\",\"★\",INDIRECT($C$4&\"G\"&$A83))","v":"★"},{"$f":"IF(INDIRECT($C$4&\"H\"&$A83)=\"\",\"★\",INDIRECT($C$4&\"H\"&$A83))","v":"★"},{"$f":"IF(INDIRECT($C$4&\"I\"&$A83)=\"\",\"★\",INDIRECT($C$4&\"I\"&$A83))","v":"★"},{"$f":"IF(INDIRECT($C$4&\"J\"&$A83)=\"\",\"★\",INDIRECT($C$4&\"J\"&$A83))","v":"★"},{"$f":"IF(INDIRECT($C$4&\"K\"&$A83)=\"\",\"★\",INDIRECT($C$4&\"K\"&$A83))","v":"★"},{"$f":"IF(INDIRECT($C$4&\"AC\"&$A83)=\"\",\"★\",INDIRECT($C$4&\"AC\"&$A83))","v":"★"},{"$f":"IF(INDIRECT($C$4&\"AD\"&$A83)=\"\",\"★\",INDIRECT($C$4&\"AD\"&$A83))","v":"★"},{"$f":"IF(INDIRECT($C$4&\"L\"&$A83)=\"\",\"★\",INDIRECT($C$4&\"L\"&$A83))","v":"★"},72,{"$f":"IF(INDIRECT($D$4&\"C\"&$A83)=\"\",\"★\",INDIRECT($D$4&\"C\"&$A83))","v":"★"},{"$f":"IF(INDIRECT($D$4&\"D\"&$A83)=\"\",\"★\",INDIRECT($D$4&\"D\"&$A83))","v":"★"},{"$f":"IF(INDIRECT($D$4&\"E\"&$A83)=\"\",\"★\",INDIRECT($D$4&\"E\"&$A83))","v":0},{"$f":"IF(INDIRECT($D$4&\"F\"&$A83)=\"\",\"★\",INDIRECT($D$4&\"F\"&$A83))","v":"★"},{"$f":"IF(INDIRECT($D$4&\"G\"&$A83)=\"\",\"★\",INDIRECT($D$4&\"G\"&$A83))","v":"★"},{"$f":"IF(INDIRECT($D$4&\"H\"&$A83)=\"\",\"★\",INDIRECT($D$4&\"H\"&$A83))","v":"★"},{"$f":"IF(INDIRECT($D$4&\"I\"&$A83)=\"\",\"★\",INDIRECT($D$4&\"I\"&$A83))","v":"★"},{"$f":"IF(INDIRECT($D$4&\"J\"&$A83)=\"\",\"★\",INDIRECT($D$4&\"J\"&$A83))","v":"★"},{"$f":"IF(INDIRECT($D$4&\"K\"&$A83)=\"\",\"★\",INDIRECT($D$4&\"K\"&$A83))","v":"★"},{"$f":"IF(INDIRECT($D$4&\"AC\"&$A83)=\"\",\"★\",INDIRECT($D$4&\"AC\"&$A83))","v":"★"},{"$f":"IF(INDIRECT($D$4&\"AD\"&$A83)=\"\",\"★\",INDIRECT($D$4&\"AD\"&$A83))","v":"★"},{"$f":"IF(INDIRECT($D$4&\"L\"&$A83)=\"\",\"★\",INDIRECT($D$4&\"L\"&$A83))","v":"★"},72,{"$f":"IF(INDIRECT($E$4&\"C\"&$A83)=\"\",\"★\",INDIRECT($E$4&\"C\"&$A83))","v":"★"},{"$f":"IF(INDIRECT($E$4&\"D\"&$A83)=\"\",\"★\",INDIRECT($E$4&\"D\"&$A83))","v":"★"},{"$f":"IF(INDIRECT($E$4&\"E\"&$A83)=\"\",\"★\",INDIRECT($E$4&\"E\"&$A83))","v":0},{"$f":"IF(INDIRECT($E$4&\"F\"&$A83)=\"\",\"★\",INDIRECT($E$4&\"F\"&$A83))","v":"★"},{"$f":"IF(INDIRECT($E$4&\"G\"&$A83)=\"\",\"★\",INDIRECT($E$4&\"G\"&$A83))","v":"★"},{"$f":"IF(INDIRECT($E$4&\"H\"&$A83)=\"\",\"★\",INDIRECT($E$4&\"H\"&$A83))","v":"★"},{"$f":"IF(INDIRECT($E$4&\"I\"&$A83)=\"\",\"★\",INDIRECT($E$4&\"I\"&$A83))","v":"★"},{"$f":"IF(INDIRECT($E$4&\"J\"&$A83)=\"\",\"★\",INDIRECT($E$4&\"J\"&$A83))","v":"★"},{"$f":"IF(INDIRECT($E$4&\"K\"&$A83)=\"\",\"★\",INDIRECT($E$4&\"K\"&$A83))","v":"★"},{"$f":"IF(INDIRECT($E$4&\"AC\"&$A83)=\"\",\"★\",INDIRECT($E$4&\"AC\"&$A83))","v":"★"},{"$f":"IF(INDIRECT($E$4&\"AD\"&$A83)=\"\",\"★\",INDIRECT($E$4&\"AD\"&$A83))","v":"★"},{"$f":"IF(INDIRECT($E$4&\"L\"&$A83)=\"\",\"★\",INDIRECT($E$4&\"L\"&$A83))","v":"★"},null,null,null,null,null,null,null,null,null,null,null,null,null,null,72,{"$f":"IF(INDIRECT($G$4&\"C\"&$A83)=\"\",\"★\",INDIRECT($G$4&\"C\"&$A83))","v":"★"},{"$f":"IF(INDIRECT($G$4&\"D\"&$A83)=\"\",\"★\",INDIRECT($G$4&\"D\"&$A83))","v":"★"},{"$f":"IF(INDIRECT($G$4&\"E\"&$A83)=\"\",\"★\",INDIRECT($G$4&\"E\"&$A83))","v":"★"},{"$f":"IF(INDIRECT($G$4&\"F\"&$A83)=\"\",\"★\",INDIRECT($G$4&\"F\"&$A83))","v":"★"},{"$f":"IF(INDIRECT($G$4&\"G\"&$A83)=\"\",\"★\",INDIRECT($G$4&\"G\"&$A83))","v":"★"},{"$f":"IF(INDIRECT($G$4&\"H\"&$A83)=\"\",\"★\",INDIRECT($G$4&\"H\"&$A83))","v":"★"},{"$f":"IF(INDIRECT($G$4&\"I\"&$A83)=\"\",\"★\",INDIRECT($G$4&\"I\"&$A83))","v":"★"},{"$f":"IF(INDIRECT($G$4&\"J\"&$A83)=\"\",\"★\",INDIRECT($G$4&\"J\"&$A83))","v":"★"},{"$f":"IF(INDIRECT($G$4&\"K\"&$A83)=\"\",\"★\",INDIRECT($G$4&\"K\"&$A83))","v":"★"},{"$f":"IF(INDIRECT($G$4&\"N\"&$A83)=\"\",\"★\",INDIRECT($G$4&\"N\"&$A83))","v":"★"},{"$f":"IF(INDIRECT($G$4&\"O\"&$A83)=\"\",\"★\",INDIRECT($G$4&\"O\"&$A83))","v":"★"},{"$f":"IF(INDIRECT($G$4&\"L\"&$A83)=\"\",\"★\",INDIRECT($G$4&\"L\"&$A83))","v":"★"},72,{"$f":"IF(INDIRECT($H$4&\"C\"&$A83)=\"\",\"★\",INDIRECT($H$4&\"C\"&$A83))","v":"★"},{"$f":"IF(INDIRECT($H$4&\"D\"&$A83)=\"\",\"★\",INDIRECT($H$4&\"D\"&$A83))","v":"★"},{"$f":"IF(INDIRECT($H$4&\"E\"&$A83)=\"\",\"★\",INDIRECT($H$4&\"E\"&$A83))","v":"★"},{"$f":"IF(INDIRECT($H$4&\"F\"&$A83)=\"\",\"★\",INDIRECT($H$4&\"F\"&$A83))","v":"★"},{"$f":"IF(INDIRECT($H$4&\"G\"&$A83)=\"\",\"★\",INDIRECT($H$4&\"G\"&$A83))","v":"★"},{"$f":"IF(INDIRECT($H$4&\"H\"&$A83)=\"\",\"★\",INDIRECT($H$4&\"H\"&$A83))","v":"★"},{"$f":"IF(INDIRECT($H$4&\"I\"&$A83)=\"\",\"★\",INDIRECT($H$4&\"I\"&$A83))","v":"★"},{"$f":"IF(INDIRECT($H$4&\"J\"&$A83)=\"\",\"★\",INDIRECT($H$4&\"J\"&$A83))","v":"★"},{"$f":"IF(INDIRECT($H$4&\"K\"&$A83)=\"\",\"★\",INDIRECT($H$4&\"K\"&$A83))","v":"★"},{"$f":"IF(INDIRECT($H$4&\"N\"&$A83)=\"\",\"★\",INDIRECT($H$4&\"N\"&$A83))","v":"★"},{"$f":"IF(INDIRECT($H$4&\"O\"&$A83)=\"\",\"★\",INDIRECT($H$4&\"O\"&$A83))","v":"★"},{"$f":"IF(INDIRECT($H$4&\"L\"&$A83)=\"\",\"★\",INDIRECT($H$4&\"L\"&$A83))","v":"★"},72,{"$f":"IF(INDIRECT($I$4&\"C\"&$A83)=\"\",\"★\",INDIRECT($I$4&\"C\"&$A83))","v":"★"},{"$f":"IF(INDIRECT($I$4&\"D\"&$A83)=\"\",\"★\",INDIRECT($I$4&\"D\"&$A83))","v":"★"},{"$f":"IF(INDIRECT($I$4&\"E\"&$A83)=\"\",\"★\",INDIRECT($I$4&\"E\"&$A83))","v":"★"},{"$f":"IF(INDIRECT($I$4&\"F\"&$A83)=\"\",\"★\",INDIRECT($I$4&\"F\"&$A83))","v":"★"},{"$f":"IF(INDIRECT($I$4&\"G\"&$A83)=\"\",\"★\",INDIRECT($I$4&\"G\"&$A83))","v":"★"},{"$f":"IF(INDIRECT($I$4&\"H\"&$A83)=\"\",\"★\",INDIRECT($I$4&\"H\"&$A83))","v":"★"},{"$f":"IF(INDIRECT($I$4&\"I\"&$A83)=\"\",\"★\",INDIRECT($I$4&\"I\"&$A83))","v":"★"},{"$f":"IF(INDIRECT($I$4&\"J\"&$A83)=\"\",\"★\",INDIRECT($I$4&\"J\"&$A83))","v":"★"},{"$f":"IF(INDIRECT($I$4&\"K\"&$A83)=\"\",\"★\",INDIRECT($I$4&\"K\"&$A83))","v":"★"},{"$f":"IF(INDIRECT($I$4&\"N\"&$A83)=\"\",\"★\",INDIRECT($I$4&\"N\"&$A83))","v":"★"},{"$f":"IF(INDIRECT($I$4&\"O\"&$A83)=\"\",\"★\",INDIRECT($I$4&\"O\"&$A83))","v":"★"},{"$f":"IF(INDIRECT($I$4&\"L\"&$A83)=\"\",\"★\",INDIRECT($I$4&\"L\"&$A83))","v":"★"}]
[95,null,null,null,null,null,null,null,null,null,null,null,null,null,null,null,null,null,null,null,null,null,null,null,null,null,null,null,null,null,null,null,73,{"$f":"IF(INDIRECT($C$4&\"C\"&$A84)=\"\",\"★\",INDIRECT($C$4&\"C\"&$A84))","v":"★"},{"$f":"IF(INDIRECT($C$4&\"D\"&$A84)=\"\",\"★\",INDIRECT($C$4&\"D\"&$A84))","v":"★"},{"$f":"IF(INDIRECT($C$4&\"E\"&$A84)=\"\",\"★\",INDIRECT($C$4&\"E\"&$A84))","v":0},{"$f":"IF(INDIRECT($C$4&\"F\"&$A84)=\"\",\"★\",INDIRECT($C$4&\"F\"&$A84))","v":"★"},{"$f":"IF(INDIRECT($C$4&\"G\"&$A84)=\"\",\"★\",INDIRECT($C$4&\"G\"&$A84))","v":"★"},{"$f":"IF(INDIRECT($C$4&\"H\"&$A84)=\"\",\"★\",INDIRECT($C$4&\"H\"&$A84))","v":"★"},{"$f":"IF(INDIRECT($C$4&\"I\"&$A84)=\"\",\"★\",INDIRECT($C$4&\"I\"&$A84))","v":"★"},{"$f":"IF(INDIRECT($C$4&\"J\"&$A84)=\"\",\"★\",INDIRECT($C$4&\"J\"&$A84))","v":"★"},{"$f":"IF(INDIRECT($C$4&\"K\"&$A84)=\"\",\"★\",INDIRECT($C$4&\"K\"&$A84))","v":"★"},{"$f":"IF(INDIRECT($C$4&\"AC\"&$A84)=\"\",\"★\",INDIRECT($C$4&\"AC\"&$A84))","v":"★"},{"$f":"IF(INDIRECT($C$4&\"AD\"&$A84)=\"\",\"★\",INDIRECT($C$4&\"AD\"&$A84))","v":"★"},{"$f":"IF(INDIRECT($C$4&\"L\"&$A84)=\"\",\"★\",INDIRECT($C$4&\"L\"&$A84))","v":"★"},73,{"$f":"IF(INDIRECT($D$4&\"C\"&$A84)=\"\",\"★\",INDIRECT($D$4&\"C\"&$A84))","v":"★"},{"$f":"IF(INDIRECT($D$4&\"D\"&$A84)=\"\",\"★\",INDIRECT($D$4&\"D\"&$A84))","v":"★"},{"$f":"IF(INDIRECT($D$4&\"E\"&$A84)=\"\",\"★\",INDIRECT($D$4&\"E\"&$A84))","v":0},{"$f":"IF(INDIRECT($D$4&\"F\"&$A84)=\"\",\"★\",INDIRECT($D$4&\"F\"&$A84))","v":"★"},{"$f":"IF(INDIRECT($D$4&\"G\"&$A84)=\"\",\"★\",INDIRECT($D$4&\"G\"&$A84))","v":"★"},{"$f":"IF(INDIRECT($D$4&\"H\"&$A84)=\"\",\"★\",INDIRECT($D$4&\"H\"&$A84))","v":"★"},{"$f":"IF(INDIRECT($D$4&\"I\"&$A84)=\"\",\"★\",INDIRECT($D$4&\"I\"&$A84))","v":"★"},{"$f":"IF(INDIRECT($D$4&\"J\"&$A84)=\"\",\"★\",INDIRECT($D$4&\"J\"&$A84))","v":"★"},{"$f":"IF(INDIRECT($D$4&\"K\"&$A84)=\"\",\"★\",INDIRECT($D$4&\"K\"&$A84))","v":"★"},{"$f":"IF(INDIRECT($D$4&\"AC\"&$A84)=\"\",\"★\",INDIRECT($D$4&\"AC\"&$A84))","v":"★"},{"$f":"IF(INDIRECT($D$4&\"AD\"&$A84)=\"\",\"★\",INDIRECT($D$4&\"AD\"&$A84))","v":"★"},{"$f":"IF(INDIRECT($D$4&\"L\"&$A84)=\"\",\"★\",INDIRECT($D$4&\"L\"&$A84))","v":"★"},73,{"$f":"IF(INDIRECT($E$4&\"C\"&$A84)=\"\",\"★\",INDIRECT($E$4&\"C\"&$A84))","v":"★"},{"$f":"IF(INDIRECT($E$4&\"D\"&$A84)=\"\",\"★\",INDIRECT($E$4&\"D\"&$A84))","v":"★"},{"$f":"IF(INDIRECT($E$4&\"E\"&$A84)=\"\",\"★\",INDIRECT($E$4&\"E\"&$A84))","v":0},{"$f":"IF(INDIRECT($E$4&\"F\"&$A84)=\"\",\"★\",INDIRECT($E$4&\"F\"&$A84))","v":"★"},{"$f":"IF(INDIRECT($E$4&\"G\"&$A84)=\"\",\"★\",INDIRECT($E$4&\"G\"&$A84))","v":"★"},{"$f":"IF(INDIRECT($E$4&\"H\"&$A84)=\"\",\"★\",INDIRECT($E$4&\"H\"&$A84))","v":"★"},{"$f":"IF(INDIRECT($E$4&\"I\"&$A84)=\"\",\"★\",INDIRECT($E$4&\"I\"&$A84))","v":"★"},{"$f":"IF(INDIRECT($E$4&\"J\"&$A84)=\"\",\"★\",INDIRECT($E$4&\"J\"&$A84))","v":"★"},{"$f":"IF(INDIRECT($E$4&\"K\"&$A84)=\"\",\"★\",INDIRECT($E$4&\"K\"&$A84))","v":"★"},{"$f":"IF(INDIRECT($E$4&\"AC\"&$A84)=\"\",\"★\",INDIRECT($E$4&\"AC\"&$A84))","v":"★"},{"$f":"IF(INDIRECT($E$4&\"AD\"&$A84)=\"\",\"★\",INDIRECT($E$4&\"AD\"&$A84))","v":"★"},{"$f":"IF(INDIRECT($E$4&\"L\"&$A84)=\"\",\"★\",INDIRECT($E$4&\"L\"&$A84))","v":"★"},null,null,null,null,null,null,null,null,null,null,null,null,null,null,73,{"$f":"IF(INDIRECT($G$4&\"C\"&$A84)=\"\",\"★\",INDIRECT($G$4&\"C\"&$A84))","v":"★"},{"$f":"IF(INDIRECT($G$4&\"D\"&$A84)=\"\",\"★\",INDIRECT($G$4&\"D\"&$A84))","v":"★"},{"$f":"IF(INDIRECT($G$4&\"E\"&$A84)=\"\",\"★\",INDIRECT($G$4&\"E\"&$A84))","v":"★"},{"$f":"IF(INDIRECT($G$4&\"F\"&$A84)=\"\",\"★\",INDIRECT($G$4&\"F\"&$A84))","v":"★"},{"$f":"IF(INDIRECT($G$4&\"G\"&$A84)=\"\",\"★\",INDIRECT($G$4&\"G\"&$A84))","v":"★"},{"$f":"IF(INDIRECT($G$4&\"H\"&$A84)=\"\",\"★\",INDIRECT($G$4&\"H\"&$A84))","v":"★"},{"$f":"IF(INDIRECT($G$4&\"I\"&$A84)=\"\",\"★\",INDIRECT($G$4&\"I\"&$A84))","v":"★"},{"$f":"IF(INDIRECT($G$4&\"J\"&$A84)=\"\",\"★\",INDIRECT($G$4&\"J\"&$A84))","v":"★"},{"$f":"IF(INDIRECT($G$4&\"K\"&$A84)=\"\",\"★\",INDIRECT($G$4&\"K\"&$A84))","v":"★"},{"$f":"IF(INDIRECT($G$4&\"N\"&$A84)=\"\",\"★\",INDIRECT($G$4&\"N\"&$A84))","v":"★"},{"$f":"IF(INDIRECT($G$4&\"O\"&$A84)=\"\",\"★\",INDIRECT($G$4&\"O\"&$A84))","v":"★"},{"$f":"IF(INDIRECT($G$4&\"L\"&$A84)=\"\",\"★\",INDIRECT($G$4&\"L\"&$A84))","v":"★"},73,{"$f":"IF(INDIRECT($H$4&\"C\"&$A84)=\"\",\"★\",INDIRECT($H$4&\"C\"&$A84))","v":"★"},{"$f":"IF(INDIRECT($H$4&\"D\"&$A84)=\"\",\"★\",INDIRECT($H$4&\"D\"&$A84))","v":"★"},{"$f":"IF(INDIRECT($H$4&\"E\"&$A84)=\"\",\"★\",INDIRECT($H$4&\"E\"&$A84))","v":"★"},{"$f":"IF(INDIRECT($H$4&\"F\"&$A84)=\"\",\"★\",INDIRECT($H$4&\"F\"&$A84))","v":"★"},{"$f":"IF(INDIRECT($H$4&\"G\"&$A84)=\"\",\"★\",INDIRECT($H$4&\"G\"&$A84))","v":"★"},{"$f":"IF(INDIRECT($H$4&\"H\"&$A84)=\"\",\"★\",INDIRECT($H$4&\"H\"&$A84))","v":"★"},{"$f":"IF(INDIRECT($H$4&\"I\"&$A84)=\"\",\"★\",INDIRECT($H$4&\"I\"&$A84))","v":"★"},{"$f":"IF(INDIRECT($H$4&\"J\"&$A84)=\"\",\"★\",INDIRECT($H$4&\"J\"&$A84))","v":"★"},{"$f":"IF(INDIRECT($H$4&\"K\"&$A84)=\"\",\"★\",INDIRECT($H$4&\"K\"&$A84))","v":"★"},{"$f":"IF(INDIRECT($H$4&\"N\"&$A84)=\"\",\"★\",INDIRECT($H$4&\"N\"&$A84))","v":"★"},{"$f":"IF(INDIRECT($H$4&\"O\"&$A84)=\"\",\"★\",INDIRECT($H$4&\"O\"&$A84))","v":"★"},{"$f":"IF(INDIRECT($H$4&\"L\"&$A84)=\"\",\"★\",INDIRECT($H$4&\"L\"&$A84))","v":"★"},73,{"$f":"IF(INDIRECT($I$4&\"C\"&$A84)=\"\",\"★\",INDIRECT($I$4&\"C\"&$A84))","v":"★"},{"$f":"IF(INDIRECT($I$4&\"D\"&$A84)=\"\",\"★\",INDIRECT($I$4&\"D\"&$A84))","v":"★"},{"$f":"IF(INDIRECT($I$4&\"E\"&$A84)=\"\",\"★\",INDIRECT($I$4&\"E\"&$A84))","v":"★"},{"$f":"IF(INDIRECT($I$4&\"F\"&$A84)=\"\",\"★\",INDIRECT($I$4&\"F\"&$A84))","v":"★"},{"$f":"IF(INDIRECT($I$4&\"G\"&$A84)=\"\",\"★\",INDIRECT($I$4&\"G\"&$A84))","v":"★"},{"$f":"IF(INDIRECT($I$4&\"H\"&$A84)=\"\",\"★\",INDIRECT($I$4&\"H\"&$A84))","v":"★"},{"$f":"IF(INDIRECT($I$4&\"I\"&$A84)=\"\",\"★\",INDIRECT($I$4&\"I\"&$A84))","v":"★"},{"$f":"IF(INDIRECT($I$4&\"J\"&$A84)=\"\",\"★\",INDIRECT($I$4&\"J\"&$A84))","v":"★"},{"$f":"IF(INDIRECT($I$4&\"K\"&$A84)=\"\",\"★\",INDIRECT($I$4&\"K\"&$A84))","v":"★"},{"$f":"IF(INDIRECT($I$4&\"N\"&$A84)=\"\",\"★\",INDIRECT($I$4&\"N\"&$A84))","v":"★"},{"$f":"IF(INDIRECT($I$4&\"O\"&$A84)=\"\",\"★\",INDIRECT($I$4&\"O\"&$A84))","v":"★"},{"$f":"IF(INDIRECT($I$4&\"L\"&$A84)=\"\",\"★\",INDIRECT($I$4&\"L\"&$A84))","v":"★"}]
[96,null,null,null,null,null,null,null,null,null,null,null,null,null,null,null,null,null,null,null,null,null,null,null,null,null,null,null,null,null,null,null,74,{"$f":"IF(INDIRECT($C$4&\"C\"&$A85)=\"\",\"★\",INDIRECT($C$4&\"C\"&$A85))","v":"★"},{"$f":"IF(INDIRECT($C$4&\"D\"&$A85)=\"\",\"★\",INDIRECT($C$4&\"D\"&$A85))","v":"★"},{"$f":"IF(INDIRECT($C$4&\"E\"&$A85)=\"\",\"★\",INDIRECT($C$4&\"E\"&$A85))","v":0},{"$f":"IF(INDIRECT($C$4&\"F\"&$A85)=\"\",\"★\",INDIRECT($C$4&\"F\"&$A85))","v":"★"},{"$f":"IF(INDIRECT($C$4&\"G\"&$A85)=\"\",\"★\",INDIRECT($C$4&\"G\"&$A85))","v":"★"},{"$f":"IF(INDIRECT($C$4&\"H\"&$A85)=\"\",\"★\",INDIRECT($C$4&\"H\"&$A85))","v":"★"},{"$f":"IF(INDIRECT($C$4&\"I\"&$A85)=\"\",\"★\",INDIRECT($C$4&\"I\"&$A85))","v":"★"},{"$f":"IF(INDIRECT($C$4&\"J\"&$A85)=\"\",\"★\",INDIRECT($C$4&\"J\"&$A85))","v":"★"},{"$f":"IF(INDIRECT($C$4&\"K\"&$A85)=\"\",\"★\",INDIRECT($C$4&\"K\"&$A85))","v":"★"},{"$f":"IF(INDIRECT($C$4&\"AC\"&$A85)=\"\",\"★\",INDIRECT($C$4&\"AC\"&$A85))","v":"★"},{"$f":"IF(INDIRECT($C$4&\"AD\"&$A85)=\"\",\"★\",INDIRECT($C$4&\"AD\"&$A85))","v":"★"},{"$f":"IF(INDIRECT($C$4&\"L\"&$A85)=\"\",\"★\",INDIRECT($C$4&\"L\"&$A85))","v":"★"},74,{"$f":"IF(INDIRECT($D$4&\"C\"&$A85)=\"\",\"★\",INDIRECT($D$4&\"C\"&$A85))","v":"★"},{"$f":"IF(INDIRECT($D$4&\"D\"&$A85)=\"\",\"★\",INDIRECT($D$4&\"D\"&$A85))","v":"★"},{"$f":"IF(INDIRECT($D$4&\"E\"&$A85)=\"\",\"★\",INDIRECT($D$4&\"E\"&$A85))","v":0},{"$f":"IF(INDIRECT($D$4&\"F\"&$A85)=\"\",\"★\",INDIRECT($D$4&\"F\"&$A85))","v":"★"},{"$f":"IF(INDIRECT($D$4&\"G\"&$A85)=\"\",\"★\",INDIRECT($D$4&\"G\"&$A85))","v":"★"},{"$f":"IF(INDIRECT($D$4&\"H\"&$A85)=\"\",\"★\",INDIRECT($D$4&\"H\"&$A85))","v":"★"},{"$f":"IF(INDIRECT($D$4&\"I\"&$A85)=\"\",\"★\",INDIRECT($D$4&\"I\"&$A85))","v":"★"},{"$f":"IF(INDIRECT($D$4&\"J\"&$A85)=\"\",\"★\",INDIRECT($D$4&\"J\"&$A85))","v":"★"},{"$f":"IF(INDIRECT($D$4&\"K\"&$A85)=\"\",\"★\",INDIRECT($D$4&\"K\"&$A85))","v":"★"},{"$f":"IF(INDIRECT($D$4&\"AC\"&$A85)=\"\",\"★\",INDIRECT($D$4&\"AC\"&$A85))","v":"★"},{"$f":"IF(INDIRECT($D$4&\"AD\"&$A85)=\"\",\"★\",INDIRECT($D$4&\"AD\"&$A85))","v":"★"},{"$f":"IF(INDIRECT($D$4&\"L\"&$A85)=\"\",\"★\",INDIRECT($D$4&\"L\"&$A85))","v":"★"},74,{"$f":"IF(INDIRECT($E$4&\"C\"&$A85)=\"\",\"★\",INDIRECT($E$4&\"C\"&$A85))","v":"★"},{"$f":"IF(INDIRECT($E$4&\"D\"&$A85)=\"\",\"★\",INDIRECT($E$4&\"D\"&$A85))","v":"★"},{"$f":"IF(INDIRECT($E$4&\"E\"&$A85)=\"\",\"★\",INDIRECT($E$4&\"E\"&$A85))","v":0},{"$f":"IF(INDIRECT($E$4&\"F\"&$A85)=\"\",\"★\",INDIRECT($E$4&\"F\"&$A85))","v":"★"},{"$f":"IF(INDIRECT($E$4&\"G\"&$A85)=\"\",\"★\",INDIRECT($E$4&\"G\"&$A85))","v":"★"},{"$f":"IF(INDIRECT($E$4&\"H\"&$A85)=\"\",\"★\",INDIRECT($E$4&\"H\"&$A85))","v":"★"},{"$f":"IF(INDIRECT($E$4&\"I\"&$A85)=\"\",\"★\",INDIRECT($E$4&\"I\"&$A85))","v":"★"},{"$f":"IF(INDIRECT($E$4&\"J\"&$A85)=\"\",\"★\",INDIRECT($E$4&\"J\"&$A85))","v":"★"},{"$f":"IF(INDIRECT($E$4&\"K\"&$A85)=\"\",\"★\",INDIRECT($E$4&\"K\"&$A85))","v":"★"},{"$f":"IF(INDIRECT($E$4&\"AC\"&$A85)=\"\",\"★\",INDIRECT($E$4&\"AC\"&$A85))","v":"★"},{"$f":"IF(INDIRECT($E$4&\"AD\"&$A85)=\"\",\"★\",INDIRECT($E$4&\"AD\"&$A85))","v":"★"},{"$f":"IF(INDIRECT($E$4&\"L\"&$A85)=\"\",\"★\",INDIRECT($E$4&\"L\"&$A85))","v":"★"},null,null,null,null,null,null,null,null,null,null,null,null,null,null,74,{"$f":"IF(INDIRECT($G$4&\"C\"&$A85)=\"\",\"★\",INDIRECT($G$4&\"C\"&$A85))","v":"★"},{"$f":"IF(INDIRECT($G$4&\"D\"&$A85)=\"\",\"★\",INDIRECT($G$4&\"D\"&$A85))","v":"★"},{"$f":"IF(INDIRECT($G$4&\"E\"&$A85)=\"\",\"★\",INDIRECT($G$4&\"E\"&$A85))","v":"★"},{"$f":"IF(INDIRECT($G$4&\"F\"&$A85)=\"\",\"★\",INDIRECT($G$4&\"F\"&$A85))","v":"★"},{"$f":"IF(INDIRECT($G$4&\"G\"&$A85)=\"\",\"★\",INDIRECT($G$4&\"G\"&$A85))","v":"★"},{"$f":"IF(INDIRECT($G$4&\"H\"&$A85)=\"\",\"★\",INDIRECT($G$4&\"H\"&$A85))","v":"★"},{"$f":"IF(INDIRECT($G$4&\"I\"&$A85)=\"\",\"★\",INDIRECT($G$4&\"I\"&$A85))","v":"★"},{"$f":"IF(INDIRECT($G$4&\"J\"&$A85)=\"\",\"★\",INDIRECT($G$4&\"J\"&$A85))","v":"★"},{"$f":"IF(INDIRECT($G$4&\"K\"&$A85)=\"\",\"★\",INDIRECT($G$4&\"K\"&$A85))","v":"★"},{"$f":"IF(INDIRECT($G$4&\"N\"&$A85)=\"\",\"★\",INDIRECT($G$4&\"N\"&$A85))","v":"★"},{"$f":"IF(INDIRECT($G$4&\"O\"&$A85)=\"\",\"★\",INDIRECT($G$4&\"O\"&$A85))","v":"★"},{"$f":"IF(INDIRECT($G$4&\"L\"&$A85)=\"\",\"★\",INDIRECT($G$4&\"L\"&$A85))","v":"★"},74,{"$f":"IF(INDIRECT($H$4&\"C\"&$A85)=\"\",\"★\",INDIRECT($H$4&\"C\"&$A85))","v":"★"},{"$f":"IF(INDIRECT($H$4&\"D\"&$A85)=\"\",\"★\",INDIRECT($H$4&\"D\"&$A85))","v":"★"},{"$f":"IF(INDIRECT($H$4&\"E\"&$A85)=\"\",\"★\",INDIRECT($H$4&\"E\"&$A85))","v":"★"},{"$f":"IF(INDIRECT($H$4&\"F\"&$A85)=\"\",\"★\",INDIRECT($H$4&\"F\"&$A85))","v":"★"},{"$f":"IF(INDIRECT($H$4&\"G\"&$A85)=\"\",\"★\",INDIRECT($H$4&\"G\"&$A85))","v":"★"},{"$f":"IF(INDIRECT($H$4&\"H\"&$A85)=\"\",\"★\",INDIRECT($H$4&\"H\"&$A85))","v":"★"},{"$f":"IF(INDIRECT($H$4&\"I\"&$A85)=\"\",\"★\",INDIRECT($H$4&\"I\"&$A85))","v":"★"},{"$f":"IF(INDIRECT($H$4&\"J\"&$A85)=\"\",\"★\",INDIRECT($H$4&\"J\"&$A85))","v":"★"},{"$f":"IF(INDIRECT($H$4&\"K\"&$A85)=\"\",\"★\",INDIRECT($H$4&\"K\"&$A85))","v":"★"},{"$f":"IF(INDIRECT($H$4&\"N\"&$A85)=\"\",\"★\",INDIRECT($H$4&\"N\"&$A85))","v":"★"},{"$f":"IF(INDIRECT($H$4&\"O\"&$A85)=\"\",\"★\",INDIRECT($H$4&\"O\"&$A85))","v":"★"},{"$f":"IF(INDIRECT($H$4&\"L\"&$A85)=\"\",\"★\",INDIRECT($H$4&\"L\"&$A85))","v":"★"},74,{"$f":"IF(INDIRECT($I$4&\"C\"&$A85)=\"\",\"★\",INDIRECT($I$4&\"C\"&$A85))","v":"★"},{"$f":"IF(INDIRECT($I$4&\"D\"&$A85)=\"\",\"★\",INDIRECT($I$4&\"D\"&$A85))","v":"★"},{"$f":"IF(INDIRECT($I$4&\"E\"&$A85)=\"\",\"★\",INDIRECT($I$4&\"E\"&$A85))","v":"★"},{"$f":"IF(INDIRECT($I$4&\"F\"&$A85)=\"\",\"★\",INDIRECT($I$4&\"F\"&$A85))","v":"★"},{"$f":"IF(INDIRECT($I$4&\"G\"&$A85)=\"\",\"★\",INDIRECT($I$4&\"G\"&$A85))","v":"★"},{"$f":"IF(INDIRECT($I$4&\"H\"&$A85)=\"\",\"★\",INDIRECT($I$4&\"H\"&$A85))","v":"★"},{"$f":"IF(INDIRECT($I$4&\"I\"&$A85)=\"\",\"★\",INDIRECT($I$4&\"I\"&$A85))","v":"★"},{"$f":"IF(INDIRECT($I$4&\"J\"&$A85)=\"\",\"★\",INDIRECT($I$4&\"J\"&$A85))","v":"★"},{"$f":"IF(INDIRECT($I$4&\"K\"&$A85)=\"\",\"★\",INDIRECT($I$4&\"K\"&$A85))","v":"★"},{"$f":"IF(INDIRECT($I$4&\"N\"&$A85)=\"\",\"★\",INDIRECT($I$4&\"N\"&$A85))","v":"★"},{"$f":"IF(INDIRECT($I$4&\"O\"&$A85)=\"\",\"★\",INDIRECT($I$4&\"O\"&$A85))","v":"★"},{"$f":"IF(INDIRECT($I$4&\"L\"&$A85)=\"\",\"★\",INDIRECT($I$4&\"L\"&$A85))","v":"★"}]
[97,null,null,null,null,null,null,null,null,null,null,null,null,null,null,null,null,null,null,null,null,null,null,null,null,null,null,null,null,null,null,null,75,{"$f":"IF(INDIRECT($C$4&\"C\"&$A86)=\"\",\"★\",INDIRECT($C$4&\"C\"&$A86))","v":"★"},{"$f":"IF(INDIRECT($C$4&\"D\"&$A86)=\"\",\"★\",INDIRECT($C$4&\"D\"&$A86))","v":"★"},{"$f":"IF(INDIRECT($C$4&\"E\"&$A86)=\"\",\"★\",INDIRECT($C$4&\"E\"&$A86))","v":0},{"$f":"IF(INDIRECT($C$4&\"F\"&$A86)=\"\",\"★\",INDIRECT($C$4&\"F\"&$A86))","v":"★"},{"$f":"IF(INDIRECT($C$4&\"G\"&$A86)=\"\",\"★\",INDIRECT($C$4&\"G\"&$A86))","v":"★"},{"$f":"IF(INDIRECT($C$4&\"H\"&$A86)=\"\",\"★\",INDIRECT($C$4&\"H\"&$A86))","v":"★"},{"$f":"IF(INDIRECT($C$4&\"I\"&$A86)=\"\",\"★\",INDIRECT($C$4&\"I\"&$A86))","v":"★"},{"$f":"IF(INDIRECT($C$4&\"J\"&$A86)=\"\",\"★\",INDIRECT($C$4&\"J\"&$A86))","v":"★"},{"$f":"IF(INDIRECT($C$4&\"K\"&$A86)=\"\",\"★\",INDIRECT($C$4&\"K\"&$A86))","v":"★"},{"$f":"IF(INDIRECT($C$4&\"AC\"&$A86)=\"\",\"★\",INDIRECT($C$4&\"AC\"&$A86))","v":"★"},{"$f":"IF(INDIRECT($C$4&\"AD\"&$A86)=\"\",\"★\",INDIRECT($C$4&\"AD\"&$A86))","v":"★"},{"$f":"IF(INDIRECT($C$4&\"L\"&$A86)=\"\",\"★\",INDIRECT($C$4&\"L\"&$A86))","v":"★"},75,{"$f":"IF(INDIRECT($D$4&\"C\"&$A86)=\"\",\"★\",INDIRECT($D$4&\"C\"&$A86))","v":"★"},{"$f":"IF(INDIRECT($D$4&\"D\"&$A86)=\"\",\"★\",INDIRECT($D$4&\"D\"&$A86))","v":"★"},{"$f":"IF(INDIRECT($D$4&\"E\"&$A86)=\"\",\"★\",INDIRECT($D$4&\"E\"&$A86))","v":0},{"$f":"IF(INDIRECT($D$4&\"F\"&$A86)=\"\",\"★\",INDIRECT($D$4&\"F\"&$A86))","v":"★"},{"$f":"IF(INDIRECT($D$4&\"G\"&$A86)=\"\",\"★\",INDIRECT($D$4&\"G\"&$A86))","v":"★"},{"$f":"IF(INDIRECT($D$4&\"H\"&$A86)=\"\",\"★\",INDIRECT($D$4&\"H\"&$A86))","v":"★"},{"$f":"IF(INDIRECT($D$4&\"I\"&$A86)=\"\",\"★\",INDIRECT($D$4&\"I\"&$A86))","v":"★"},{"$f":"IF(INDIRECT($D$4&\"J\"&$A86)=\"\",\"★\",INDIRECT($D$4&\"J\"&$A86))","v":"★"},{"$f":"IF(INDIRECT($D$4&\"K\"&$A86)=\"\",\"★\",INDIRECT($D$4&\"K\"&$A86))","v":"★"},{"$f":"IF(INDIRECT($D$4&\"AC\"&$A86)=\"\",\"★\",INDIRECT($D$4&\"AC\"&$A86))","v":"★"},{"$f":"IF(INDIRECT($D$4&\"AD\"&$A86)=\"\",\"★\",INDIRECT($D$4&\"AD\"&$A86))","v":"★"},{"$f":"IF(INDIRECT($D$4&\"L\"&$A86)=\"\",\"★\",INDIRECT($D$4&\"L\"&$A86))","v":"★"},75,{"$f":"IF(INDIRECT($E$4&\"C\"&$A86)=\"\",\"★\",INDIRECT($E$4&\"C\"&$A86))","v":"★"},{"$f":"IF(INDIRECT($E$4&\"D\"&$A86)=\"\",\"★\",INDIRECT($E$4&\"D\"&$A86))","v":"★"},{"$f":"IF(INDIRECT($E$4&\"E\"&$A86)=\"\",\"★\",INDIRECT($E$4&\"E\"&$A86))","v":0},{"$f":"IF(INDIRECT($E$4&\"F\"&$A86)=\"\",\"★\",INDIRECT($E$4&\"F\"&$A86))","v":"★"},{"$f":"IF(INDIRECT($E$4&\"G\"&$A86)=\"\",\"★\",INDIRECT($E$4&\"G\"&$A86))","v":"★"},{"$f":"IF(INDIRECT($E$4&\"H\"&$A86)=\"\",\"★\",INDIRECT($E$4&\"H\"&$A86))","v":"★"},{"$f":"IF(INDIRECT($E$4&\"I\"&$A86)=\"\",\"★\",INDIRECT($E$4&\"I\"&$A86))","v":"★"},{"$f":"IF(INDIRECT($E$4&\"J\"&$A86)=\"\",\"★\",INDIRECT($E$4&\"J\"&$A86))","v":"★"},{"$f":"IF(INDIRECT($E$4&\"K\"&$A86)=\"\",\"★\",INDIRECT($E$4&\"K\"&$A86))","v":"★"},{"$f":"IF(INDIRECT($E$4&\"AC\"&$A86)=\"\",\"★\",INDIRECT($E$4&\"AC\"&$A86))","v":"★"},{"$f":"IF(INDIRECT($E$4&\"AD\"&$A86)=\"\",\"★\",INDIRECT($E$4&\"AD\"&$A86))","v":"★"},{"$f":"IF(INDIRECT($E$4&\"L\"&$A86)=\"\",\"★\",INDIRECT($E$4&\"L\"&$A86))","v":"★"},null,null,null,null,null,null,null,null,null,null,null,null,null,null,75,{"$f":"IF(INDIRECT($G$4&\"C\"&$A86)=\"\",\"★\",INDIRECT($G$4&\"C\"&$A86))","v":"★"},{"$f":"IF(INDIRECT($G$4&\"D\"&$A86)=\"\",\"★\",INDIRECT($G$4&\"D\"&$A86))","v":"★"},{"$f":"IF(INDIRECT($G$4&\"E\"&$A86)=\"\",\"★\",INDIRECT($G$4&\"E\"&$A86))","v":"★"},{"$f":"IF(INDIRECT($G$4&\"F\"&$A86)=\"\",\"★\",INDIRECT($G$4&\"F\"&$A86))","v":"★"},{"$f":"IF(INDIRECT($G$4&\"G\"&$A86)=\"\",\"★\",INDIRECT($G$4&\"G\"&$A86))","v":"★"},{"$f":"IF(INDIRECT($G$4&\"H\"&$A86)=\"\",\"★\",INDIRECT($G$4&\"H\"&$A86))","v":"★"},{"$f":"IF(INDIRECT($G$4&\"I\"&$A86)=\"\",\"★\",INDIRECT($G$4&\"I\"&$A86))","v":"★"},{"$f":"IF(INDIRECT($G$4&\"J\"&$A86)=\"\",\"★\",INDIRECT($G$4&\"J\"&$A86))","v":"★"},{"$f":"IF(INDIRECT($G$4&\"K\"&$A86)=\"\",\"★\",INDIRECT($G$4&\"K\"&$A86))","v":"★"},{"$f":"IF(INDIRECT($G$4&\"N\"&$A86)=\"\",\"★\",INDIRECT($G$4&\"N\"&$A86))","v":"★"},{"$f":"IF(INDIRECT($G$4&\"O\"&$A86)=\"\",\"★\",INDIRECT($G$4&\"O\"&$A86))","v":"★"},{"$f":"IF(INDIRECT($G$4&\"L\"&$A86)=\"\",\"★\",INDIRECT($G$4&\"L\"&$A86))","v":"★"},75,{"$f":"IF(INDIRECT($H$4&\"C\"&$A86)=\"\",\"★\",INDIRECT($H$4&\"C\"&$A86))","v":"★"},{"$f":"IF(INDIRECT($H$4&\"D\"&$A86)=\"\",\"★\",INDIRECT($H$4&\"D\"&$A86))","v":"★"},{"$f":"IF(INDIRECT($H$4&\"E\"&$A86)=\"\",\"★\",INDIRECT($H$4&\"E\"&$A86))","v":"★"},{"$f":"IF(INDIRECT($H$4&\"F\"&$A86)=\"\",\"★\",INDIRECT($H$4&\"F\"&$A86))","v":"★"},{"$f":"IF(INDIRECT($H$4&\"G\"&$A86)=\"\",\"★\",INDIRECT($H$4&\"G\"&$A86))","v":"★"},{"$f":"IF(INDIRECT($H$4&\"H\"&$A86)=\"\",\"★\",INDIRECT($H$4&\"H\"&$A86))","v":"★"},{"$f":"IF(INDIRECT($H$4&\"I\"&$A86)=\"\",\"★\",INDIRECT($H$4&\"I\"&$A86))","v":"★"},{"$f":"IF(INDIRECT($H$4&\"J\"&$A86)=\"\",\"★\",INDIRECT($H$4&\"J\"&$A86))","v":"★"},{"$f":"IF(INDIRECT($H$4&\"K\"&$A86)=\"\",\"★\",INDIRECT($H$4&\"K\"&$A86))","v":"★"},{"$f":"IF(INDIRECT($H$4&\"N\"&$A86)=\"\",\"★\",INDIRECT($H$4&\"N\"&$A86))","v":"★"},{"$f":"IF(INDIRECT($H$4&\"O\"&$A86)=\"\",\"★\",INDIRECT($H$4&\"O\"&$A86))","v":"★"},{"$f":"IF(INDIRECT($H$4&\"L\"&$A86)=\"\",\"★\",INDIRECT($H$4&\"L\"&$A86))","v":"★"},75,{"$f":"IF(INDIRECT($I$4&\"C\"&$A86)=\"\",\"★\",INDIRECT($I$4&\"C\"&$A86))","v":"★"},{"$f":"IF(INDIRECT($I$4&\"D\"&$A86)=\"\",\"★\",INDIRECT($I$4&\"D\"&$A86))","v":"★"},{"$f":"IF(INDIRECT($I$4&\"E\"&$A86)=\"\",\"★\",INDIRECT($I$4&\"E\"&$A86))","v":"★"},{"$f":"IF(INDIRECT($I$4&\"F\"&$A86)=\"\",\"★\",INDIRECT($I$4&\"F\"&$A86))","v":"★"},{"$f":"IF(INDIRECT($I$4&\"G\"&$A86)=\"\",\"★\",INDIRECT($I$4&\"G\"&$A86))","v":"★"},{"$f":"IF(INDIRECT($I$4&\"H\"&$A86)=\"\",\"★\",INDIRECT($I$4&\"H\"&$A86))","v":"★"},{"$f":"IF(INDIRECT($I$4&\"I\"&$A86)=\"\",\"★\",INDIRECT($I$4&\"I\"&$A86))","v":"★"},{"$f":"IF(INDIRECT($I$4&\"J\"&$A86)=\"\",\"★\",INDIRECT($I$4&\"J\"&$A86))","v":"★"},{"$f":"IF(INDIRECT($I$4&\"K\"&$A86)=\"\",\"★\",INDIRECT($I$4&\"K\"&$A86))","v":"★"},{"$f":"IF(INDIRECT($I$4&\"N\"&$A86)=\"\",\"★\",INDIRECT($I$4&\"N\"&$A86))","v":"★"},{"$f":"IF(INDIRECT($I$4&\"O\"&$A86)=\"\",\"★\",INDIRECT($I$4&\"O\"&$A86))","v":"★"},{"$f":"IF(INDIRECT($I$4&\"L\"&$A86)=\"\",\"★\",INDIRECT($I$4&\"L\"&$A86))","v":"★"}]
[98,null,null,null,null,null,null,null,null,null,null,null,null,null,null,null,null,null,null,null,null,null,null,null,null,null,null,null,null,null,null,null,76,{"$f":"IF(INDIRECT($C$4&\"C\"&$A87)=\"\",\"★\",INDIRECT($C$4&\"C\"&$A87))","v":"★"},{"$f":"IF(INDIRECT($C$4&\"D\"&$A87)=\"\",\"★\",INDIRECT($C$4&\"D\"&$A87))","v":"★"},{"$f":"IF(INDIRECT($C$4&\"E\"&$A87)=\"\",\"★\",INDIRECT($C$4&\"E\"&$A87))","v":0},{"$f":"IF(INDIRECT($C$4&\"F\"&$A87)=\"\",\"★\",INDIRECT($C$4&\"F\"&$A87))","v":"★"},{"$f":"IF(INDIRECT($C$4&\"G\"&$A87)=\"\",\"★\",INDIRECT($C$4&\"G\"&$A87))","v":"★"},{"$f":"IF(INDIRECT($C$4&\"H\"&$A87)=\"\",\"★\",INDIRECT($C$4&\"H\"&$A87))","v":"★"},{"$f":"IF(INDIRECT($C$4&\"I\"&$A87)=\"\",\"★\",INDIRECT($C$4&\"I\"&$A87))","v":"★"},{"$f":"IF(INDIRECT($C$4&\"J\"&$A87)=\"\",\"★\",INDIRECT($C$4&\"J\"&$A87))","v":"★"},{"$f":"IF(INDIRECT($C$4&\"K\"&$A87)=\"\",\"★\",INDIRECT($C$4&\"K\"&$A87))","v":"★"},{"$f":"IF(INDIRECT($C$4&\"AC\"&$A87)=\"\",\"★\",INDIRECT($C$4&\"AC\"&$A87))","v":"★"},{"$f":"IF(INDIRECT($C$4&\"AD\"&$A87)=\"\",\"★\",INDIRECT($C$4&\"AD\"&$A87))","v":"★"},{"$f":"IF(INDIRECT($C$4&\"L\"&$A87)=\"\",\"★\",INDIRECT($C$4&\"L\"&$A87))","v":"★"},76,{"$f":"IF(INDIRECT($D$4&\"C\"&$A87)=\"\",\"★\",INDIRECT($D$4&\"C\"&$A87))","v":"★"},{"$f":"IF(INDIRECT($D$4&\"D\"&$A87)=\"\",\"★\",INDIRECT($D$4&\"D\"&$A87))","v":"★"},{"$f":"IF(INDIRECT($D$4&\"E\"&$A87)=\"\",\"★\",INDIRECT($D$4&\"E\"&$A87))","v":0},{"$f":"IF(INDIRECT($D$4&\"F\"&$A87)=\"\",\"★\",INDIRECT($D$4&\"F\"&$A87))","v":"★"},{"$f":"IF(INDIRECT($D$4&\"G\"&$A87)=\"\",\"★\",INDIRECT($D$4&\"G\"&$A87))","v":"★"},{"$f":"IF(INDIRECT($D$4&\"H\"&$A87)=\"\",\"★\",INDIRECT($D$4&\"H\"&$A87))","v":"★"},{"$f":"IF(INDIRECT($D$4&\"I\"&$A87)=\"\",\"★\",INDIRECT($D$4&\"I\"&$A87))","v":"★"},{"$f":"IF(INDIRECT($D$4&\"J\"&$A87)=\"\",\"★\",INDIRECT($D$4&\"J\"&$A87))","v":"★"},{"$f":"IF(INDIRECT($D$4&\"K\"&$A87)=\"\",\"★\",INDIRECT($D$4&\"K\"&$A87))","v":"★"},{"$f":"IF(INDIRECT($D$4&\"AC\"&$A87)=\"\",\"★\",INDIRECT($D$4&\"AC\"&$A87))","v":"★"},{"$f":"IF(INDIRECT($D$4&\"AD\"&$A87)=\"\",\"★\",INDIRECT($D$4&\"AD\"&$A87))","v":"★"},{"$f":"IF(INDIRECT($D$4&\"L\"&$A87)=\"\",\"★\",INDIRECT($D$4&\"L\"&$A87))","v":"★"},76,{"$f":"IF(INDIRECT($E$4&\"C\"&$A87)=\"\",\"★\",INDIRECT($E$4&\"C\"&$A87))","v":"★"},{"$f":"IF(INDIRECT($E$4&\"D\"&$A87)=\"\",\"★\",INDIRECT($E$4&\"D\"&$A87))","v":"★"},{"$f":"IF(INDIRECT($E$4&\"E\"&$A87)=\"\",\"★\",INDIRECT($E$4&\"E\"&$A87))","v":0},{"$f":"IF(INDIRECT($E$4&\"F\"&$A87)=\"\",\"★\",INDIRECT($E$4&\"F\"&$A87))","v":"★"},{"$f":"IF(INDIRECT($E$4&\"G\"&$A87)=\"\",\"★\",INDIRECT($E$4&\"G\"&$A87))","v":"★"},{"$f":"IF(INDIRECT($E$4&\"H\"&$A87)=\"\",\"★\",INDIRECT($E$4&\"H\"&$A87))","v":"★"},{"$f":"IF(INDIRECT($E$4&\"I\"&$A87)=\"\",\"★\",INDIRECT($E$4&\"I\"&$A87))","v":"★"},{"$f":"IF(INDIRECT($E$4&\"J\"&$A87)=\"\",\"★\",INDIRECT($E$4&\"J\"&$A87))","v":"★"},{"$f":"IF(INDIRECT($E$4&\"K\"&$A87)=\"\",\"★\",INDIRECT($E$4&\"K\"&$A87))","v":"★"},{"$f":"IF(INDIRECT($E$4&\"AC\"&$A87)=\"\",\"★\",INDIRECT($E$4&\"AC\"&$A87))","v":"★"},{"$f":"IF(INDIRECT($E$4&\"AD\"&$A87)=\"\",\"★\",INDIRECT($E$4&\"AD\"&$A87))","v":"★"},{"$f":"IF(INDIRECT($E$4&\"L\"&$A87)=\"\",\"★\",INDIRECT($E$4&\"L\"&$A87))","v":"★"},null,null,null,null,null,null,null,null,null,null,null,null,null,null,76,{"$f":"IF(INDIRECT($G$4&\"C\"&$A87)=\"\",\"★\",INDIRECT($G$4&\"C\"&$A87))","v":"★"},{"$f":"IF(INDIRECT($G$4&\"D\"&$A87)=\"\",\"★\",INDIRECT($G$4&\"D\"&$A87))","v":"★"},{"$f":"IF(INDIRECT($G$4&\"E\"&$A87)=\"\",\"★\",INDIRECT($G$4&\"E\"&$A87))","v":"★"},{"$f":"IF(INDIRECT($G$4&\"F\"&$A87)=\"\",\"★\",INDIRECT($G$4&\"F\"&$A87))","v":"★"},{"$f":"IF(INDIRECT($G$4&\"G\"&$A87)=\"\",\"★\",INDIRECT($G$4&\"G\"&$A87))","v":"★"},{"$f":"IF(INDIRECT($G$4&\"H\"&$A87)=\"\",\"★\",INDIRECT($G$4&\"H\"&$A87))","v":"★"},{"$f":"IF(INDIRECT($G$4&\"I\"&$A87)=\"\",\"★\",INDIRECT($G$4&\"I\"&$A87))","v":"★"},{"$f":"IF(INDIRECT($G$4&\"J\"&$A87)=\"\",\"★\",INDIRECT($G$4&\"J\"&$A87))","v":"★"},{"$f":"IF(INDIRECT($G$4&\"K\"&$A87)=\"\",\"★\",INDIRECT($G$4&\"K\"&$A87))","v":"★"},{"$f":"IF(INDIRECT($G$4&\"N\"&$A87)=\"\",\"★\",INDIRECT($G$4&\"N\"&$A87))","v":"★"},{"$f":"IF(INDIRECT($G$4&\"O\"&$A87)=\"\",\"★\",INDIRECT($G$4&\"O\"&$A87))","v":"★"},{"$f":"IF(INDIRECT($G$4&\"L\"&$A87)=\"\",\"★\",INDIRECT($G$4&\"L\"&$A87))","v":"★"},76,{"$f":"IF(INDIRECT($H$4&\"C\"&$A87)=\"\",\"★\",INDIRECT($H$4&\"C\"&$A87))","v":"★"},{"$f":"IF(INDIRECT($H$4&\"D\"&$A87)=\"\",\"★\",INDIRECT($H$4&\"D\"&$A87))","v":"★"},{"$f":"IF(INDIRECT($H$4&\"E\"&$A87)=\"\",\"★\",INDIRECT($H$4&\"E\"&$A87))","v":"★"},{"$f":"IF(INDIRECT($H$4&\"F\"&$A87)=\"\",\"★\",INDIRECT($H$4&\"F\"&$A87))","v":"★"},{"$f":"IF(INDIRECT($H$4&\"G\"&$A87)=\"\",\"★\",INDIRECT($H$4&\"G\"&$A87))","v":"★"},{"$f":"IF(INDIRECT($H$4&\"H\"&$A87)=\"\",\"★\",INDIRECT($H$4&\"H\"&$A87))","v":"★"},{"$f":"IF(INDIRECT($H$4&\"I\"&$A87)=\"\",\"★\",INDIRECT($H$4&\"I\"&$A87))","v":"★"},{"$f":"IF(INDIRECT($H$4&\"J\"&$A87)=\"\",\"★\",INDIRECT($H$4&\"J\"&$A87))","v":"★"},{"$f":"IF(INDIRECT($H$4&\"K\"&$A87)=\"\",\"★\",INDIRECT($H$4&\"K\"&$A87))","v":"★"},{"$f":"IF(INDIRECT($H$4&\"N\"&$A87)=\"\",\"★\",INDIRECT($H$4&\"N\"&$A87))","v":"★"},{"$f":"IF(INDIRECT($H$4&\"O\"&$A87)=\"\",\"★\",INDIRECT($H$4&\"O\"&$A87))","v":"★"},{"$f":"IF(INDIRECT($H$4&\"L\"&$A87)=\"\",\"★\",INDIRECT($H$4&\"L\"&$A87))","v":"★"},76,{"$f":"IF(INDIRECT($I$4&\"C\"&$A87)=\"\",\"★\",INDIRECT($I$4&\"C\"&$A87))","v":"★"},{"$f":"IF(INDIRECT($I$4&\"D\"&$A87)=\"\",\"★\",INDIRECT($I$4&\"D\"&$A87))","v":"★"},{"$f":"IF(INDIRECT($I$4&\"E\"&$A87)=\"\",\"★\",INDIRECT($I$4&\"E\"&$A87))","v":"★"},{"$f":"IF(INDIRECT($I$4&\"F\"&$A87)=\"\",\"★\",INDIRECT($I$4&\"F\"&$A87))","v":"★"},{"$f":"IF(INDIRECT($I$4&\"G\"&$A87)=\"\",\"★\",INDIRECT($I$4&\"G\"&$A87))","v":"★"},{"$f":"IF(INDIRECT($I$4&\"H\"&$A87)=\"\",\"★\",INDIRECT($I$4&\"H\"&$A87))","v":"★"},{"$f":"IF(INDIRECT($I$4&\"I\"&$A87)=\"\",\"★\",INDIRECT($I$4&\"I\"&$A87))","v":"★"},{"$f":"IF(INDIRECT($I$4&\"J\"&$A87)=\"\",\"★\",INDIRECT($I$4&\"J\"&$A87))","v":"★"},{"$f":"IF(INDIRECT($I$4&\"K\"&$A87)=\"\",\"★\",INDIRECT($I$4&\"K\"&$A87))","v":"★"},{"$f":"IF(INDIRECT($I$4&\"N\"&$A87)=\"\",\"★\",INDIRECT($I$4&\"N\"&$A87))","v":"★"},{"$f":"IF(INDIRECT($I$4&\"O\"&$A87)=\"\",\"★\",INDIRECT($I$4&\"O\"&$A87))","v":"★"},{"$f":"IF(INDIRECT($I$4&\"L\"&$A87)=\"\",\"★\",INDIRECT($I$4&\"L\"&$A87))","v":"★"}]
[99,null,null,null,null,null,null,null,null,null,null,null,null,null,null,null,null,null,null,null,null,null,null,null,null,null,null,null,null,null,null,null,77,{"$f":"IF(INDIRECT($C$4&\"C\"&$A88)=\"\",\"★\",INDIRECT($C$4&\"C\"&$A88))","v":"★"},{"$f":"IF(INDIRECT($C$4&\"D\"&$A88)=\"\",\"★\",INDIRECT($C$4&\"D\"&$A88))","v":"★"},{"$f":"IF(INDIRECT($C$4&\"E\"&$A88)=\"\",\"★\",INDIRECT($C$4&\"E\"&$A88))","v":0},{"$f":"IF(INDIRECT($C$4&\"F\"&$A88)=\"\",\"★\",INDIRECT($C$4&\"F\"&$A88))","v":"★"},{"$f":"IF(INDIRECT($C$4&\"G\"&$A88)=\"\",\"★\",INDIRECT($C$4&\"G\"&$A88))","v":"★"},{"$f":"IF(INDIRECT($C$4&\"H\"&$A88)=\"\",\"★\",INDIRECT($C$4&\"H\"&$A88))","v":"★"},{"$f":"IF(INDIRECT($C$4&\"I\"&$A88)=\"\",\"★\",INDIRECT($C$4&\"I\"&$A88))","v":"★"},{"$f":"IF(INDIRECT($C$4&\"J\"&$A88)=\"\",\"★\",INDIRECT($C$4&\"J\"&$A88))","v":"★"},{"$f":"IF(INDIRECT($C$4&\"K\"&$A88)=\"\",\"★\",INDIRECT($C$4&\"K\"&$A88))","v":"★"},{"$f":"IF(INDIRECT($C$4&\"AC\"&$A88)=\"\",\"★\",INDIRECT($C$4&\"AC\"&$A88))","v":"★"},{"$f":"IF(INDIRECT($C$4&\"AD\"&$A88)=\"\",\"★\",INDIRECT($C$4&\"AD\"&$A88))","v":"★"},{"$f":"IF(INDIRECT($C$4&\"L\"&$A88)=\"\",\"★\",INDIRECT($C$4&\"L\"&$A88))","v":"★"},77,{"$f":"IF(INDIRECT($D$4&\"C\"&$A88)=\"\",\"★\",INDIRECT($D$4&\"C\"&$A88))","v":"★"},{"$f":"IF(INDIRECT($D$4&\"D\"&$A88)=\"\",\"★\",INDIRECT($D$4&\"D\"&$A88))","v":"★"},{"$f":"IF(INDIRECT($D$4&\"E\"&$A88)=\"\",\"★\",INDIRECT($D$4&\"E\"&$A88))","v":0},{"$f":"IF(INDIRECT($D$4&\"F\"&$A88)=\"\",\"★\",INDIRECT($D$4&\"F\"&$A88))","v":"★"},{"$f":"IF(INDIRECT($D$4&\"G\"&$A88)=\"\",\"★\",INDIRECT($D$4&\"G\"&$A88))","v":"★"},{"$f":"IF(INDIRECT($D$4&\"H\"&$A88)=\"\",\"★\",INDIRECT($D$4&\"H\"&$A88))","v":"★"},{"$f":"IF(INDIRECT($D$4&\"I\"&$A88)=\"\",\"★\",INDIRECT($D$4&\"I\"&$A88))","v":"★"},{"$f":"IF(INDIRECT($D$4&\"J\"&$A88)=\"\",\"★\",INDIRECT($D$4&\"J\"&$A88))","v":"★"},{"$f":"IF(INDIRECT($D$4&\"K\"&$A88)=\"\",\"★\",INDIRECT($D$4&\"K\"&$A88))","v":"★"},{"$f":"IF(INDIRECT($D$4&\"AC\"&$A88)=\"\",\"★\",INDIRECT($D$4&\"AC\"&$A88))","v":"★"},{"$f":"IF(INDIRECT($D$4&\"AD\"&$A88)=\"\",\"★\",INDIRECT($D$4&\"AD\"&$A88))","v":"★"},{"$f":"IF(INDIRECT($D$4&\"L\"&$A88)=\"\",\"★\",INDIRECT($D$4&\"L\"&$A88))","v":"★"},77,{"$f":"IF(INDIRECT($E$4&\"C\"&$A88)=\"\",\"★\",INDIRECT($E$4&\"C\"&$A88))","v":"★"},{"$f":"IF(INDIRECT($E$4&\"D\"&$A88)=\"\",\"★\",INDIRECT($E$4&\"D\"&$A88))","v":"★"},{"$f":"IF(INDIRECT($E$4&\"E\"&$A88)=\"\",\"★\",INDIRECT($E$4&\"E\"&$A88))","v":0},{"$f":"IF(INDIRECT($E$4&\"F\"&$A88)=\"\",\"★\",INDIRECT($E$4&\"F\"&$A88))","v":"★"},{"$f":"IF(INDIRECT($E$4&\"G\"&$A88)=\"\",\"★\",INDIRECT($E$4&\"G\"&$A88))","v":"★"},{"$f":"IF(INDIRECT($E$4&\"H\"&$A88)=\"\",\"★\",INDIRECT($E$4&\"H\"&$A88))","v":"★"},{"$f":"IF(INDIRECT($E$4&\"I\"&$A88)=\"\",\"★\",INDIRECT($E$4&\"I\"&$A88))","v":"★"},{"$f":"IF(INDIRECT($E$4&\"J\"&$A88)=\"\",\"★\",INDIRECT($E$4&\"J\"&$A88))","v":"★"},{"$f":"IF(INDIRECT($E$4&\"K\"&$A88)=\"\",\"★\",INDIRECT($E$4&\"K\"&$A88))","v":"★"},{"$f":"IF(INDIRECT($E$4&\"AC\"&$A88)=\"\",\"★\",INDIRECT($E$4&\"AC\"&$A88))","v":"★"},{"$f":"IF(INDIRECT($E$4&\"AD\"&$A88)=\"\",\"★\",INDIRECT($E$4&\"AD\"&$A88))","v":"★"},{"$f":"IF(INDIRECT($E$4&\"L\"&$A88)=\"\",\"★\",INDIRECT($E$4&\"L\"&$A88))","v":"★"},null,null,null,null,null,null,null,null,null,null,null,null,null,null,77,{"$f":"IF(INDIRECT($G$4&\"C\"&$A88)=\"\",\"★\",INDIRECT($G$4&\"C\"&$A88))","v":"★"},{"$f":"IF(INDIRECT($G$4&\"D\"&$A88)=\"\",\"★\",INDIRECT($G$4&\"D\"&$A88))","v":"★"},{"$f":"IF(INDIRECT($G$4&\"E\"&$A88)=\"\",\"★\",INDIRECT($G$4&\"E\"&$A88))","v":"★"},{"$f":"IF(INDIRECT($G$4&\"F\"&$A88)=\"\",\"★\",INDIRECT($G$4&\"F\"&$A88))","v":"★"},{"$f":"IF(INDIRECT($G$4&\"G\"&$A88)=\"\",\"★\",INDIRECT($G$4&\"G\"&$A88))","v":"★"},{"$f":"IF(INDIRECT($G$4&\"H\"&$A88)=\"\",\"★\",INDIRECT($G$4&\"H\"&$A88))","v":"★"},{"$f":"IF(INDIRECT($G$4&\"I\"&$A88)=\"\",\"★\",INDIRECT($G$4&\"I\"&$A88))","v":"★"},{"$f":"IF(INDIRECT($G$4&\"J\"&$A88)=\"\",\"★\",INDIRECT($G$4&\"J\"&$A88))","v":"★"},{"$f":"IF(INDIRECT($G$4&\"K\"&$A88)=\"\",\"★\",INDIRECT($G$4&\"K\"&$A88))","v":"★"},{"$f":"IF(INDIRECT($G$4&\"N\"&$A88)=\"\",\"★\",INDIRECT($G$4&\"N\"&$A88))","v":"★"},{"$f":"IF(INDIRECT($G$4&\"O\"&$A88)=\"\",\"★\",INDIRECT($G$4&\"O\"&$A88))","v":"★"},{"$f":"IF(INDIRECT($G$4&\"L\"&$A88)=\"\",\"★\",INDIRECT($G$4&\"L\"&$A88))","v":"★"},77,{"$f":"IF(INDIRECT($H$4&\"C\"&$A88)=\"\",\"★\",INDIRECT($H$4&\"C\"&$A88))","v":"★"},{"$f":"IF(INDIRECT($H$4&\"D\"&$A88)=\"\",\"★\",INDIRECT($H$4&\"D\"&$A88))","v":"★"},{"$f":"IF(INDIRECT($H$4&\"E\"&$A88)=\"\",\"★\",INDIRECT($H$4&\"E\"&$A88))","v":"★"},{"$f":"IF(INDIRECT($H$4&\"F\"&$A88)=\"\",\"★\",INDIRECT($H$4&\"F\"&$A88))","v":"★"},{"$f":"IF(INDIRECT($H$4&\"G\"&$A88)=\"\",\"★\",INDIRECT($H$4&\"G\"&$A88))","v":"★"},{"$f":"IF(INDIRECT($H$4&\"H\"&$A88)=\"\",\"★\",INDIRECT($H$4&\"H\"&$A88))","v":"★"},{"$f":"IF(INDIRECT($H$4&\"I\"&$A88)=\"\",\"★\",INDIRECT($H$4&\"I\"&$A88))","v":"★"},{"$f":"IF(INDIRECT($H$4&\"J\"&$A88)=\"\",\"★\",INDIRECT($H$4&\"J\"&$A88))","v":"★"},{"$f":"IF(INDIRECT($H$4&\"K\"&$A88)=\"\",\"★\",INDIRECT($H$4&\"K\"&$A88))","v":"★"},{"$f":"IF(INDIRECT($H$4&\"N\"&$A88)=\"\",\"★\",INDIRECT($H$4&\"N\"&$A88))","v":"★"},{"$f":"IF(INDIRECT($H$4&\"O\"&$A88)=\"\",\"★\",INDIRECT($H$4&\"O\"&$A88))","v":"★"},{"$f":"IF(INDIRECT($H$4&\"L\"&$A88)=\"\",\"★\",INDIRECT($H$4&\"L\"&$A88))","v":"★"},77,{"$f":"IF(INDIRECT($I$4&\"C\"&$A88)=\"\",\"★\",INDIRECT($I$4&\"C\"&$A88))","v":"★"},{"$f":"IF(INDIRECT($I$4&\"D\"&$A88)=\"\",\"★\",INDIRECT($I$4&\"D\"&$A88))","v":"★"},{"$f":"IF(INDIRECT($I$4&\"E\"&$A88)=\"\",\"★\",INDIRECT($I$4&\"E\"&$A88))","v":"★"},{"$f":"IF(INDIRECT($I$4&\"F\"&$A88)=\"\",\"★\",INDIRECT($I$4&\"F\"&$A88))","v":"★"},{"$f":"IF(INDIRECT($I$4&\"G\"&$A88)=\"\",\"★\",INDIRECT($I$4&\"G\"&$A88))","v":"★"},{"$f":"IF(INDIRECT($I$4&\"H\"&$A88)=\"\",\"★\",INDIRECT($I$4&\"H\"&$A88))","v":"★"},{"$f":"IF(INDIRECT($I$4&\"I\"&$A88)=\"\",\"★\",INDIRECT($I$4&\"I\"&$A88))","v":"★"},{"$f":"IF(INDIRECT($I$4&\"J\"&$A88)=\"\",\"★\",INDIRECT($I$4&\"J\"&$A88))","v":"★"},{"$f":"IF(INDIRECT($I$4&\"K\"&$A88)=\"\",\"★\",INDIRECT($I$4&\"K\"&$A88))","v":"★"},{"$f":"IF(INDIRECT($I$4&\"N\"&$A88)=\"\",\"★\",INDIRECT($I$4&\"N\"&$A88))","v":"★"},{"$f":"IF(INDIRECT($I$4&\"O\"&$A88)=\"\",\"★\",INDIRECT($I$4&\"O\"&$A88))","v":"★"},{"$f":"IF(INDIRECT($I$4&\"L\"&$A88)=\"\",\"★\",INDIRECT($I$4&\"L\"&$A88))","v":"★"}]
[100,null,null,null,null,null,null,null,null,null,null,null,null,null,null,null,null,null,null,null,null,null,null,null,null,null,null,null,null,null,null,null,78,{"$f":"IF(INDIRECT($C$4&\"C\"&$A89)=\"\",\"★\",INDIRECT($C$4&\"C\"&$A89))","v":"★"},{"$f":"IF(INDIRECT($C$4&\"D\"&$A89)=\"\",\"★\",INDIRECT($C$4&\"D\"&$A89))","v":"★"},{"$f":"IF(INDIRECT($C$4&\"E\"&$A89)=\"\",\"★\",INDIRECT($C$4&\"E\"&$A89))","v":0},{"$f":"IF(INDIRECT($C$4&\"F\"&$A89)=\"\",\"★\",INDIRECT($C$4&\"F\"&$A89))","v":"★"},{"$f":"IF(INDIRECT($C$4&\"G\"&$A89)=\"\",\"★\",INDIRECT($C$4&\"G\"&$A89))","v":"★"},{"$f":"IF(INDIRECT($C$4&\"H\"&$A89)=\"\",\"★\",INDIRECT($C$4&\"H\"&$A89))","v":"★"},{"$f":"IF(INDIRECT($C$4&\"I\"&$A89)=\"\",\"★\",INDIRECT($C$4&\"I\"&$A89))","v":"★"},{"$f":"IF(INDIRECT($C$4&\"J\"&$A89)=\"\",\"★\",INDIRECT($C$4&\"J\"&$A89))","v":"★"},{"$f":"IF(INDIRECT($C$4&\"K\"&$A89)=\"\",\"★\",INDIRECT($C$4&\"K\"&$A89))","v":"★"},{"$f":"IF(INDIRECT($C$4&\"AC\"&$A89)=\"\",\"★\",INDIRECT($C$4&\"AC\"&$A89))","v":"★"},{"$f":"IF(INDIRECT($C$4&\"AD\"&$A89)=\"\",\"★\",INDIRECT($C$4&\"AD\"&$A89))","v":"★"},{"$f":"IF(INDIRECT($C$4&\"L\"&$A89)=\"\",\"★\",INDIRECT($C$4&\"L\"&$A89))","v":"★"},78,{"$f":"IF(INDIRECT($D$4&\"C\"&$A89)=\"\",\"★\",INDIRECT($D$4&\"C\"&$A89))","v":"★"},{"$f":"IF(INDIRECT($D$4&\"D\"&$A89)=\"\",\"★\",INDIRECT($D$4&\"D\"&$A89))","v":"★"},{"$f":"IF(INDIRECT($D$4&\"E\"&$A89)=\"\",\"★\",INDIRECT($D$4&\"E\"&$A89))","v":0},{"$f":"IF(INDIRECT($D$4&\"F\"&$A89)=\"\",\"★\",INDIRECT($D$4&\"F\"&$A89))","v":"★"},{"$f":"IF(INDIRECT($D$4&\"G\"&$A89)=\"\",\"★\",INDIRECT($D$4&\"G\"&$A89))","v":"★"},{"$f":"IF(INDIRECT($D$4&\"H\"&$A89)=\"\",\"★\",INDIRECT($D$4&\"H\"&$A89))","v":"★"},{"$f":"IF(INDIRECT($D$4&\"I\"&$A89)=\"\",\"★\",INDIRECT($D$4&\"I\"&$A89))","v":"★"},{"$f":"IF(INDIRECT($D$4&\"J\"&$A89)=\"\",\"★\",INDIRECT($D$4&\"J\"&$A89))","v":"★"},{"$f":"IF(INDIRECT($D$4&\"K\"&$A89)=\"\",\"★\",INDIRECT($D$4&\"K\"&$A89))","v":"★"},{"$f":"IF(INDIRECT($D$4&\"AC\"&$A89)=\"\",\"★\",INDIRECT($D$4&\"AC\"&$A89))","v":"★"},{"$f":"IF(INDIRECT($D$4&\"AD\"&$A89)=\"\",\"★\",INDIRECT($D$4&\"AD\"&$A89))","v":"★"},{"$f":"IF(INDIRECT($D$4&\"L\"&$A89)=\"\",\"★\",INDIRECT($D$4&\"L\"&$A89))","v":"★"},78,{"$f":"IF(INDIRECT($E$4&\"C\"&$A89)=\"\",\"★\",INDIRECT($E$4&\"C\"&$A89))","v":"★"},{"$f":"IF(INDIRECT($E$4&\"D\"&$A89)=\"\",\"★\",INDIRECT($E$4&\"D\"&$A89))","v":"★"},{"$f":"IF(INDIRECT($E$4&\"E\"&$A89)=\"\",\"★\",INDIRECT($E$4&\"E\"&$A89))","v":0},{"$f":"IF(INDIRECT($E$4&\"F\"&$A89)=\"\",\"★\",INDIRECT($E$4&\"F\"&$A89))","v":"★"},{"$f":"IF(INDIRECT($E$4&\"G\"&$A89)=\"\",\"★\",INDIRECT($E$4&\"G\"&$A89))","v":"★"},{"$f":"IF(INDIRECT($E$4&\"H\"&$A89)=\"\",\"★\",INDIRECT($E$4&\"H\"&$A89))","v":"★"},{"$f":"IF(INDIRECT($E$4&\"I\"&$A89)=\"\",\"★\",INDIRECT($E$4&\"I\"&$A89))","v":"★"},{"$f":"IF(INDIRECT($E$4&\"J\"&$A89)=\"\",\"★\",INDIRECT($E$4&\"J\"&$A89))","v":"★"},{"$f":"IF(INDIRECT($E$4&\"K\"&$A89)=\"\",\"★\",INDIRECT($E$4&\"K\"&$A89))","v":"★"},{"$f":"IF(INDIRECT($E$4&\"AC\"&$A89)=\"\",\"★\",INDIRECT($E$4&\"AC\"&$A89))","v":"★"},{"$f":"IF(INDIRECT($E$4&\"AD\"&$A89)=\"\",\"★\",INDIRECT($E$4&\"AD\"&$A89))","v":"★"},{"$f":"IF(INDIRECT($E$4&\"L\"&$A89)=\"\",\"★\",INDIRECT($E$4&\"L\"&$A89))","v":"★"},null,null,null,null,null,null,null,null,null,null,null,null,null,null,78,{"$f":"IF(INDIRECT($G$4&\"C\"&$A89)=\"\",\"★\",INDIRECT($G$4&\"C\"&$A89))","v":"★"},{"$f":"IF(INDIRECT($G$4&\"D\"&$A89)=\"\",\"★\",INDIRECT($G$4&\"D\"&$A89))","v":"★"},{"$f":"IF(INDIRECT($G$4&\"E\"&$A89)=\"\",\"★\",INDIRECT($G$4&\"E\"&$A89))","v":"★"},{"$f":"IF(INDIRECT($G$4&\"F\"&$A89)=\"\",\"★\",INDIRECT($G$4&\"F\"&$A89))","v":"★"},{"$f":"IF(INDIRECT($G$4&\"G\"&$A89)=\"\",\"★\",INDIRECT($G$4&\"G\"&$A89))","v":"★"},{"$f":"IF(INDIRECT($G$4&\"H\"&$A89)=\"\",\"★\",INDIRECT($G$4&\"H\"&$A89))","v":"★"},{"$f":"IF(INDIRECT($G$4&\"I\"&$A89)=\"\",\"★\",INDIRECT($G$4&\"I\"&$A89))","v":"★"},{"$f":"IF(INDIRECT($G$4&\"J\"&$A89)=\"\",\"★\",INDIRECT($G$4&\"J\"&$A89))","v":"★"},{"$f":"IF(INDIRECT($G$4&\"K\"&$A89)=\"\",\"★\",INDIRECT($G$4&\"K\"&$A89))","v":"★"},{"$f":"IF(INDIRECT($G$4&\"N\"&$A89)=\"\",\"★\",INDIRECT($G$4&\"N\"&$A89))","v":"★"},{"$f":"IF(INDIRECT($G$4&\"O\"&$A89)=\"\",\"★\",INDIRECT($G$4&\"O\"&$A89))","v":"★"},{"$f":"IF(INDIRECT($G$4&\"L\"&$A89)=\"\",\"★\",INDIRECT($G$4&\"L\"&$A89))","v":"★"},78,{"$f":"IF(INDIRECT($H$4&\"C\"&$A89)=\"\",\"★\",INDIRECT($H$4&\"C\"&$A89))","v":"★"},{"$f":"IF(INDIRECT($H$4&\"D\"&$A89)=\"\",\"★\",INDIRECT($H$4&\"D\"&$A89))","v":"★"},{"$f":"IF(INDIRECT($H$4&\"E\"&$A89)=\"\",\"★\",INDIRECT($H$4&\"E\"&$A89))","v":"★"},{"$f":"IF(INDIRECT($H$4&\"F\"&$A89)=\"\",\"★\",INDIRECT($H$4&\"F\"&$A89))","v":"★"},{"$f":"IF(INDIRECT($H$4&\"G\"&$A89)=\"\",\"★\",INDIRECT($H$4&\"G\"&$A89))","v":"★"},{"$f":"IF(INDIRECT($H$4&\"H\"&$A89)=\"\",\"★\",INDIRECT($H$4&\"H\"&$A89))","v":"★"},{"$f":"IF(INDIRECT($H$4&\"I\"&$A89)=\"\",\"★\",INDIRECT($H$4&\"I\"&$A89))","v":"★"},{"$f":"IF(INDIRECT($H$4&\"J\"&$A89)=\"\",\"★\",INDIRECT($H$4&\"J\"&$A89))","v":"★"},{"$f":"IF(INDIRECT($H$4&\"K\"&$A89)=\"\",\"★\",INDIRECT($H$4&\"K\"&$A89))","v":"★"},{"$f":"IF(INDIRECT($H$4&\"N\"&$A89)=\"\",\"★\",INDIRECT($H$4&\"N\"&$A89))","v":"★"},{"$f":"IF(INDIRECT($H$4&\"O\"&$A89)=\"\",\"★\",INDIRECT($H$4&\"O\"&$A89))","v":"★"},{"$f":"IF(INDIRECT($H$4&\"L\"&$A89)=\"\",\"★\",INDIRECT($H$4&\"L\"&$A89))","v":"★"},78,{"$f":"IF(INDIRECT($I$4&\"C\"&$A89)=\"\",\"★\",INDIRECT($I$4&\"C\"&$A89))","v":"★"},{"$f":"IF(INDIRECT($I$4&\"D\"&$A89)=\"\",\"★\",INDIRECT($I$4&\"D\"&$A89))","v":"★"},{"$f":"IF(INDIRECT($I$4&\"E\"&$A89)=\"\",\"★\",INDIRECT($I$4&\"E\"&$A89))","v":"★"},{"$f":"IF(INDIRECT($I$4&\"F\"&$A89)=\"\",\"★\",INDIRECT($I$4&\"F\"&$A89))","v":"★"},{"$f":"IF(INDIRECT($I$4&\"G\"&$A89)=\"\",\"★\",INDIRECT($I$4&\"G\"&$A89))","v":"★"},{"$f":"IF(INDIRECT($I$4&\"H\"&$A89)=\"\",\"★\",INDIRECT($I$4&\"H\"&$A89))","v":"★"},{"$f":"IF(INDIRECT($I$4&\"I\"&$A89)=\"\",\"★\",INDIRECT($I$4&\"I\"&$A89))","v":"★"},{"$f":"IF(INDIRECT($I$4&\"J\"&$A89)=\"\",\"★\",INDIRECT($I$4&\"J\"&$A89))","v":"★"},{"$f":"IF(INDIRECT($I$4&\"K\"&$A89)=\"\",\"★\",INDIRECT($I$4&\"K\"&$A89))","v":"★"},{"$f":"IF(INDIRECT($I$4&\"N\"&$A89)=\"\",\"★\",INDIRECT($I$4&\"N\"&$A89))","v":"★"},{"$f":"IF(INDIRECT($I$4&\"O\"&$A89)=\"\",\"★\",INDIRECT($I$4&\"O\"&$A89))","v":"★"},{"$f":"IF(INDIRECT($I$4&\"L\"&$A89)=\"\",\"★\",INDIRECT($I$4&\"L\"&$A89))","v":"★"}]
[101,null,null,null,null,null,null,null,null,null,null,null,null,null,null,null,null,null,null,null,null,null,null,null,null,null,null,null,null,null,null,null,79,{"$f":"IF(INDIRECT($C$4&\"C\"&$A90)=\"\",\"★\",INDIRECT($C$4&\"C\"&$A90))","v":"★"},{"$f":"IF(INDIRECT($C$4&\"D\"&$A90)=\"\",\"★\",INDIRECT($C$4&\"D\"&$A90))","v":"★"},{"$f":"IF(INDIRECT($C$4&\"E\"&$A90)=\"\",\"★\",INDIRECT($C$4&\"E\"&$A90))","v":0},{"$f":"IF(INDIRECT($C$4&\"F\"&$A90)=\"\",\"★\",INDIRECT($C$4&\"F\"&$A90))","v":"★"},{"$f":"IF(INDIRECT($C$4&\"G\"&$A90)=\"\",\"★\",INDIRECT($C$4&\"G\"&$A90))","v":"★"},{"$f":"IF(INDIRECT($C$4&\"H\"&$A90)=\"\",\"★\",INDIRECT($C$4&\"H\"&$A90))","v":"★"},{"$f":"IF(INDIRECT($C$4&\"I\"&$A90)=\"\",\"★\",INDIRECT($C$4&\"I\"&$A90))","v":"★"},{"$f":"IF(INDIRECT($C$4&\"J\"&$A90)=\"\",\"★\",INDIRECT($C$4&\"J\"&$A90))","v":"★"},{"$f":"IF(INDIRECT($C$4&\"K\"&$A90)=\"\",\"★\",INDIRECT($C$4&\"K\"&$A90))","v":"★"},{"$f":"IF(INDIRECT($C$4&\"AC\"&$A90)=\"\",\"★\",INDIRECT($C$4&\"AC\"&$A90))","v":"★"},{"$f":"IF(INDIRECT($C$4&\"AD\"&$A90)=\"\",\"★\",INDIRECT($C$4&\"AD\"&$A90))","v":"★"},{"$f":"IF(INDIRECT($C$4&\"L\"&$A90)=\"\",\"★\",INDIRECT($C$4&\"L\"&$A90))","v":"★"},79,{"$f":"IF(INDIRECT($D$4&\"C\"&$A90)=\"\",\"★\",INDIRECT($D$4&\"C\"&$A90))","v":"★"},{"$f":"IF(INDIRECT($D$4&\"D\"&$A90)=\"\",\"★\",INDIRECT($D$4&\"D\"&$A90))","v":"★"},{"$f":"IF(INDIRECT($D$4&\"E\"&$A90)=\"\",\"★\",INDIRECT($D$4&\"E\"&$A90))","v":0},{"$f":"IF(INDIRECT($D$4&\"F\"&$A90)=\"\",\"★\",INDIRECT($D$4&\"F\"&$A90))","v":"★"},{"$f":"IF(INDIRECT($D$4&\"G\"&$A90)=\"\",\"★\",INDIRECT($D$4&\"G\"&$A90))","v":"★"},{"$f":"IF(INDIRECT($D$4&\"H\"&$A90)=\"\",\"★\",INDIRECT($D$4&\"H\"&$A90))","v":"★"},{"$f":"IF(INDIRECT($D$4&\"I\"&$A90)=\"\",\"★\",INDIRECT($D$4&\"I\"&$A90))","v":"★"},{"$f":"IF(INDIRECT($D$4&\"J\"&$A90)=\"\",\"★\",INDIRECT($D$4&\"J\"&$A90))","v":"★"},{"$f":"IF(INDIRECT($D$4&\"K\"&$A90)=\"\",\"★\",INDIRECT($D$4&\"K\"&$A90))","v":"★"},{"$f":"IF(INDIRECT($D$4&\"AC\"&$A90)=\"\",\"★\",INDIRECT($D$4&\"AC\"&$A90))","v":"★"},{"$f":"IF(INDIRECT($D$4&\"AD\"&$A90)=\"\",\"★\",INDIRECT($D$4&\"AD\"&$A90))","v":"★"},{"$f":"IF(INDIRECT($D$4&\"L\"&$A90)=\"\",\"★\",INDIRECT($D$4&\"L\"&$A90))","v":"★"},79,{"$f":"IF(INDIRECT($E$4&\"C\"&$A90)=\"\",\"★\",INDIRECT($E$4&\"C\"&$A90))","v":"★"},{"$f":"IF(INDIRECT($E$4&\"D\"&$A90)=\"\",\"★\",INDIRECT($E$4&\"D\"&$A90))","v":"★"},{"$f":"IF(INDIRECT($E$4&\"E\"&$A90)=\"\",\"★\",INDIRECT($E$4&\"E\"&$A90))","v":0},{"$f":"IF(INDIRECT($E$4&\"F\"&$A90)=\"\",\"★\",INDIRECT($E$4&\"F\"&$A90))","v":"★"},{"$f":"IF(INDIRECT($E$4&\"G\"&$A90)=\"\",\"★\",INDIRECT($E$4&\"G\"&$A90))","v":"★"},{"$f":"IF(INDIRECT($E$4&\"H\"&$A90)=\"\",\"★\",INDIRECT($E$4&\"H\"&$A90))","v":"★"},{"$f":"IF(INDIRECT($E$4&\"I\"&$A90)=\"\",\"★\",INDIRECT($E$4&\"I\"&$A90))","v":"★"},{"$f":"IF(INDIRECT($E$4&\"J\"&$A90)=\"\",\"★\",INDIRECT($E$4&\"J\"&$A90))","v":"★"},{"$f":"IF(INDIRECT($E$4&\"K\"&$A90)=\"\",\"★\",INDIRECT($E$4&\"K\"&$A90))","v":"★"},{"$f":"IF(INDIRECT($E$4&\"AC\"&$A90)=\"\",\"★\",INDIRECT($E$4&\"AC\"&$A90))","v":"★"},{"$f":"IF(INDIRECT($E$4&\"AD\"&$A90)=\"\",\"★\",INDIRECT($E$4&\"AD\"&$A90))","v":"★"},{"$f":"IF(INDIRECT($E$4&\"L\"&$A90)=\"\",\"★\",INDIRECT($E$4&\"L\"&$A90))","v":"★"},null,null,null,null,null,null,null,null,null,null,null,null,null,null,79,{"$f":"IF(INDIRECT($G$4&\"C\"&$A90)=\"\",\"★\",INDIRECT($G$4&\"C\"&$A90))","v":"★"},{"$f":"IF(INDIRECT($G$4&\"D\"&$A90)=\"\",\"★\",INDIRECT($G$4&\"D\"&$A90))","v":"★"},{"$f":"IF(INDIRECT($G$4&\"E\"&$A90)=\"\",\"★\",INDIRECT($G$4&\"E\"&$A90))","v":"★"},{"$f":"IF(INDIRECT($G$4&\"F\"&$A90)=\"\",\"★\",INDIRECT($G$4&\"F\"&$A90))","v":"★"},{"$f":"IF(INDIRECT($G$4&\"G\"&$A90)=\"\",\"★\",INDIRECT($G$4&\"G\"&$A90))","v":"★"},{"$f":"IF(INDIRECT($G$4&\"H\"&$A90)=\"\",\"★\",INDIRECT($G$4&\"H\"&$A90))","v":"★"},{"$f":"IF(INDIRECT($G$4&\"I\"&$A90)=\"\",\"★\",INDIRECT($G$4&\"I\"&$A90))","v":"★"},{"$f":"IF(INDIRECT($G$4&\"J\"&$A90)=\"\",\"★\",INDIRECT($G$4&\"J\"&$A90))","v":"★"},{"$f":"IF(INDIRECT($G$4&\"K\"&$A90)=\"\",\"★\",INDIRECT($G$4&\"K\"&$A90))","v":"★"},{"$f":"IF(INDIRECT($G$4&\"N\"&$A90)=\"\",\"★\",INDIRECT($G$4&\"N\"&$A90))","v":"★"},{"$f":"IF(INDIRECT($G$4&\"O\"&$A90)=\"\",\"★\",INDIRECT($G$4&\"O\"&$A90))","v":"★"},{"$f":"IF(INDIRECT($G$4&\"L\"&$A90)=\"\",\"★\",INDIRECT($G$4&\"L\"&$A90))","v":"★"},79,{"$f":"IF(INDIRECT($H$4&\"C\"&$A90)=\"\",\"★\",INDIRECT($H$4&\"C\"&$A90))","v":"★"},{"$f":"IF(INDIRECT($H$4&\"D\"&$A90)=\"\",\"★\",INDIRECT($H$4&\"D\"&$A90))","v":"★"},{"$f":"IF(INDIRECT($H$4&\"E\"&$A90)=\"\",\"★\",INDIRECT($H$4&\"E\"&$A90))","v":"★"},{"$f":"IF(INDIRECT($H$4&\"F\"&$A90)=\"\",\"★\",INDIRECT($H$4&\"F\"&$A90))","v":"★"},{"$f":"IF(INDIRECT($H$4&\"G\"&$A90)=\"\",\"★\",INDIRECT($H$4&\"G\"&$A90))","v":"★"},{"$f":"IF(INDIRECT($H$4&\"H\"&$A90)=\"\",\"★\",INDIRECT($H$4&\"H\"&$A90))","v":"★"},{"$f":"IF(INDIRECT($H$4&\"I\"&$A90)=\"\",\"★\",INDIRECT($H$4&\"I\"&$A90))","v":"★"},{"$f":"IF(INDIRECT($H$4&\"J\"&$A90)=\"\",\"★\",INDIRECT($H$4&\"J\"&$A90))","v":"★"},{"$f":"IF(INDIRECT($H$4&\"K\"&$A90)=\"\",\"★\",INDIRECT($H$4&\"K\"&$A90))","v":"★"},{"$f":"IF(INDIRECT($H$4&\"N\"&$A90)=\"\",\"★\",INDIRECT($H$4&\"N\"&$A90))","v":"★"},{"$f":"IF(INDIRECT($H$4&\"O\"&$A90)=\"\",\"★\",INDIRECT($H$4&\"O\"&$A90))","v":"★"},{"$f":"IF(INDIRECT($H$4&\"L\"&$A90)=\"\",\"★\",INDIRECT($H$4&\"L\"&$A90))","v":"★"},79,{"$f":"IF(INDIRECT($I$4&\"C\"&$A90)=\"\",\"★\",INDIRECT($I$4&\"C\"&$A90))","v":"★"},{"$f":"IF(INDIRECT($I$4&\"D\"&$A90)=\"\",\"★\",INDIRECT($I$4&\"D\"&$A90))","v":"★"},{"$f":"IF(INDIRECT($I$4&\"E\"&$A90)=\"\",\"★\",INDIRECT($I$4&\"E\"&$A90))","v":"★"},{"$f":"IF(INDIRECT($I$4&\"F\"&$A90)=\"\",\"★\",INDIRECT($I$4&\"F\"&$A90))","v":"★"},{"$f":"IF(INDIRECT($I$4&\"G\"&$A90)=\"\",\"★\",INDIRECT($I$4&\"G\"&$A90))","v":"★"},{"$f":"IF(INDIRECT($I$4&\"H\"&$A90)=\"\",\"★\",INDIRECT($I$4&\"H\"&$A90))","v":"★"},{"$f":"IF(INDIRECT($I$4&\"I\"&$A90)=\"\",\"★\",INDIRECT($I$4&\"I\"&$A90))","v":"★"},{"$f":"IF(INDIRECT($I$4&\"J\"&$A90)=\"\",\"★\",INDIRECT($I$4&\"J\"&$A90))","v":"★"},{"$f":"IF(INDIRECT($I$4&\"K\"&$A90)=\"\",\"★\",INDIRECT($I$4&\"K\"&$A90))","v":"★"},{"$f":"IF(INDIRECT($I$4&\"N\"&$A90)=\"\",\"★\",INDIRECT($I$4&\"N\"&$A90))","v":"★"},{"$f":"IF(INDIRECT($I$4&\"O\"&$A90)=\"\",\"★\",INDIRECT($I$4&\"O\"&$A90))","v":"★"},{"$f":"IF(INDIRECT($I$4&\"L\"&$A90)=\"\",\"★\",INDIRECT($I$4&\"L\"&$A90))","v":"★"}]
[102,null,null,null,null,null,null,null,null,null,null,null,null,null,null,null,null,null,null,null,null,null,null,null,null,null,null,null,null,null,null,null,80,{"$f":"IF(INDIRECT($C$4&\"C\"&$A91)=\"\",\"★\",INDIRECT($C$4&\"C\"&$A91))","v":"★"},{"$f":"IF(INDIRECT($C$4&\"D\"&$A91)=\"\",\"★\",INDIRECT($C$4&\"D\"&$A91))","v":"★"},{"$f":"IF(INDIRECT($C$4&\"E\"&$A91)=\"\",\"★\",INDIRECT($C$4&\"E\"&$A91))","v":0},{"$f":"IF(INDIRECT($C$4&\"F\"&$A91)=\"\",\"★\",INDIRECT($C$4&\"F\"&$A91))","v":"★"},{"$f":"IF(INDIRECT($C$4&\"G\"&$A91)=\"\",\"★\",INDIRECT($C$4&\"G\"&$A91))","v":"★"},{"$f":"IF(INDIRECT($C$4&\"H\"&$A91)=\"\",\"★\",INDIRECT($C$4&\"H\"&$A91))","v":"★"},{"$f":"IF(INDIRECT($C$4&\"I\"&$A91)=\"\",\"★\",INDIRECT($C$4&\"I\"&$A91))","v":"★"},{"$f":"IF(INDIRECT($C$4&\"J\"&$A91)=\"\",\"★\",INDIRECT($C$4&\"J\"&$A91))","v":"★"},{"$f":"IF(INDIRECT($C$4&\"K\"&$A91)=\"\",\"★\",INDIRECT($C$4&\"K\"&$A91))","v":"★"},{"$f":"IF(INDIRECT($C$4&\"AC\"&$A91)=\"\",\"★\",INDIRECT($C$4&\"AC\"&$A91))","v":"★"},{"$f":"IF(INDIRECT($C$4&\"AD\"&$A91)=\"\",\"★\",INDIRECT($C$4&\"AD\"&$A91))","v":"★"},{"$f":"IF(INDIRECT($C$4&\"L\"&$A91)=\"\",\"★\",INDIRECT($C$4&\"L\"&$A91))","v":"★"},80,{"$f":"IF(INDIRECT($D$4&\"C\"&$A91)=\"\",\"★\",INDIRECT($D$4&\"C\"&$A91))","v":"★"},{"$f":"IF(INDIRECT($D$4&\"D\"&$A91)=\"\",\"★\",INDIRECT($D$4&\"D\"&$A91))","v":"★"},{"$f":"IF(INDIRECT($D$4&\"E\"&$A91)=\"\",\"★\",INDIRECT($D$4&\"E\"&$A91))","v":0},{"$f":"IF(INDIRECT($D$4&\"F\"&$A91)=\"\",\"★\",INDIRECT($D$4&\"F\"&$A91))","v":"★"},{"$f":"IF(INDIRECT($D$4&\"G\"&$A91)=\"\",\"★\",INDIRECT($D$4&\"G\"&$A91))","v":"★"},{"$f":"IF(INDIRECT($D$4&\"H\"&$A91)=\"\",\"★\",INDIRECT($D$4&\"H\"&$A91))","v":"★"},{"$f":"IF(INDIRECT($D$4&\"I\"&$A91)=\"\",\"★\",INDIRECT($D$4&\"I\"&$A91))","v":"★"},{"$f":"IF(INDIRECT($D$4&\"J\"&$A91)=\"\",\"★\",INDIRECT($D$4&\"J\"&$A91))","v":"★"},{"$f":"IF(INDIRECT($D$4&\"K\"&$A91)=\"\",\"★\",INDIRECT($D$4&\"K\"&$A91))","v":"★"},{"$f":"IF(INDIRECT($D$4&\"AC\"&$A91)=\"\",\"★\",INDIRECT($D$4&\"AC\"&$A91))","v":"★"},{"$f":"IF(INDIRECT($D$4&\"AD\"&$A91)=\"\",\"★\",INDIRECT($D$4&\"AD\"&$A91))","v":"★"},{"$f":"IF(INDIRECT($D$4&\"L\"&$A91)=\"\",\"★\",INDIRECT($D$4&\"L\"&$A91))","v":"★"},80,{"$f":"IF(INDIRECT($E$4&\"C\"&$A91)=\"\",\"★\",INDIRECT($E$4&\"C\"&$A91))","v":"★"},{"$f":"IF(INDIRECT($E$4&\"D\"&$A91)=\"\",\"★\",INDIRECT($E$4&\"D\"&$A91))","v":"★"},{"$f":"IF(INDIRECT($E$4&\"E\"&$A91)=\"\",\"★\",INDIRECT($E$4&\"E\"&$A91))","v":0},{"$f":"IF(INDIRECT($E$4&\"F\"&$A91)=\"\",\"★\",INDIRECT($E$4&\"F\"&$A91))","v":"★"},{"$f":"IF(INDIRECT($E$4&\"G\"&$A91)=\"\",\"★\",INDIRECT($E$4&\"G\"&$A91))","v":"★"},{"$f":"IF(INDIRECT($E$4&\"H\"&$A91)=\"\",\"★\",INDIRECT($E$4&\"H\"&$A91))","v":"★"},{"$f":"IF(INDIRECT($E$4&\"I\"&$A91)=\"\",\"★\",INDIRECT($E$4&\"I\"&$A91))","v":"★"},{"$f":"IF(INDIRECT($E$4&\"J\"&$A91)=\"\",\"★\",INDIRECT($E$4&\"J\"&$A91))","v":"★"},{"$f":"IF(INDIRECT($E$4&\"K\"&$A91)=\"\",\"★\",INDIRECT($E$4&\"K\"&$A91))","v":"★"},{"$f":"IF(INDIRECT($E$4&\"AC\"&$A91)=\"\",\"★\",INDIRECT($E$4&\"AC\"&$A91))","v":"★"},{"$f":"IF(INDIRECT($E$4&\"AD\"&$A91)=\"\",\"★\",INDIRECT($E$4&\"AD\"&$A91))","v":"★"},{"$f":"IF(INDIRECT($E$4&\"L\"&$A91)=\"\",\"★\",INDIRECT($E$4&\"L\"&$A91))","v":"★"},null,null,null,null,null,null,null,null,null,null,null,null,null,null,80,{"$f":"IF(INDIRECT($G$4&\"C\"&$A91)=\"\",\"★\",INDIRECT($G$4&\"C\"&$A91))","v":"★"},{"$f":"IF(INDIRECT($G$4&\"D\"&$A91)=\"\",\"★\",INDIRECT($G$4&\"D\"&$A91))","v":"★"},{"$f":"IF(INDIRECT($G$4&\"E\"&$A91)=\"\",\"★\",INDIRECT($G$4&\"E\"&$A91))","v":"★"},{"$f":"IF(INDIRECT($G$4&\"F\"&$A91)=\"\",\"★\",INDIRECT($G$4&\"F\"&$A91))","v":"★"},{"$f":"IF(INDIRECT($G$4&\"G\"&$A91)=\"\",\"★\",INDIRECT($G$4&\"G\"&$A91))","v":"★"},{"$f":"IF(INDIRECT($G$4&\"H\"&$A91)=\"\",\"★\",INDIRECT($G$4&\"H\"&$A91))","v":"★"},{"$f":"IF(INDIRECT($G$4&\"I\"&$A91)=\"\",\"★\",INDIRECT($G$4&\"I\"&$A91))","v":"★"},{"$f":"IF(INDIRECT($G$4&\"J\"&$A91)=\"\",\"★\",INDIRECT($G$4&\"J\"&$A91))","v":"★"},{"$f":"IF(INDIRECT($G$4&\"K\"&$A91)=\"\",\"★\",INDIRECT($G$4&\"K\"&$A91))","v":"★"},{"$f":"IF(INDIRECT($G$4&\"N\"&$A91)=\"\",\"★\",INDIRECT($G$4&\"N\"&$A91))","v":"★"},{"$f":"IF(INDIRECT($G$4&\"O\"&$A91)=\"\",\"★\",INDIRECT($G$4&\"O\"&$A91))","v":"★"},{"$f":"IF(INDIRECT($G$4&\"L\"&$A91)=\"\",\"★\",INDIRECT($G$4&\"L\"&$A91))","v":"★"},80,{"$f":"IF(INDIRECT($H$4&\"C\"&$A91)=\"\",\"★\",INDIRECT($H$4&\"C\"&$A91))","v":"★"},{"$f":"IF(INDIRECT($H$4&\"D\"&$A91)=\"\",\"★\",INDIRECT($H$4&\"D\"&$A91))","v":"★"},{"$f":"IF(INDIRECT($H$4&\"E\"&$A91)=\"\",\"★\",INDIRECT($H$4&\"E\"&$A91))","v":"★"},{"$f":"IF(INDIRECT($H$4&\"F\"&$A91)=\"\",\"★\",INDIRECT($H$4&\"F\"&$A91))","v":"★"},{"$f":"IF(INDIRECT($H$4&\"G\"&$A91)=\"\",\"★\",INDIRECT($H$4&\"G\"&$A91))","v":"★"},{"$f":"IF(INDIRECT($H$4&\"H\"&$A91)=\"\",\"★\",INDIRECT($H$4&\"H\"&$A91))","v":"★"},{"$f":"IF(INDIRECT($H$4&\"I\"&$A91)=\"\",\"★\",INDIRECT($H$4&\"I\"&$A91))","v":"★"},{"$f":"IF(INDIRECT($H$4&\"J\"&$A91)=\"\",\"★\",INDIRECT($H$4&\"J\"&$A91))","v":"★"},{"$f":"IF(INDIRECT($H$4&\"K\"&$A91)=\"\",\"★\",INDIRECT($H$4&\"K\"&$A91))","v":"★"},{"$f":"IF(INDIRECT($H$4&\"N\"&$A91)=\"\",\"★\",INDIRECT($H$4&\"N\"&$A91))","v":"★"},{"$f":"IF(INDIRECT($H$4&\"O\"&$A91)=\"\",\"★\",INDIRECT($H$4&\"O\"&$A91))","v":"★"},{"$f":"IF(INDIRECT($H$4&\"L\"&$A91)=\"\",\"★\",INDIRECT($H$4&\"L\"&$A91))","v":"★"},80,{"$f":"IF(INDIRECT($I$4&\"C\"&$A91)=\"\",\"★\",INDIRECT($I$4&\"C\"&$A91))","v":"★"},{"$f":"IF(INDIRECT($I$4&\"D\"&$A91)=\"\",\"★\",INDIRECT($I$4&\"D\"&$A91))","v":"★"},{"$f":"IF(INDIRECT($I$4&\"E\"&$A91)=\"\",\"★\",INDIRECT($I$4&\"E\"&$A91))","v":"★"},{"$f":"IF(INDIRECT($I$4&\"F\"&$A91)=\"\",\"★\",INDIRECT($I$4&\"F\"&$A91))","v":"★"},{"$f":"IF(INDIRECT($I$4&\"G\"&$A91)=\"\",\"★\",INDIRECT($I$4&\"G\"&$A91))","v":"★"},{"$f":"IF(INDIRECT($I$4&\"H\"&$A91)=\"\",\"★\",INDIRECT($I$4&\"H\"&$A91))","v":"★"},{"$f":"IF(INDIRECT($I$4&\"I\"&$A91)=\"\",\"★\",INDIRECT($I$4&\"I\"&$A91))","v":"★"},{"$f":"IF(INDIRECT($I$4&\"J\"&$A91)=\"\",\"★\",INDIRECT($I$4&\"J\"&$A91))","v":"★"},{"$f":"IF(INDIRECT($I$4&\"K\"&$A91)=\"\",\"★\",INDIRECT($I$4&\"K\"&$A91))","v":"★"},{"$f":"IF(INDIRECT($I$4&\"N\"&$A91)=\"\",\"★\",INDIRECT($I$4&\"N\"&$A91))","v":"★"},{"$f":"IF(INDIRECT($I$4&\"O\"&$A91)=\"\",\"★\",INDIRECT($I$4&\"O\"&$A91))","v":"★"},{"$f":"IF(INDIRECT($I$4&\"L\"&$A91)=\"\",\"★\",INDIRECT($I$4&\"L\"&$A91))","v":"★"}]

{"sheet":"集計用_診断概要","index":54,"n_rows":35,"n_cols":65,"rows_kept":35,"cut":false,"hidden":true,"merged":[[6,38,6,39],[7,38,8,38],[7,39,8,39],[6,64,8,64],[7,1,8,1],[7,2,8,2],[7,3,8,3],[7,10,8,10],[7,6,7,9],[6,13,8,13],[7,14,7,16],[6,14,6,16],[6,2,6,9],[6,19,8,19],[6,10,6,12],[7,11,7,12],[6,26,6,37],[7,35,8,35],[7,36,8,36],[7,37,8,37],[6,17,6,18],[6,20,6,25],[7,26,7,32],[7,33,7,34],[7,43,7,44],[7,40,7,42],[6,40,6,44],[7,50,7,51],[7,52,8,52],[6,46,6,57],[7,46,7,48],[7,49,8,49],[7,53,8,53],[7,54,8,54],[6,58,6,63],[7,58,8,58],[7,55,8,55],[7,56,8,56],[7,57,8,57],[7,59,8,59],[7,60,8,60],[7,61,8,61],[7,62,8,62],[7,63,8,63]]}
[]
[]
[null,"INDIRECT用"]
[null,{"$f":"\"'\"&RIGHT(CELL(\"filename\",支援実施記録!$A$1),LEN(CELL(\"filename\",支援実施記録!$A$1))-FIND(\"]\",CELL(\"filename\",支援実施記録!$A$1)))&\"'!\"","v":"'支援実施記録'!"},{"$f":"\"'\"&RIGHT(CELL(\"filename\",'411工場・事業場概要'!$A$1),LEN(CELL(\"filename\",'411工場・事業場概要'!$A$1))-FIND(\"]\",CELL(\"filename\",'411工場・事業場概要'!$A$1)))&\"'!\"","v":"'411工場・事業場概要'!"},{"$f":"\"'\"&RIGHT(CELL(\"filename\",主要機器の排出量!$A$1),LEN(CELL(\"filename\",主要機器の排出量!$A$1))-FIND(\"]\",CELL(\"filename\",主要機器の排出量!$A$1)))&\"'!\"","v":"'主要機器の排出量'!"},{"$f":"\"'\"&RIGHT(CELL(\"filename\",'421現状の課題'!$A$1),LEN(CELL(\"filename\",'421現状の課題'!$A$1))-FIND(\"]\",CELL(\"filename\",'421現状の課題'!$A$1)))&\"'!\"","v":"'421現状の課題'!"},{"$f":"\"'\"&RIGHT(CELL(\"filename\",'422提案対策一覧'!$A$1),LEN(CELL(\"filename\",'422提案対策一覧'!$A$1))-FIND(\"]\",CELL(\"filename\",'422提案対策一覧'!$A$1)))&\"'!\"","v":"'422提案対策一覧'!"},{"$f":"\"'\"&RIGHT(CELL(\"filename\",'431報告会議事録'!$A$1),LEN(CELL(\"filename\",'431報告会議事録'!$A$1))-FIND(\"]\",CELL(\"filename\",'431報告会議事録'!$A$1)))&\"'!\"","v":"'431報告会議事録'!"},null,null,null,null,null,null,null,null,null,null,null,null,null,null,null,null,null,null,null,null,null,null,null,null,null,null,null,null,null,null,null,"1=あり"]
[null,null,null,null,null,null,null,null,null,null,null,null,null,null,null,null,null,null,null,null,null,null,null,null,null,null,null,null,null,null,null,null,null,null,null,null,null,null,"2=なし"]
[null,null,null,null,null,null,{"$f":"IF(INDIRECT($C$4&\"W12\")=\"\",\"★\",INDIRECT($C$4&\"W12\"))","v":"産業"},null,null,null,null,null,null,411,null,null,null,"主要機器",null,null,421,null,null,null,null,null,422,null,null,null,null,null,null,null,null,null,null,null,null,null,431,null,null,null,null,null,422,null,null,null,null,null,null,null,null,null,null,null,431,null,null,null,null,null,431]
[null,null,"事業者情報",null,null,null,null,null,null,null,"支援機関",null,null,"CO2排出削減の取組状況","基準年度の状況",null,null,"主要機器の把握状況",null,"エネルギーフロー＆ロスのまとめ","現状の課題",null,null,null,null,null,"提案対策のまとめ（低炭素系統電力への変更提案を除く）",null,null,null,null,null,null,null,null,null,null,null,"支援計画との相違",null,"実施判断のまとめ（低炭素系統電力への変更提案を除く）",null,null,null,null,null,"対策の概要",null,null,null,null,null,null,null,null,null,null,null,"事業者の実施判断",null,null,null,null,null,"備考"]
[null,"採択番号","事業者名","事業所名",null,null,"事業規模",null,null,null,"主支援機関名,支援責任者名","副／共同支援機関",null,null,"基準年度",null,null,null,null,null,null,null,null,null,null,null,"対策提案数",null,null,null,null,null,null,"CO2削減効果",null,"（a）\n導入コスト\n（千円）","（b）\n運転コスト削減効果\n（千円/年）","単純投資\n回収年数\n(a)/(b)","支援計画との相違あり／なし","相違の理由","実施判断結果",null,null,"「実施する対策」によるCO2削減効果",null,null,"対策",null,null,"対象システム／設備","CO2削減効果",null,"（a）\n導入コスト\n（千円）","（b）\n運転コスト削減効果\n（千円/年）","単純投資回収年数(a)/(b)","推奨\n対策","制約\n条件","活用可能な\n補助制度","実施\n可能な\n体制が\nある","品質\nへの\n影響が\n少ない","事業・投資計画と合致する","実施判断","実施希望時期","事業者のコメント"]
[null,null,null,null,"中分類","小分類",{"$f":"IF(INDIRECT($C$4&\"F14\")=\"\",\"★\",INDIRECT($C$4&\"F14\"))","v":"工場・事業場全体の年間出荷額"},{"$f":"IF(INDIRECT($C$4&\"F15\")=\"\",\"★\",INDIRECT($C$4&\"F15\"))","v":"最終製品の名称"},{"$f":"IF(INDIRECT($C$4&\"F16\")=\"\",\"★\",INDIRECT($C$4&\"F16\"))","v":"最終製品の年間生産量及び単位"},{"$f":"IF(INDIRECT($C$4&\"F17\")=\"\",\"★\",INDIRECT($C$4&\"F17\"))","v":"---"},null,"種別","支援機関名、支援責任者名",null,"CO2排出量(t-CO2/年)","エネルギー使用量(GJ/年）","まとめ","主要機器のCO2排出量の合計(t-CO2/年)","事業所全体のCO2排出量に占める割合",null,null,"対象設備機器","課題","計測番号","対策番号①","対策番号②","総提案数","運用改善","部分更新・機能付加","設備導入","燃料低炭素化","電化","電力低炭素化","CO2削減量\n(tCO2/年)","削減率(%)\n(事業所全体)",null,null,null,null,null,"実施する対策数","実施しない対策数","判断保留の対策数","CO2削減量(tCO2/年)","削減率(%)(事業所全体)",null,"対策番号","対策種別","対策名称",null,"CO2削減量(tCO2/年)","削減率(%)(事業所全体)"]
[null,{"$f":"IF(INDIRECT($B$4&\"H8\")=\"\",\"★\",INDIRECT($B$4&\"H8\"))","v":"★"},{"$f":"IF(INDIRECT($B$4&\"H9\")=\"\",\"★\",INDIRECT($B$4&\"H9\"))","v":"ABC工業株式会社"},{"$f":"IF(INDIRECT($B$4&\"H10\")=\"\",\"★\",INDIRECT($B$4&\"H10\"))","v":"ABC工業株式会社SHIFT工場"},{"$f":"IF(表紙!L47=\"\",\"★\",表紙!L47)","v":"21 窯業・土石製品製造業"},{"$f":"IF(表紙!L49=\"\",\"★\",表紙!L49)","v":"211 ガラス・同製品製造業"},{"$f":"IF(INDIRECT($C$4&\"Q14\")=\"\",\"★\",INDIRECT($C$4&\"Q14\"))","v":"★"},{"$f":"IF(INDIRECT($C$4&\"Q15\")=\"\",\"★\",INDIRECT($C$4&\"Q15\"))","v":"★"},{"$f":"IF(INDIRECT($C$4&\"Q16\")=\"\",\"★\",INDIRECT($C$4&\"Q16\"))","v":"★"},{"$f":"IF(INDIRECT($C$4&\"Q17\")=\"\",\"★\",INDIRECT($C$4&\"Q17\"))","v":"★"},{"$f":"IF(INDIRECT($B$4&\"H11\")=\"\",\"★\",INDIRECT($B$4&\"H11\"))","v":"★"},{"$f":"IF(INDIRECT($B$4&\"B15\")=\"\",\"★\",INDIRECT($B$4&\"B15\"))","v":"副/共同支援機関"},{"$f":"IF(INDIRECT($B$4&\"H15\")=\"\",\"★\",INDIRECT($B$4&\"H15\"))","v":"★"},{"$f":"IF(INDIRECT($C$4&\"B20\")=\"\",\"★\",INDIRECT($C$4&\"B20\"))","v":"★"},{"$f":"IF(INDIRECT($C$4&\"G28\")=\"\",\"★\",INDIRECT($C$4&\"G28\"))","v":4379.9200666666666},{"$f":"IF(INDIRECT($C$4&\"Y28\")=\"\",\"★\",INDIRECT($C$4&\"Y28\"))","v":67161.133333333331},{"$f":"IF(INDIRECT($C$4&\"B32\")=\"\",\"★\",INDIRECT($C$4&\"B32\"))","v":"★"},{"$f":"IF(INDIRECT($D$4&\"T5\")=\"\",\"★\",INDIRECT($D$4&\"T5\"))","v":0},{"$f":"IF(INDIRECT($D$4&\"T6\")=\"\",\"★\",INDIRECT($D$4&\"T6\"))","v":0},{"$f":"IF(INDIRECT($D$4&\"B29\")=\"\",\"★\",INDIRECT($D$4&\"B29\"))","v":"★"},1,{"$f":"IF(INDIRECT($E$4&\"J10\")=\"\",\"★\",INDIRECT($E$4&\"J10\"))","v":"★"},{"$f":"IF(INDIRECT($E$4&\"O10\")=\"\",\"★\",INDIRECT($E$4&\"O10\"))","v":"★"},{"$f":"IF(INDIRECT($E$4&\"Y10\")=\"\",\"★\",INDIRECT($E$4&\"Y10\"))","v":"★"},{"$f":"IF(INDIRECT($E$4&\"AA10\")=\"\",\"★\",INDIRECT($E$4&\"AA10\"))","v":"★"},{"$f":"IF(INDIRECT($E$4&\"AA11\")=\"\",\"★\",INDIRECT($E$4&\"AA11\"))","v":"★"},{"$f":"IF(INDIRECT($F$4&\"B12\")=\"\",\"★\",INDIRECT($F$4&\"B12\"))","v":0},{"$f":"IF(INDIRECT($F$4&\"E12\")=\"\",\"★\",INDIRECT($F$4&\"E12\"))","v":0},{"$f":"IF(INDIRECT($F$4&\"H12\")=\"\",\"★\",INDIRECT($F$4&\"H12\"))","v":0},{"$f":"IF(INDIRECT($F$4&\"K12\")=\"\",\"★\",INDIRECT($F$4&\"K12\"))","v":0},{"$f":"IF(INDIRECT($F$4&\"N12\")=\"\",\"★\",INDIRECT($F$4&\"N12\"))","v":0},{"$f":"IF(INDIRECT($F$4&\"Q12\")=\"\",\"★\",INDIRECT($F$4&\"Q12\"))","v":0},{"$f":"IF(INDIRECT($F$4&\"T12\")=\"\",\"★\",INDIRECT($F$4&\"T12\"))","v":0},{"$f":"IF(INDIRECT($F$4&\"W12\")=\"\",\"★\",INDIRECT($F$4&\"W12\"))","v":0},{"$f":"IF(INDIRECT($F$4&\"AB12\")=\"\",\"★\",INDIRECT($F$4&\"AB12\"))","v":0},{"$f":"IF(INDIRECT($F$4&\"AF12\")=\"\",\"★\",INDIRECT($F$4&\"AF12\"))","v":0},{"$f":"IF(INDIRECT($F$4&\"AJ12\")=\"\",\"★\",INDIRECT($F$4&\"AJ12\"))","v":0},{"$f":"IF(INDIRECT($F$4&\"AN12\")=\"\",\"★\",INDIRECT($F$4&\"AN12\"))","v":"---"},{"$f":"IF(INDIRECT($F$4&\"CQ15\")=\"\",\"★\",INDIRECT($F$4&\"CQ15\"))","v":0},{"$f":"IF(INDIRECT($F$4&\"F17\")=\"\",\"★\",INDIRECT($F$4&\"F17\"))","v":"★"},{"$f":"IF(INDIRECT($G$4&\"B20\")=\"\",\"★\",INDIRECT($G$4&\"B20\"))","v":0},{"$f":"IF(INDIRECT($G$4&\"H20\")=\"\",\"★\",INDIRECT($G$4&\"H20\"))","v":0},{"$f":"IF(INDIRECT($G$4&\"N20\")=\"\",\"★\",INDIRECT($G$4&\"N20\"))","v":0},{"$f":"IF(INDIRECT($G$4&\"T20\")=\"\",\"★\",INDIRECT($G$4&\"T20\"))","v":0},{"$f":"IF(INDIRECT($G$4&\"AA20\")=\"\",\"★\",INDIRECT($G$4&\"AA20\"))","v":0},"b1",{"$f":"IF(INDIRECT($F$4&\"C27\")=\"\",\"★\",INDIRECT($F$4&\"C27\"))","v":"★"},{"$f":"IF(INDIRECT($F$4&\"E27\")=\"\",\"★\",INDIRECT($F$4&\"E27\"))","v":"★"},{"$f":"IF(INDIRECT($F$4&\"H27\")=\"\",\"★\",INDIRECT($F$4&\"H27\"))","v":"★"},{"$f":"IF(INDIRECT($F$4&\"S27\")=\"\",\"★\",INDIRECT($F$4&\"S27\"))","v":"★"},{"$f":"IF(INDIRECT($F$4&\"V27\")=\"\",\"★\",INDIRECT($F$4&\"V27\"))","v":"★"},{"$f":"IF(INDIRECT($F$4&\"Y27\")=\"\",\"★\",INDIRECT($F$4&\"Y27\"))","v":"★"},{"$f":"IF(INDIRECT($F$4&\"AB27\")=\"\",\"★\",INDIRECT($F$4&\"AB27\"))","v":"★"},{"$f":"IF(INDIRECT($F$4&\"AF27\")=\"\",\"★\",INDIRECT($F$4&\"AF27\"))","v":"★"},{"$f":"IF(INDIRECT($F$4&\"AI27\")=\"\",\"★\",INDIRECT($F$4&\"AI27\"))","v":"★"},{"$f":"IF(INDIRECT($F$4&\"AL27\")=\"\",\"★\",INDIRECT($F$4&\"AL27\"))","v":"★"},{"$f":"IF(INDIRECT($F$4&\"AN27\")=\"\",\"★\",INDIRECT($F$4&\"AN27\"))","v":"★"},{"$f":"IF(INDIRECT($F$4&\"AP27\")=\"\",\"★\",INDIRECT($F$4&\"AP27\"))","v":"★"},{"$f":"IF(INDIRECT($G$4&\"R29\")=\"\",\"★\",INDIRECT($G$4&\"R29\"))","v":"★"},{"$f":"IF(INDIRECT($G$4&\"T29\")=\"\",\"★\",INDIRECT($G$4&\"T29\"))","v":"★"},{"$f":"IF(INDIRECT($G$4&\"V29\")=\"\",\"★\",INDIRECT($G$4&\"V29\"))","v":"★"},{"$f":"IF(INDIRECT($G$4&\"X29\")=\"\",\"★\",INDIRECT($G$4&\"X29\"))","v":"★"},{"$f":"IF(INDIRECT($G$4&\"X30\")=\"\",\"★\",INDIRECT($G$4&\"X30\"))","v":"★"},{"$f":"IF(INDIRECT($G$4&\"AB29\")=\"\",\"★\",INDIRECT($G$4&\"AB29\"))","v":"★"},{"$f":"IF(INDIRECT($G$4&\"B93\")=\"\",\"★\",INDIRECT($G$4&\"B93\"))","v":"★"}]
[null,null,null,null,null,null,null,null,null,null,{"$f":"IF(INDIRECT($B$4&\"J12\")=\"\",\"★\",INDIRECT($B$4&\"J12\"))","v":"★"},null,{"$f":"IF(INDIRECT($B$4&\"J16\")=\"\",\"★\",INDIRECT($B$4&\"J16\"))","v":"★"},null,null,null,null,null,null,null,2,{"$f":"IF(INDIRECT($E$4&\"J12\")=\"\",\"★\",INDIRECT($E$4&\"J12\"))","v":"★"},{"$f":"IF(INDIRECT($E$4&\"O12\")=\"\",\"★\",INDIRECT($E$4&\"O12\"))","v":"★"},{"$f":"IF(INDIRECT($E$4&\"Y12\")=\"\",\"★\",INDIRECT($E$4&\"Y12\"))","v":"★"},{"$f":"IF(INDIRECT($E$4&\"AA12\")=\"\",\"★\",INDIRECT($E$4&\"AA12\"))","v":"★"},{"$f":"IF(INDIRECT($E$4&\"AA13\")=\"\",\"★\",INDIRECT($E$4&\"AA13\"))","v":"★"},null,null,null,null,null,null,null,null,null,null,null,null,null,null,null,null,null,null,null,"b2",{"$f":"IF(INDIRECT($F$4&\"C28\")=\"\",\"★\",INDIRECT($F$4&\"C28\"))","v":"★"},{"$f":"IF(INDIRECT($F$4&\"E28\")=\"\",\"★\",INDIRECT($F$4&\"E28\"))","v":"★"},{"$f":"IF(INDIRECT($F$4&\"H28\")=\"\",\"★\",INDIRECT($F$4&\"H28\"))","v":"★"},{"$f":"IF(INDIRECT($F$4&\"S28\")=\"\",\"★\",INDIRECT($F$4&\"S28\"))","v":"★"},{"$f":"IF(INDIRECT($F$4&\"V28\")=\"\",\"★\",INDIRECT($F$4&\"V28\"))","v":"★"},{"$f":"IF(INDIRECT($F$4&\"Y28\")=\"\",\"★\",INDIRECT($F$4&\"Y28\"))","v":"★"},{"$f":"IF(INDIRECT($F$4&\"AB28\")=\"\",\"★\",INDIRECT($F$4&\"AB28\"))","v":"★"},{"$f":"IF(INDIRECT($F$4&\"AF28\")=\"\",\"★\",INDIRECT($F$4&\"AF28\"))","v":"★"},{"$f":"IF(INDIRECT($F$4&\"AI28\")=\"\",\"★\",INDIRECT($F$4&\"AI28\"))","v":"★"},{"$f":"IF(INDIRECT($F$4&\"AL28\")=\"\",\"★\",INDIRECT($F$4&\"AL28\"))","v":"★"},{"$f":"IF(INDIRECT($F$4&\"AN28\")=\"\",\"★\",INDIRECT($F$4&\"AN28\"))","v":"★"},{"$f":"IF(INDIRECT($F$4&\"AP28\")=\"\",\"★\",INDIRECT($F$4&\"AP28\"))","v":"★"},{"$f":"IF(INDIRECT($G$4&\"R31\")=\"\",\"★\",INDIRECT($G$4&\"R31\"))","v":"★"},{"$f":"IF(INDIRECT($G$4&\"T31\")=\"\",\"★\",INDIRECT($G$4&\"T31\"))","v":"★"},{"$f":"IF(INDIRECT($G$4&\"V31\")=\"\",\"★\",INDIRECT($G$4&\"V31\"))","v":"★"},{"$f":"IF(INDIRECT($G$4&\"X31\")=\"\",\"★\",INDIRECT($G$4&\"X31\"))","v":"★"},{"$f":"IF(INDIRECT($G$4&\"X32\")=\"\",\"★\",INDIRECT($G$4&\"X32\"))","v":"★"},{"$f":"IF(INDIRECT($G$4&\"AB31\")=\"\",\"★\",INDIRECT($G$4&\"AB31\"))","v":"★"}]
[null,null,null,null,null,null,null,null,null,null,null,null,null,null,null,null,null,null,null,null,3,{"$f":"IF(INDIRECT($E$4&\"J14\")=\"\",\"★\",INDIRECT($E$4&\"J14\"))","v":"★"},{"$f":"IF(INDIRECT($E$4&\"O14\")=\"\",\"★\",INDIRECT($E$4&\"O14\"))","v":"★"},{"$f":"IF(INDIRECT($E$4&\"Y14\")=\"\",\"★\",INDIRECT($E$4&\"Y14\"))","v":"★"},{"$f":"IF(INDIRECT($E$4&\"AA14\")=\"\",\"★\",INDIRECT($E$4&\"AA14\"))","v":"★"},{"$f":"IF(INDIRECT($E$4&\"AA15\")=\"\",\"★\",INDIRECT($E$4&\"AA15\"))","v":"★"},null,null,null,null,null,null,null,null,null,null,null,null,null,null,null,null,null,null,null,"b3",{"$f":"IF(INDIRECT($F$4&\"C29\")=\"\",\"★\",INDIRECT($F$4&\"C29\"))","v":"★"},{"$f":"IF(INDIRECT($F$4&\"E29\")=\"\",\"★\",INDIRECT($F$4&\"E29\"))","v":"★"},{"$f":"IF(INDIRECT($F$4&\"H29\")=\"\",\"★\",INDIRECT($F$4&\"H29\"))","v":"★"},{"$f":"IF(INDIRECT($F$4&\"S29\")=\"\",\"★\",INDIRECT($F$4&\"S29\"))","v":"★"},{"$f":"IF(INDIRECT($F$4&\"V29\")=\"\",\"★\",INDIRECT($F$4&\"V29\"))","v":"★"},{"$f":"IF(INDIRECT($F$4&\"Y29\")=\"\",\"★\",INDIRECT($F$4&\"Y29\"))","v":"★"},{"$f":"IF(INDIRECT($F$4&\"AB29\")=\"\",\"★\",INDIRECT($F$4&\"AB29\"))","v":"★"},{"$f":"IF(INDIRECT($F$4&\"AF29\")=\"\",\"★\",INDIRECT($F$4&\"AF29\"))","v":"★"},{"$f":"IF(INDIRECT($F$4&\"AI29\")=\"\",\"★\",INDIRECT($F$4&\"AI29\"))","v":"★"},{"$f":"IF(INDIRECT($F$4&\"AL29\")=\"\",\"★\",INDIRECT($F$4&\"AL29\"))","v":"★"},{"$f":"IF(INDIRECT($F$4&\"AN29\")=\"\",\"★\",INDIRECT($F$4&\"AN29\"))","v":"★"},{"$f":"IF(INDIRECT($F$4&\"AP29\")=\"\",\"★\",INDIRECT($F$4&\"AP29\"))","v":"★"},{"$f":"IF(INDIRECT($G$4&\"R33\")=\"\",\"★\",INDIRECT($G$4&\"R33\"))","v":"★"},{"$f":"IF(INDIRECT($G$4&\"T33\")=\"\",\"★\",INDIRECT($G$4&\"T33\"))","v":"★"},{"$f":"IF(INDIRECT($G$4&\"V33\")=\"\",\"★\",INDIRECT($G$4&\"V33\"))","v":"★"},{"$f":"IF(INDIRECT($G$4&\"X33\")=\"\",\"★\",INDIRECT($G$4&\"X33\"))","v":"★"},{"$f":"IF(INDIRECT($G$4&\"X34\")=\"\",\"★\",INDIRECT($G$4&\"X34\"))","v":"★"},{"$f":"IF(INDIRECT($G$4&\"AB33\")=\"\",\"★\",INDIRECT($G$4&\"AB33\"))","v":"★"}]
[null,null,null,null,null,null,null,null,null,null,null,null,null,null,null,null,null,null,null,null,4,{"$f":"IF(INDIRECT($E$4&\"J16\")=\"\",\"★\",INDIRECT($E$4&\"J16\"))","v":"★"},{"$f":"IF(INDIRECT($E$4&\"O16\")=\"\",\"★\",INDIRECT($E$4&\"O16\"))","v":"★"},{"$f":"IF(INDIRECT($E$4&\"Y16\")=\"\",\"★\",INDIRECT($E$4&\"Y16\"))","v":"★"},{"$f":"IF(INDIRECT($E$4&\"AA16\")=\"\",\"★\",INDIRECT($E$4&\"AA16\"))","v":"★"},{"$f":"IF(INDIRECT($E$4&\"AA17\")=\"\",\"★\",INDIRECT($E$4&\"AA17\"))","v":"★"},null,null,null,null,null,null,null,null,null,null,null,null,null,null,null,null,null,null,null,"b4",{"$f":"IF(INDIRECT($F$4&\"C30\")=\"\",\"★\",INDIRECT($F$4&\"C30\"))","v":"★"},{"$f":"IF(INDIRECT($F$4&\"E30\")=\"\",\"★\",INDIRECT($F$4&\"E30\"))","v":"★"},{"$f":"IF(INDIRECT($F$4&\"H30\")=\"\",\"★\",INDIRECT($F$4&\"H30\"))","v":"★"},{"$f":"IF(INDIRECT($F$4&\"S30\")=\"\",\"★\",INDIRECT($F$4&\"S30\"))","v":"★"},{"$f":"IF(INDIRECT($F$4&\"V30\")=\"\",\"★\",INDIRECT($F$4&\"V30\"))","v":"★"},{"$f":"IF(INDIRECT($F$4&\"Y30\")=\"\",\"★\",INDIRECT($F$4&\"Y30\"))","v":"★"},{"$f":"IF(INDIRECT($F$4&\"AB30\")=\"\",\"★\",INDIRECT($F$4&\"AB30\"))","v":"★"},{"$f":"IF(INDIRECT($F$4&\"AF30\")=\"\",\"★\",INDIRECT($F$4&\"AF30\"))","v":"★"},{"$f":"IF(INDIRECT($F$4&\"AI30\")=\"\",\"★\",INDIRECT($F$4&\"AI30\"))","v":"★"},{"$f":"IF(INDIRECT($F$4&\"AL30\")=\"\",\"★\",INDIRECT($F$4&\"AL30\"))","v":"★"},{"$f":"IF(INDIRECT($F$4&\"AN30\")=\"\",\"★\",INDIRECT($F$4&\"AN30\"))","v":"★"},{"$f":"IF(INDIRECT($F$4&\"AP30\")=\"\",\"★\",INDIRECT($F$4&\"AP30\"))","v":"★"},{"$f":"IF(INDIRECT($G$4&\"R35\")=\"\",\"★\",INDIRECT($G$4&\"R35\"))","v":"★"},{"$f":"IF(INDIRECT($G$4&\"T35\")=\"\",\"★\",INDIRECT($G$4&\"T35\"))","v":"★"},{"$f":"IF(INDIRECT($G$4&\"V35\")=\"\",\"★\",INDIRECT($G$4&\"V35\"))","v":"★"},{"$f":"IF(INDIRECT($G$4&\"X35\")=\"\",\"★\",INDIRECT($G$4&\"X35\"))","v":"★"},{"$f":"IF(INDIRECT($G$4&\"X36\")=\"\",\"★\",INDIRECT($G$4&\"X36\"))","v":"★"},{"$f":"IF(INDIRECT($G$4&\"AB35\")=\"\",\"★\",INDIRECT($G$4&\"AB35\"))","v":"★"}]
[null,null,null,null,null,null,null,null,null,null,null,null,null,null,null,null,null,null,null,null,5,{"$f":"IF(INDIRECT($E$4&\"J18\")=\"\",\"★\",INDIRECT($E$4&\"J18\"))","v":"★"},{"$f":"IF(INDIRECT($E$4&\"O18\")=\"\",\"★\",INDIRECT($E$4&\"O18\"))","v":"★"},{"$f":"IF(INDIRECT($E$4&\"Y18\")=\"\",\"★\",INDIRECT($E$4&\"Y18\"))","v":"★"},{"$f":"IF(INDIRECT($E$4&\"AA18\")=\"\",\"★\",INDIRECT($E$4&\"AA18\"))","v":"★"},{"$f":"IF(INDIRECT($E$4&\"AA19\")=\"\",\"★\",INDIRECT($E$4&\"AA19\"))","v":"★"},null,null,null,null,null,null,null,null,null,null,null,null,null,null,null,null,null,null,null,"b5",{"$f":"IF(INDIRECT($F$4&\"C31\")=\"\",\"★\",INDIRECT($F$4&\"C31\"))","v":"★"},{"$f":"IF(INDIRECT($F$4&\"E31\")=\"\",\"★\",INDIRECT($F$4&\"E31\"))","v":"★"},{"$f":"IF(INDIRECT($F$4&\"H31\")=\"\",\"★\",INDIRECT($F$4&\"H31\"))","v":"★"},{"$f":"IF(INDIRECT($F$4&\"S31\")=\"\",\"★\",INDIRECT($F$4&\"S31\"))","v":"★"},{"$f":"IF(INDIRECT($F$4&\"V31\")=\"\",\"★\",INDIRECT($F$4&\"V31\"))","v":"★"},{"$f":"IF(INDIRECT($F$4&\"Y31\")=\"\",\"★\",INDIRECT($F$4&\"Y31\"))","v":"★"},{"$f":"IF(INDIRECT($F$4&\"AB31\")=\"\",\"★\",INDIRECT($F$4&\"AB31\"))","v":"★"},{"$f":"IF(INDIRECT($F$4&\"AF31\")=\"\",\"★\",INDIRECT($F$4&\"AF31\"))","v":"★"},{"$f":"IF(INDIRECT($F$4&\"AI31\")=\"\",\"★\",INDIRECT($F$4&\"AI31\"))","v":"★"},{"$f":"IF(INDIRECT($F$4&\"AL31\")=\"\",\"★\",INDIRECT($F$4&\"AL31\"))","v":"★"},{"$f":"IF(INDIRECT($F$4&\"AN31\")=\"\",\"★\",INDIRECT($F$4&\"AN31\"))","v":"★"},{"$f":"IF(INDIRECT($F$4&\"AP31\")=\"\",\"★\",INDIRECT($F$4&\"AP31\"))","v":"★"},{"$f":"IF(INDIRECT($G$4&\"R37\")=\"\",\"★\",INDIRECT($G$4&\"R37\"))","v":"★"},{"$f":"IF(INDIRECT($G$4&\"T37\")=\"\",\"★\",INDIRECT($G$4&\"T37\"))","v":"★"},{"$f":"IF(INDIRECT($G$4&\"V37\")=\"\",\"★\",INDIRECT($G$4&\"V37\"))","v":"★"},{"$f":"IF(INDIRECT($G$4&\"X37\")=\"\",\"★\",INDIRECT($G$4&\"X37\"))","v":"★"},{"$f":"IF(INDIRECT($G$4&\"X38\")=\"\",\"★\",INDIRECT($G$4&\"X38\"))","v":"★"},{"$f":"IF(INDIRECT($G$4&\"AB37\")=\"\",\"★\",INDIRECT($G$4&\"AB37\"))","v":"★"}]
[null,null,null,null,null,null,null,null,null,null,null,null,null,null,null,null,null,null,null,null,6,{"$f":"IF(INDIRECT($E$4&\"J20\")=\"\",\"★\",INDIRECT($E$4&\"J20\"))","v":"★"},{"$f":"IF(INDIRECT($E$4&\"O20\")=\"\",\"★\",INDIRECT($E$4&\"O20\"))","v":"★"},{"$f":"IF(INDIRECT($E$4&\"Y20\")=\"\",\"★\",INDIRECT($E$4&\"Y20\"))","v":"★"},{"$f":"IF(INDIRECT($E$4&\"AA20\")=\"\",\"★\",INDIRECT($E$4&\"AA20\"))","v":"★"},{"$f":"IF(INDIRECT($E$4&\"AA21\")=\"\",\"★\",INDIRECT($E$4&\"AA21\"))","v":"★"},null,null,null,null,null,null,null,null,null,null,null,null,null,null,null,null,null,null,null,"b6",{"$f":"IF(INDIRECT($F$4&\"C32\")=\"\",\"★\",INDIRECT($F$4&\"C32\"))","v":"★"},{"$f":"IF(INDIRECT($F$4&\"E32\")=\"\",\"★\",INDIRECT($F$4&\"E32\"))","v":"★"},{"$f":"IF(INDIRECT($F$4&\"H32\")=\"\",\"★\",INDIRECT($F$4&\"H32\"))","v":"★"},{"$f":"IF(INDIRECT($F$4&\"S32\")=\"\",\"★\",INDIRECT($F$4&\"S32\"))","v":"★"},{"$f":"IF(INDIRECT($F$4&\"V32\")=\"\",\"★\",INDIRECT($F$4&\"V32\"))","v":"★"},{"$f":"IF(INDIRECT($F$4&\"Y32\")=\"\",\"★\",INDIRECT($F$4&\"Y32\"))","v":"★"},{"$f":"IF(INDIRECT($F$4&\"AB32\")=\"\",\"★\",INDIRECT($F$4&\"AB32\"))","v":"★"},{"$f":"IF(INDIRECT($F$4&\"AF32\")=\"\",\"★\",INDIRECT($F$4&\"AF32\"))","v":"★"},{"$f":"IF(INDIRECT($F$4&\"AI32\")=\"\",\"★\",INDIRECT($F$4&\"AI32\"))","v":"★"},{"$f":"IF(INDIRECT($F$4&\"AL32\")=\"\",\"★\",INDIRECT($F$4&\"AL32\"))","v":"★"},{"$f":"IF(INDIRECT($F$4&\"AN32\")=\"\",\"★\",INDIRECT($F$4&\"AN32\"))","v":"★"},{"$f":"IF(INDIRECT($F$4&\"AP32\")=\"\",\"★\",INDIRECT($F$4&\"AP32\"))","v":"★"},{"$f":"IF(INDIRECT($G$4&\"R39\")=\"\",\"★\",INDIRECT($G$4&\"R39\"))","v":"★"},{"$f":"IF(INDIRECT($G$4&\"T39\")=\"\",\"★\",INDIRECT($G$4&\"T39\"))","v":"★"},{"$f":"IF(INDIRECT($G$4&\"V39\")=\"\",\"★\",INDIRECT($G$4&\"V39\"))","v":"★"},{"$f":"IF(INDIRECT($G$4&\"X39\")=\"\",\"★\",INDIRECT($G$4&\"X39\"))","v":"★"},{"$f":"IF(INDIRECT($G$4&\"X40\")=\"\",\"★\",INDIRECT($G$4&\"X40\"))","v":"★"},{"$f":"IF(INDIRECT($G$4&\"AB39\")=\"\",\"★\",INDIRECT($G$4&\"AB39\"))","v":"★"}]
[null,null,null,null,null,null,null,null,null,null,null,null,null,null,null,null,null,null,null,null,7,{"$f":"IF(INDIRECT($E$4&\"J22\")=\"\",\"★\",INDIRECT($E$4&\"J22\"))","v":"★"},{"$f":"IF(INDIRECT($E$4&\"O22\")=\"\",\"★\",INDIRECT($E$4&\"O22\"))","v":"★"},{"$f":"IF(INDIRECT($E$4&\"Y22\")=\"\",\"★\",INDIRECT($E$4&\"Y22\"))","v":"★"},{"$f":"IF(INDIRECT($E$4&\"AA22\")=\"\",\"★\",INDIRECT($E$4&\"AA22\"))","v":"★"},{"$f":"IF(INDIRECT($E$4&\"AA23\")=\"\",\"★\",INDIRECT($E$4&\"AA23\"))","v":"★"},null,null,null,null,null,null,null,null,null,null,null,null,null,null,null,null,null,null,null,"b7",{"$f":"IF(INDIRECT($F$4&\"C33\")=\"\",\"★\",INDIRECT($F$4&\"C33\"))","v":"★"},{"$f":"IF(INDIRECT($F$4&\"E33\")=\"\",\"★\",INDIRECT($F$4&\"E33\"))","v":"★"},{"$f":"IF(INDIRECT($F$4&\"H33\")=\"\",\"★\",INDIRECT($F$4&\"H33\"))","v":"★"},{"$f":"IF(INDIRECT($F$4&\"S33\")=\"\",\"★\",INDIRECT($F$4&\"S33\"))","v":"★"},{"$f":"IF(INDIRECT($F$4&\"V33\")=\"\",\"★\",INDIRECT($F$4&\"V33\"))","v":"★"},{"$f":"IF(INDIRECT($F$4&\"Y33\")=\"\",\"★\",INDIRECT($F$4&\"Y33\"))","v":"★"},{"$f":"IF(INDIRECT($F$4&\"AB33\")=\"\",\"★\",INDIRECT($F$4&\"AB33\"))","v":"★"},{"$f":"IF(INDIRECT($F$4&\"AF33\")=\"\",\"★\",INDIRECT($F$4&\"AF33\"))","v":"★"},{"$f":"IF(INDIRECT($F$4&\"AI33\")=\"\",\"★\",INDIRECT($F$4&\"AI33\"))","v":"★"},{"$f":"IF(INDIRECT($F$4&\"AL33\")=\"\",\"★\",INDIRECT($F$4&\"AL33\"))","v":"★"},{"$f":"IF(INDIRECT($F$4&\"AN33\")=\"\",\"★\",INDIRECT($F$4&\"AN33\"))","v":"★"},{"$f":"IF(INDIRECT($F$4&\"AP33\")=\"\",\"★\",INDIRECT($F$4&\"AP33\"))","v":"★"},{"$f":"IF(INDIRECT($G$4&\"R41\")=\"\",\"★\",INDIRECT($G$4&\"R41\"))","v":"★"},{"$f":"IF(INDIRECT($G$4&\"T41\")=\"\",\"★\",INDIRECT($G$4&\"T41\"))","v":"★"},{"$f":"IF(INDIRECT($G$4&\"V41\")=\"\",\"★\",INDIRECT($G$4&\"V41\"))","v":"★"},{"$f":"IF(INDIRECT($G$4&\"X41\")=\"\",\"★\",INDIRECT($G$4&\"X41\"))","v":"★"},{"$f":"IF(INDIRECT($G$4&\"X42\")=\"\",\"★\",INDIRECT($G$4&\"X42\"))","v":"★"},{"$f":"IF(INDIRECT($G$4&\"AB41\")=\"\",\"★\",INDIRECT($G$4&\"AB41\"))","v":"★"}]
[null,null,null,null,null,null,null,null,null,null,null,null,null,null,null,null,null,null,null,null,8,{"$f":"IF(INDIRECT($E$4&\"J24\")=\"\",\"★\",INDIRECT($E$4&\"J24\"))","v":"★"},{"$f":"IF(INDIRECT($E$4&\"O24\")=\"\",\"★\",INDIRECT($E$4&\"O24\"))","v":"★"},{"$f":"IF(INDIRECT($E$4&\"Y24\")=\"\",\"★\",INDIRECT($E$4&\"Y24\"))","v":"★"},{"$f":"IF(INDIRECT($E$4&\"AA24\")=\"\",\"★\",INDIRECT($E$4&\"AA24\"))","v":"★"},{"$f":"IF(INDIRECT($E$4&\"AA25\")=\"\",\"★\",INDIRECT($E$4&\"AA25\"))","v":"★"},null,null,null,null,null,null,null,null,null,null,null,null,null,null,null,null,null,null,null,"b8",{"$f":"IF(INDIRECT($F$4&\"C35\")=\"\",\"★\",INDIRECT($F$4&\"C35\"))","v":"★"},{"$f":"IF(INDIRECT($F$4&\"E35\")=\"\",\"★\",INDIRECT($F$4&\"E35\"))","v":"★"},{"$f":"IF(INDIRECT($F$4&\"H35\")=\"\",\"★\",INDIRECT($F$4&\"H35\"))","v":"★"},{"$f":"IF(INDIRECT($F$4&\"S35\")=\"\",\"★\",INDIRECT($F$4&\"S35\"))","v":"★"},{"$f":"IF(INDIRECT($F$4&\"V35\")=\"\",\"★\",INDIRECT($F$4&\"V35\"))","v":"★"},{"$f":"IF(INDIRECT($F$4&\"Y35\")=\"\",\"★\",INDIRECT($F$4&\"Y35\"))","v":"★"},{"$f":"IF(INDIRECT($F$4&\"AB35\")=\"\",\"★\",INDIRECT($F$4&\"AB35\"))","v":"★"},{"$f":"IF(INDIRECT($F$4&\"AF35\")=\"\",\"★\",INDIRECT($F$4&\"AF35\"))","v":"★"},{"$f":"IF(INDIRECT($F$4&\"AI35\")=\"\",\"★\",INDIRECT($F$4&\"AI35\"))","v":"★"},{"$f":"IF(INDIRECT($F$4&\"AL35\")=\"\",\"★\",INDIRECT($F$4&\"AL35\"))","v":"★"},{"$f":"IF(INDIRECT($F$4&\"AN35\")=\"\",\"★\",INDIRECT($F$4&\"AN35\"))","v":"★"},{"$f":"IF(INDIRECT($F$4&\"AP35\")=\"\",\"★\",INDIRECT($F$4&\"AP35\"))","v":"★"},{"$f":"IF(INDIRECT($G$4&\"R44\")=\"\",\"★\",INDIRECT($G$4&\"R44\"))","v":"★"},{"$f":"IF(INDIRECT($G$4&\"T44\")=\"\",\"★\",INDIRECT($G$4&\"T44\"))","v":"★"},{"$f":"IF(INDIRECT($G$4&\"V44\")=\"\",\"★\",INDIRECT($G$4&\"V44\"))","v":"★"},{"$f":"IF(INDIRECT($G$4&\"X44\")=\"\",\"★\",INDIRECT($G$4&\"X44\"))","v":"★"},{"$f":"IF(INDIRECT($G$4&\"X45\")=\"\",\"★\",INDIRECT($G$4&\"X45\"))","v":"★"},{"$f":"IF(INDIRECT($G$4&\"AB44\")=\"\",\"★\",INDIRECT($G$4&\"AB44\"))","v":"★"}]
[null,null,null,null,null,null,null,null,null,null,null,null,null,null,null,null,null,null,null,null,9,{"$f":"IF(INDIRECT($E$4&\"J26\")=\"\",\"★\",INDIRECT($E$4&\"J26\"))","v":"★"},{"$f":"IF(INDIRECT($E$4&\"O26\")=\"\",\"★\",INDIRECT($E$4&\"O26\"))","v":"★"},{"$f":"IF(INDIRECT($E$4&\"Y26\")=\"\",\"★\",INDIRECT($E$4&\"Y26\"))","v":"★"},{"$f":"IF(INDIRECT($E$4&\"AA26\")=\"\",\"★\",INDIRECT($E$4&\"AA26\"))","v":"★"},{"$f":"IF(INDIRECT($E$4&\"AA27\")=\"\",\"★\",INDIRECT($E$4&\"AA27\"))","v":"★"},null,null,null,null,null,null,null,null,null,null,null,null,null,null,null,null,null,null,null,"b9",{"$f":"IF(INDIRECT($F$4&\"C36\")=\"\",\"★\",INDIRECT($F$4&\"C36\"))","v":"★"},{"$f":"IF(INDIRECT($F$4&\"E36\")=\"\",\"★\",INDIRECT($F$4&\"E36\"))","v":"★"},{"$f":"IF(INDIRECT($F$4&\"H36\")=\"\",\"★\",INDIRECT($F$4&\"H36\"))","v":"★"},{"$f":"IF(INDIRECT($F$4&\"S36\")=\"\",\"★\",INDIRECT($F$4&\"S36\"))","v":"★"},{"$f":"IF(INDIRECT($F$4&\"V36\")=\"\",\"★\",INDIRECT($F$4&\"V36\"))","v":"★"},{"$f":"IF(INDIRECT($F$4&\"Y36\")=\"\",\"★\",INDIRECT($F$4&\"Y36\"))","v":"★"},{"$f":"IF(INDIRECT($F$4&\"AB36\")=\"\",\"★\",INDIRECT($F$4&\"AB36\"))","v":"★"},{"$f":"IF(INDIRECT($F$4&\"AF36\")=\"\",\"★\",INDIRECT($F$4&\"AF36\"))","v":"★"},{"$f":"IF(INDIRECT($F$4&\"AI36\")=\"\",\"★\",INDIRECT($F$4&\"AI36\"))","v":"★"},{"$f":"IF(INDIRECT($F$4&\"AL36\")=\"\",\"★\",INDIRECT($F$4&\"AL36\"))","v":"★"},{"$f":"IF(INDIRECT($F$4&\"AN36\")=\"\",\"★\",INDIRECT($F$4&\"AN36\"))","v":"★"},{"$f":"IF(INDIRECT($F$4&\"AP36\")=\"\",\"★\",INDIRECT($F$4&\"AP36\"))","v":"★"},{"$f":"IF(INDIRECT($G$4&\"R46\")=\"\",\"★\",INDIRECT($G$4&\"R46\"))","v":"★"},{"$f":"IF(INDIRECT($G$4&\"T46\")=\"\",\"★\",INDIRECT($G$4&\"T46\"))","v":"★"},{"$f":"IF(INDIRECT($G$4&\"V46\")=\"\",\"★\",INDIRECT($G$4&\"V46\"))","v":"★"},{"$f":"IF(INDIRECT($G$4&\"X46\")=\"\",\"★\",INDIRECT($G$4&\"X46\"))","v":"★"},{"$f":"IF(INDIRECT($G$4&\"X47\")=\"\",\"★\",INDIRECT($G$4&\"X47\"))","v":"★"},{"$f":"IF(INDIRECT($G$4&\"AB46\")=\"\",\"★\",INDIRECT($G$4&\"AB46\"))","v":"★"}]
[null,null,null,null,null,null,null,null,null,null,null,null,null,null,null,null,null,null,null,null,10,{"$f":"IF(INDIRECT($E$4&\"J28\")=\"\",\"★\",INDIRECT($E$4&\"J28\"))","v":"★"},{"$f":"IF(INDIRECT($E$4&\"O28\")=\"\",\"★\",INDIRECT($E$4&\"O28\"))","v":"★"},{"$f":"IF(INDIRECT($E$4&\"Y28\")=\"\",\"★\",INDIRECT($E$4&\"Y28\"))","v":"★"},{"$f":"IF(INDIRECT($E$4&\"AA28\")=\"\",\"★\",INDIRECT($E$4&\"AA28\"))","v":"★"},{"$f":"IF(INDIRECT($E$4&\"AA29\")=\"\",\"★\",INDIRECT($E$4&\"AA29\"))","v":"★"},null,null,null,null,null,null,null,null,null,null,null,null,null,null,null,null,null,null,null,"b10",{"$f":"IF(INDIRECT($F$4&\"C37\")=\"\",\"★\",INDIRECT($F$4&\"C37\"))","v":"★"},{"$f":"IF(INDIRECT($F$4&\"E37\")=\"\",\"★\",INDIRECT($F$4&\"E37\"))","v":"★"},{"$f":"IF(INDIRECT($F$4&\"H37\")=\"\",\"★\",INDIRECT($F$4&\"H37\"))","v":"★"},{"$f":"IF(INDIRECT($F$4&\"S37\")=\"\",\"★\",INDIRECT($F$4&\"S37\"))","v":"★"},{"$f":"IF(INDIRECT($F$4&\"V37\")=\"\",\"★\",INDIRECT($F$4&\"V37\"))","v":"★"},{"$f":"IF(INDIRECT($F$4&\"Y37\")=\"\",\"★\",INDIRECT($F$4&\"Y37\"))","v":"★"},{"$f":"IF(INDIRECT($F$4&\"AB37\")=\"\",\"★\",INDIRECT($F$4&\"AB37\"))","v":"★"},{"$f":"IF(INDIRECT($F$4&\"AF37\")=\"\",\"★\",INDIRECT($F$4&\"AF37\"))","v":"★"},{"$f":"IF(INDIRECT($F$4&\"AI37\")=\"\",\"★\",INDIRECT($F$4&\"AI37\"))","v":"★"},{"$f":"IF(INDIRECT($F$4&\"AL37\")=\"\",\"★\",INDIRECT($F$4&\"AL37\"))","v":"★"},{"$f":"IF(INDIRECT($F$4&\"AN37\")=\"\",\"★\",INDIRECT($F$4&\"AN37\"))","v":"★"},{"$f":"IF(INDIRECT($F$4&\"AP37\")=\"\",\"★\",INDIRECT($F$4&\"AP37\"))","v":"★"},{"$f":"IF(INDIRECT($G$4&\"R48\")=\"\",\"★\",INDIRECT($G$4&\"R48\"))","v":"★"},{"$f":"IF(INDIRECT($G$4&\"T48\")=\"\",\"★\",INDIRECT($G$4&\"T48\"))","v":"★"},{"$f":"IF(INDIRECT($G$4&\"V48\")=\"\",\"★\",INDIRECT($G$4&\"V48\"))","v":"★"},{"$f":"IF(INDIRECT($G$4&\"X48\")=\"\",\"★\",INDIRECT($G$4&\"X48\"))","v":"★"},{"$f":"IF(INDIRECT($G$4&\"X49\")=\"\",\"★\",INDIRECT($G$4&\"X49\"))","v":"★"},{"$f":"IF(INDIRECT($G$4&\"AB48\")=\"\",\"★\",INDIRECT($G$4&\"AB48\"))","v":"★"}]
[null,null,null,null,null,null,null,null,null,null,null,null,null,null,null,null,null,null,null,null,11,{"$f":"IF(INDIRECT($E$4&\"J35\")=\"\",\"★\",INDIRECT($E$4&\"J35\"))","v":"★"},{"$f":"IF(INDIRECT($E$4&\"O35\")=\"\",\"★\",INDIRECT($E$4&\"O35\"))","v":"★"},{"$f":"IF(INDIRECT($E$4&\"Y35\")=\"\",\"★\",INDIRECT($E$4&\"Y35\"))","v":"★"},{"$f":"IF(INDIRECT($E$4&\"AA35\")=\"\",\"★\",INDIRECT($E$4&\"AA35\"))","v":"★"},{"$f":"IF(INDIRECT($E$4&\"AA36\")=\"\",\"★\",INDIRECT($E$4&\"AA36\"))","v":"★"},null,null,null,null,null,null,null,null,null,null,null,null,null,null,null,null,null,null,null,"b11",{"$f":"IF(INDIRECT($F$4&\"C39\")=\"\",\"★\",INDIRECT($F$4&\"C39\"))","v":"★"},{"$f":"IF(INDIRECT($F$4&\"E39\")=\"\",\"★\",INDIRECT($F$4&\"E39\"))","v":"★"},{"$f":"IF(INDIRECT($F$4&\"H39\")=\"\",\"★\",INDIRECT($F$4&\"H39\"))","v":"★"},{"$f":"IF(INDIRECT($F$4&\"S39\")=\"\",\"★\",INDIRECT($F$4&\"S39\"))","v":"★"},{"$f":"IF(INDIRECT($F$4&\"V39\")=\"\",\"★\",INDIRECT($F$4&\"V39\"))","v":"★"},{"$f":"IF(INDIRECT($F$4&\"Y39\")=\"\",\"★\",INDIRECT($F$4&\"Y39\"))","v":"★"},{"$f":"IF(INDIRECT($F$4&\"AB39\")=\"\",\"★\",INDIRECT($F$4&\"AB39\"))","v":"★"},{"$f":"IF(INDIRECT($F$4&\"AF39\")=\"\",\"★\",INDIRECT($F$4&\"AF39\"))","v":"★"},{"$f":"IF(INDIRECT($F$4&\"AI39\")=\"\",\"★\",INDIRECT($F$4&\"AI39\"))","v":"★"},{"$f":"IF(INDIRECT($F$4&\"AL39\")=\"\",\"★\",INDIRECT($F$4&\"AL39\"))","v":"★"},{"$f":"IF(INDIRECT($F$4&\"AN39\")=\"\",\"★\",INDIRECT($F$4&\"AN39\"))","v":"★"},{"$f":"IF(INDIRECT($F$4&\"AP39\")=\"\",\"★\",INDIRECT($F$4&\"AP39\"))","v":"★"},{"$f":"IF(INDIRECT($G$4&\"R51\")=\"\",\"★\",INDIRECT($G$4&\"R51\"))","v":"★"},{"$f":"IF(INDIRECT($G$4&\"T51\")=\"\",\"★\",INDIRECT($G$4&\"T51\"))","v":"★"},{"$f":"IF(INDIRECT($G$4&\"V51\")=\"\",\"★\",INDIRECT($G$4&\"V51\"))","v":"★"},{"$f":"IF(INDIRECT($G$4&\"X51\")=\"\",\"★\",INDIRECT($G$4&\"X51\"))","v":"★"},{"$f":"IF(INDIRECT($G$4&\"X52\")=\"\",\"★\",INDIRECT($G$4&\"X52\"))","v":"★"},{"$f":"IF(INDIRECT($G$4&\"AB51\")=\"\",\"★\",INDIRECT($G$4&\"AB51\"))","v":"★"}]
[null,null,null,null,null,null,null,null,null,null,null,null,null,null,null,null,null,null,null,null,12,{"$f":"IF(INDIRECT($E$4&\"J37\")=\"\",\"★\",INDIRECT($E$4&\"J37\"))","v":"★"},{"$f":"IF(INDIRECT($E$4&\"O37\")=\"\",\"★\",INDIRECT($E$4&\"O37\"))","v":"★"},{"$f":"IF(INDIRECT($E$4&\"Y37\")=\"\",\"★\",INDIRECT($E$4&\"Y37\"))","v":"★"},{"$f":"IF(INDIRECT($E$4&\"AA37\")=\"\",\"★\",INDIRECT($E$4&\"AA37\"))","v":"★"},{"$f":"IF(INDIRECT($E$4&\"AA38\")=\"\",\"★\",INDIRECT($E$4&\"AA38\"))","v":"★"},null,null,null,null,null,null,null,null,null,null,null,null,null,null,null,null,null,null,null,"b12",{"$f":"IF(INDIRECT($F$4&\"C40\")=\"\",\"★\",INDIRECT($F$4&\"C40\"))","v":"★"},{"$f":"IF(INDIRECT($F$4&\"E40\")=\"\",\"★\",INDIRECT($F$4&\"E40\"))","v":"★"},{"$f":"IF(INDIRECT($F$4&\"H40\")=\"\",\"★\",INDIRECT($F$4&\"H40\"))","v":"★"},{"$f":"IF(INDIRECT($F$4&\"S40\")=\"\",\"★\",INDIRECT($F$4&\"S40\"))","v":"★"},{"$f":"IF(INDIRECT($F$4&\"V40\")=\"\",\"★\",INDIRECT($F$4&\"V40\"))","v":"★"},{"$f":"IF(INDIRECT($F$4&\"Y40\")=\"\",\"★\",INDIRECT($F$4&\"Y40\"))","v":"★"},{"$f":"IF(INDIRECT($F$4&\"AB40\")=\"\",\"★\",INDIRECT($F$4&\"AB40\"))","v":"★"},{"$f":"IF(INDIRECT($F$4&\"AF40\")=\"\",\"★\",INDIRECT($F$4&\"AF40\"))","v":"★"},{"$f":"IF(INDIRECT($F$4&\"AI40\")=\"\",\"★\",INDIRECT($F$4&\"AI40\"))","v":"★"},{"$f":"IF(INDIRECT($F$4&\"AL40\")=\"\",\"★\",INDIRECT($F$4&\"AL40\"))","v":"★"},{"$f":"IF(INDIRECT($F$4&\"AN40\")=\"\",\"★\",INDIRECT($F$4&\"AN40\"))","v":"★"},{"$f":"IF(INDIRECT($F$4&\"AP40\")=\"\",\"★\",INDIRECT($F$4&\"AP40\"))","v":"★"},{"$f":"IF(INDIRECT($G$4&\"R53\")=\"\",\"★\",INDIRECT($G$4&\"R53\"))","v":"★"},{"$f":"IF(INDIRECT($G$4&\"T53\")=\"\",\"★\",INDIRECT($G$4&\"T53\"))","v":"★"},{"$f":"IF(INDIRECT($G$4&\"V53\")=\"\",\"★\",INDIRECT($G$4&\"V53\"))","v":"★"},{"$f":"IF(INDIRECT($G$4&\"X53\")=\"\",\"★\",INDIRECT($G$4&\"X53\"))","v":"★"},{"$f":"IF(INDIRECT($G$4&\"X54\")=\"\",\"★\",INDIRECT($G$4&\"X54\"))","v":"★"},{"$f":"IF(INDIRECT($G$4&\"AB53\")=\"\",\"★\",INDIRECT($G$4&\"AB53\"))","v":"★"}]
[null,null,null,null,null,null,null,null,null,null,null,null,null,null,null,null,null,null,null,null,13,{"$f":"IF(INDIRECT($E$4&\"J39\")=\"\",\"★\",INDIRECT($E$4&\"J39\"))","v":"★"},{"$f":"IF(INDIRECT($E$4&\"O39\")=\"\",\"★\",INDIRECT($E$4&\"O39\"))","v":"★"},{"$f":"IF(INDIRECT($E$4&\"Y39\")=\"\",\"★\",INDIRECT($E$4&\"Y39\"))","v":"★"},{"$f":"IF(INDIRECT($E$4&\"AA39\")=\"\",\"★\",INDIRECT($E$4&\"AA39\"))","v":"★"},{"$f":"IF(INDIRECT($E$4&\"AA40\")=\"\",\"★\",INDIRECT($E$4&\"AA40\"))","v":"★"},null,null,null,null,null,null,null,null,null,null,null,null,null,null,null,null,null,null,null,"b13",{"$f":"IF(INDIRECT($F$4&\"C48\")=\"\",\"★\",INDIRECT($F$4&\"C48\"))","v":"★"},{"$f":"IF(INDIRECT($F$4&\"E48\")=\"\",\"★\",INDIRECT($F$4&\"E48\"))","v":"★"},{"$f":"IF(INDIRECT($F$4&\"H48\")=\"\",\"★\",INDIRECT($F$4&\"H48\"))","v":"★"},{"$f":"IF(INDIRECT($F$4&\"S48\")=\"\",\"★\",INDIRECT($F$4&\"S48\"))","v":"★"},{"$f":"IF(INDIRECT($F$4&\"V48\")=\"\",\"★\",INDIRECT($F$4&\"V48\"))","v":"★"},{"$f":"IF(INDIRECT($F$4&\"Y48\")=\"\",\"★\",INDIRECT($F$4&\"Y48\"))","v":"★"},{"$f":"IF(INDIRECT($F$4&\"AB48\")=\"\",\"★\",INDIRECT($F$4&\"AB48\"))","v":"★"},{"$f":"IF(INDIRECT($F$4&\"AF48\")=\"\",\"★\",INDIRECT($F$4&\"AF48\"))","v":"★"},{"$f":"IF(INDIRECT($F$4&\"AI48\")=\"\",\"★\",INDIRECT($F$4&\"AI48\"))","v":"★"},{"$f":"IF(INDIRECT($F$4&\"AL48\")=\"\",\"★\",INDIRECT($F$4&\"AL48\"))","v":"★"},{"$f":"IF(INDIRECT($F$4&\"AN48\")=\"\",\"★\",INDIRECT($F$4&\"AN48\"))","v":"★"},{"$f":"IF(INDIRECT($F$4&\"AP48\")=\"\",\"★\",INDIRECT($F$4&\"AP48\"))","v":"★"},{"$f":"IF(INDIRECT($G$4&\"R64\")=\"\",\"★\",INDIRECT($G$4&\"R64\"))","v":"★"},{"$f":"IF(INDIRECT($G$4&\"T64\")=\"\",\"★\",INDIRECT($G$4&\"T64\"))","v":"★"},{"$f":"IF(INDIRECT($G$4&\"V64\")=\"\",\"★\",INDIRECT($G$4&\"V64\"))","v":"★"},{"$f":"IF(INDIRECT($G$4&\"X64\")=\"\",\"★\",INDIRECT($G$4&\"X64\"))","v":"★"},{"$f":"IF(INDIRECT($G$4&\"X65\")=\"\",\"★\",INDIRECT($G$4&\"X65\"))","v":"★"},{"$f":"IF(INDIRECT($G$4&\"AB64\")=\"\",\"★\",INDIRECT($G$4&\"AB64\"))","v":"★"}]
[null,null,null,null,null,null,null,null,null,null,null,null,null,null,null,null,null,null,null,null,14,{"$f":"IF(INDIRECT($E$4&\"J41\")=\"\",\"★\",INDIRECT($E$4&\"J41\"))","v":"★"},{"$f":"IF(INDIRECT($E$4&\"O41\")=\"\",\"★\",INDIRECT($E$4&\"O41\"))","v":"★"},{"$f":"IF(INDIRECT($E$4&\"Y41\")=\"\",\"★\",INDIRECT($E$4&\"Y41\"))","v":"★"},{"$f":"IF(INDIRECT($E$4&\"AA41\")=\"\",\"★\",INDIRECT($E$4&\"AA41\"))","v":"★"},{"$f":"IF(INDIRECT($E$4&\"AA42\")=\"\",\"★\",INDIRECT($E$4&\"AA42\"))","v":"★"},null,null,null,null,null,null,null,null,null,null,null,null,null,null,null,null,null,null,null,"b14",{"$f":"IF(INDIRECT($F$4&\"C49\")=\"\",\"★\",INDIRECT($F$4&\"C49\"))","v":"★"},{"$f":"IF(INDIRECT($F$4&\"E49\")=\"\",\"★\",INDIRECT($F$4&\"E49\"))","v":"★"},{"$f":"IF(INDIRECT($F$4&\"H49\")=\"\",\"★\",INDIRECT($F$4&\"H49\"))","v":"★"},{"$f":"IF(INDIRECT($F$4&\"S49\")=\"\",\"★\",INDIRECT($F$4&\"S49\"))","v":"★"},{"$f":"IF(INDIRECT($F$4&\"V49\")=\"\",\"★\",INDIRECT($F$4&\"V49\"))","v":"★"},{"$f":"IF(INDIRECT($F$4&\"Y49\")=\"\",\"★\",INDIRECT($F$4&\"Y49\"))","v":"★"},{"$f":"IF(INDIRECT($F$4&\"AB49\")=\"\",\"★\",INDIRECT($F$4&\"AB49\"))","v":"★"},{"$f":"IF(INDIRECT($F$4&\"AF49\")=\"\",\"★\",INDIRECT($F$4&\"AF49\"))","v":"★"},{"$f":"IF(INDIRECT($F$4&\"AI49\")=\"\",\"★\",INDIRECT($F$4&\"AI49\"))","v":"★"},{"$f":"IF(INDIRECT($F$4&\"AL49\")=\"\",\"★\",INDIRECT($F$4&\"AL49\"))","v":"★"},{"$f":"IF(INDIRECT($F$4&\"AN49\")=\"\",\"★\",INDIRECT($F$4&\"AN49\"))","v":"★"},{"$f":"IF(INDIRECT($F$4&\"AP49\")=\"\",\"★\",INDIRECT($F$4&\"AP49\"))","v":"★"},{"$f":"IF(INDIRECT($G$4&\"R66\")=\"\",\"★\",INDIRECT($G$4&\"R66\"))","v":"★"},{"$f":"IF(INDIRECT($G$4&\"T66\")=\"\",\"★\",INDIRECT($G$4&\"T66\"))","v":"★"},{"$f":"IF(INDIRECT($G$4&\"V66\")=\"\",\"★\",INDIRECT($G$4&\"V66\"))","v":"★"},{"$f":"IF(INDIRECT($G$4&\"X66\")=\"\",\"★\",INDIRECT($G$4&\"X66\"))","v":"★"},{"$f":"IF(INDIRECT($G$4&\"X67\")=\"\",\"★\",INDIRECT($G$4&\"X67\"))","v":"★"},{"$f":"IF(INDIRECT($G$4&\"AB66\")=\"\",\"★\",INDIRECT($G$4&\"AB66\"))","v":"★"}]
[null,null,null,null,null,null,null,null,null,null,null,null,null,null,null,null,null,null,null,null,15,{"$f":"IF(INDIRECT($E$4&\"J43\")=\"\",\"★\",INDIRECT($E$4&\"J43\"))","v":"★"},{"$f":"IF(INDIRECT($E$4&\"O43\")=\"\",\"★\",INDIRECT($E$4&\"O43\"))","v":"★"},{"$f":"IF(INDIRECT($E$4&\"Y43\")=\"\",\"★\",INDIRECT($E$4&\"Y43\"))","v":"★"},{"$f":"IF(INDIRECT($E$4&\"AA43\")=\"\",\"★\",INDIRECT($E$4&\"AA43\"))","v":"★"},{"$f":"IF(INDIRECT($E$4&\"AA44\")=\"\",\"★\",INDIRECT($E$4&\"AA44\"))","v":"★"},null,null,null,null,null,null,null,null,null,null,null,null,null,null,null,null,null,null,null,"b15",{"$f":"IF(INDIRECT($F$4&\"C50\")=\"\",\"★\",INDIRECT($F$4&\"C50\"))","v":"★"},{"$f":"IF(INDIRECT($F$4&\"E50\")=\"\",\"★\",INDIRECT($F$4&\"E50\"))","v":"★"},{"$f":"IF(INDIRECT($F$4&\"H50\")=\"\",\"★\",INDIRECT($F$4&\"H50\"))","v":"★"},{"$f":"IF(INDIRECT($F$4&\"S50\")=\"\",\"★\",INDIRECT($F$4&\"S50\"))","v":"★"},{"$f":"IF(INDIRECT($F$4&\"V50\")=\"\",\"★\",INDIRECT($F$4&\"V50\"))","v":"★"},{"$f":"IF(INDIRECT($F$4&\"Y50\")=\"\",\"★\",INDIRECT($F$4&\"Y50\"))","v":"★"},{"$f":"IF(INDIRECT($F$4&\"AB50\")=\"\",\"★\",INDIRECT($F$4&\"AB50\"))","v":"★"},{"$f":"IF(INDIRECT($F$4&\"AF50\")=\"\",\"★\",INDIRECT($F$4&\"AF50\"))","v":"★"},{"$f":"IF(INDIRECT($F$4&\"AI50\")=\"\",\"★\",INDIRECT($F$4&\"AI50\"))","v":"★"},{"$f":"IF(INDIRECT($F$4&\"AL50\")=\"\",\"★\",INDIRECT($F$4&\"AL50\"))","v":"★"},{"$f":"IF(INDIRECT($F$4&\"AN50\")=\"\",\"★\",INDIRECT($F$4&\"AN50\"))","v":"★"},{"$f":"IF(INDIRECT($F$4&\"AP50\")=\"\",\"★\",INDIRECT($F$4&\"AP50\"))","v":"★"},{"$f":"IF(INDIRECT($G$4&\"R68\")=\"\",\"★\",INDIRECT($G$4&\"R68\"))","v":"★"},{"$f":"IF(INDIRECT($G$4&\"T68\")=\"\",\"★\",INDIRECT($G$4&\"T68\"))","v":"★"},{"$f":"IF(INDIRECT($G$4&\"V68\")=\"\",\"★\",INDIRECT($G$4&\"V68\"))","v":"★"},{"$f":"IF(INDIRECT($G$4&\"X68\")=\"\",\"★\",INDIRECT($G$4&\"X68\"))","v":"★"},{"$f":"IF(INDIRECT($G$4&\"X69\")=\"\",\"★\",INDIRECT($G$4&\"X69\"))","v":"★"},{"$f":"IF(INDIRECT($G$4&\"AB68\")=\"\",\"★\",INDIRECT($G$4&\"AB68\"))","v":"★"}]
[null,null,null,null,null,null,null,null,null,null,null,null,null,null,null,null,null,null,null,null,16,{"$f":"IF(INDIRECT($E$4&\"J45\")=\"\",\"★\",INDIRECT($E$4&\"J45\"))","v":"★"},{"$f":"IF(INDIRECT($E$4&\"O45\")=\"\",\"★\",INDIRECT($E$4&\"O45\"))","v":"★"},{"$f":"IF(INDIRECT($E$4&\"Y45\")=\"\",\"★\",INDIRECT($E$4&\"Y45\"))","v":"★"},{"$f":"IF(INDIRECT($E$4&\"AA45\")=\"\",\"★\",INDIRECT($E$4&\"AA45\"))","v":"★"},{"$f":"IF(INDIRECT($E$4&\"AA46\")=\"\",\"★\",INDIRECT($E$4&\"AA46\"))","v":"★"},null,null,null,null,null,null,null,null,null,null,null,null,null,null,null,null,null,null,null,"b16",{"$f":"IF(INDIRECT($F$4&\"C51\")=\"\",\"★\",INDIRECT($F$4&\"C51\"))","v":"★"},{"$f":"IF(INDIRECT($F$4&\"E51\")=\"\",\"★\",INDIRECT($F$4&\"E51\"))","v":"★"},{"$f":"IF(INDIRECT($F$4&\"H51\")=\"\",\"★\",INDIRECT($F$4&\"H51\"))","v":"★"},{"$f":"IF(INDIRECT($F$4&\"S51\")=\"\",\"★\",INDIRECT($F$4&\"S51\"))","v":"★"},{"$f":"IF(INDIRECT($F$4&\"V51\")=\"\",\"★\",INDIRECT($F$4&\"V51\"))","v":"★"},{"$f":"IF(INDIRECT($F$4&\"Y51\")=\"\",\"★\",INDIRECT($F$4&\"Y51\"))","v":"★"},{"$f":"IF(INDIRECT($F$4&\"AB51\")=\"\",\"★\",INDIRECT($F$4&\"AB51\"))","v":"★"},{"$f":"IF(INDIRECT($F$4&\"AF51\")=\"\",\"★\",INDIRECT($F$4&\"AF51\"))","v":"★"},{"$f":"IF(INDIRECT($F$4&\"AI51\")=\"\",\"★\",INDIRECT($F$4&\"AI51\"))","v":"★"},{"$f":"IF(INDIRECT($F$4&\"AL51\")=\"\",\"★\",INDIRECT($F$4&\"AL51\"))","v":"★"},{"$f":"IF(INDIRECT($F$4&\"AN51\")=\"\",\"★\",INDIRECT($F$4&\"AN51\"))","v":"★"},{"$f":"IF(INDIRECT($F$4&\"AP51\")=\"\",\"★\",INDIRECT($F$4&\"AP51\"))","v":"★"},{"$f":"IF(INDIRECT($G$4&\"R70\")=\"\",\"★\",INDIRECT($G$4&\"R70\"))","v":"★"},{"$f":"IF(INDIRECT($G$4&\"T70\")=\"\",\"★\",INDIRECT($G$4&\"T70\"))","v":"★"},{"$f":"IF(INDIRECT($G$4&\"V70\")=\"\",\"★\",INDIRECT($G$4&\"V70\"))","v":"★"},{"$f":"IF(INDIRECT($G$4&\"X70\")=\"\",\"★\",INDIRECT($G$4&\"X70\"))","v":"★"},{"$f":"IF(INDIRECT($G$4&\"X71\")=\"\",\"★\",INDIRECT($G$4&\"X71\"))","v":"★"},{"$f":"IF(INDIRECT($G$4&\"AB70\")=\"\",\"★\",INDIRECT($G$4&\"AB70\"))","v":"★"}]
[null,null,null,null,null,null,null,null,null,null,null,null,null,null,null,null,null,null,null,null,17,{"$f":"IF(INDIRECT($E$4&\"J47\")=\"\",\"★\",INDIRECT($E$4&\"J47\"))","v":"★"},{"$f":"IF(INDIRECT($E$4&\"O47\")=\"\",\"★\",INDIRECT($E$4&\"O47\"))","v":"★"},{"$f":"IF(INDIRECT($E$4&\"Y47\")=\"\",\"★\",INDIRECT($E$4&\"Y47\"))","v":"★"},{"$f":"IF(INDIRECT($E$4&\"AA47\")=\"\",\"★\",INDIRECT($E$4&\"AA47\"))","v":"★"},{"$f":"IF(INDIRECT($E$4&\"AA48\")=\"\",\"★\",INDIRECT($E$4&\"AA48\"))","v":"★"},null,null,null,null,null,null,null,null,null,null,null,null,null,null,null,null,null,null,null,"b17",{"$f":"IF(INDIRECT($F$4&\"C52\")=\"\",\"★\",INDIRECT($F$4&\"C52\"))","v":"★"},{"$f":"IF(INDIRECT($F$4&\"E52\")=\"\",\"★\",INDIRECT($F$4&\"E52\"))","v":"★"},{"$f":"IF(INDIRECT($F$4&\"H52\")=\"\",\"★\",INDIRECT($F$4&\"H52\"))","v":"★"},{"$f":"IF(INDIRECT($F$4&\"S52\")=\"\",\"★\",INDIRECT($F$4&\"S52\"))","v":"★"},{"$f":"IF(INDIRECT($F$4&\"V52\")=\"\",\"★\",INDIRECT($F$4&\"V52\"))","v":"★"},{"$f":"IF(INDIRECT($F$4&\"Y52\")=\"\",\"★\",INDIRECT($F$4&\"Y52\"))","v":"★"},{"$f":"IF(INDIRECT($F$4&\"AB52\")=\"\",\"★\",INDIRECT($F$4&\"AB52\"))","v":"★"},{"$f":"IF(INDIRECT($F$4&\"AF52\")=\"\",\"★\",INDIRECT($F$4&\"AF52\"))","v":"★"},{"$f":"IF(INDIRECT($F$4&\"AI52\")=\"\",\"★\",INDIRECT($F$4&\"AI52\"))","v":"★"},{"$f":"IF(INDIRECT($F$4&\"AL52\")=\"\",\"★\",INDIRECT($F$4&\"AL52\"))","v":"★"},{"$f":"IF(INDIRECT($F$4&\"AN52\")=\"\",\"★\",INDIRECT($F$4&\"AN52\"))","v":"★"},{"$f":"IF(INDIRECT($F$4&\"AP52\")=\"\",\"★\",INDIRECT($F$4&\"AP52\"))","v":"★"},{"$f":"IF(INDIRECT($G$4&\"R72\")=\"\",\"★\",INDIRECT($G$4&\"R72\"))","v":"★"},{"$f":"IF(INDIRECT($G$4&\"T72\")=\"\",\"★\",INDIRECT($G$4&\"T72\"))","v":"★"},{"$f":"IF(INDIRECT($G$4&\"V72\")=\"\",\"★\",INDIRECT($G$4&\"V72\"))","v":"★"},{"$f":"IF(INDIRECT($G$4&\"X72\")=\"\",\"★\",INDIRECT($G$4&\"X72\"))","v":"★"},{"$f":"IF(INDIRECT($G$4&\"X73\")=\"\",\"★\",INDIRECT($G$4&\"X73\"))","v":"★"},{"$f":"IF(INDIRECT($G$4&\"AB72\")=\"\",\"★\",INDIRECT($G$4&\"AB72\"))","v":"★"}]
[null,null,null,null,null,null,null,null,null,null,null,null,null,null,null,null,null,null,null,null,18,{"$f":"IF(INDIRECT($E$4&\"J49\")=\"\",\"★\",INDIRECT($E$4&\"J49\"))","v":"★"},{"$f":"IF(INDIRECT($E$4&\"O49\")=\"\",\"★\",INDIRECT($E$4&\"O49\"))","v":"★"},{"$f":"IF(INDIRECT($E$4&\"Y49\")=\"\",\"★\",INDIRECT($E$4&\"Y49\"))","v":"★"},{"$f":"IF(INDIRECT($E$4&\"AA49\")=\"\",\"★\",INDIRECT($E$4&\"AA49\"))","v":"★"},{"$f":"IF(INDIRECT($E$4&\"AA50\")=\"\",\"★\",INDIRECT($E$4&\"AA50\"))","v":"★"},null,null,null,null,null,null,null,null,null,null,null,null,null,null,null,null,null,null,null,"b18",{"$f":"IF(INDIRECT($F$4&\"C53\")=\"\",\"★\",INDIRECT($F$4&\"C53\"))","v":"★"},{"$f":"IF(INDIRECT($F$4&\"E53\")=\"\",\"★\",INDIRECT($F$4&\"E53\"))","v":"★"},{"$f":"IF(INDIRECT($F$4&\"H53\")=\"\",\"★\",INDIRECT($F$4&\"H53\"))","v":"★"},{"$f":"IF(INDIRECT($F$4&\"S53\")=\"\",\"★\",INDIRECT($F$4&\"S53\"))","v":"★"},{"$f":"IF(INDIRECT($F$4&\"V53\")=\"\",\"★\",INDIRECT($F$4&\"V53\"))","v":"★"},{"$f":"IF(INDIRECT($F$4&\"Y53\")=\"\",\"★\",INDIRECT($F$4&\"Y53\"))","v":"★"},{"$f":"IF(INDIRECT($F$4&\"AB53\")=\"\",\"★\",INDIRECT($F$4&\"AB53\"))","v":"★"},{"$f":"IF(INDIRECT($F$4&\"AF53\")=\"\",\"★\",INDIRECT($F$4&\"AF53\"))","v":"★"},{"$f":"IF(INDIRECT($F$4&\"AI53\")=\"\",\"★\",INDIRECT($F$4&\"AI53\"))","v":"★"},{"$f":"IF(INDIRECT($F$4&\"AL53\")=\"\",\"★\",INDIRECT($F$4&\"AL53\"))","v":"★"},{"$f":"IF(INDIRECT($F$4&\"AN53\")=\"\",\"★\",INDIRECT($F$4&\"AN53\"))","v":"★"},{"$f":"IF(INDIRECT($F$4&\"AP53\")=\"\",\"★\",INDIRECT($F$4&\"AP53\"))","v":"★"},{"$f":"IF(INDIRECT($G$4&\"R74\")=\"\",\"★\",INDIRECT($G$4&\"R74\"))","v":"★"},{"$f":"IF(INDIRECT($G$4&\"T74\")=\"\",\"★\",INDIRECT($G$4&\"T74\"))","v":"★"},{"$f":"IF(INDIRECT($G$4&\"V74\")=\"\",\"★\",INDIRECT($G$4&\"V74\"))","v":"★"},{"$f":"IF(INDIRECT($G$4&\"X74\")=\"\",\"★\",INDIRECT($G$4&\"X74\"))","v":"★"},{"$f":"IF(INDIRECT($G$4&\"X75\")=\"\",\"★\",INDIRECT($G$4&\"X75\"))","v":"★"},{"$f":"IF(INDIRECT($G$4&\"AB74\")=\"\",\"★\",INDIRECT($G$4&\"AB74\"))","v":"★"}]
[null,null,null,null,null,null,null,null,null,null,null,null,null,null,null,null,null,null,null,null,19,{"$f":"IF(INDIRECT($E$4&\"J51\")=\"\",\"★\",INDIRECT($E$4&\"J51\"))","v":"★"},{"$f":"IF(INDIRECT($E$4&\"O51\")=\"\",\"★\",INDIRECT($E$4&\"O51\"))","v":"★"},{"$f":"IF(INDIRECT($E$4&\"Y51\")=\"\",\"★\",INDIRECT($E$4&\"Y51\"))","v":"★"},{"$f":"IF(INDIRECT($E$4&\"AA51\")=\"\",\"★\",INDIRECT($E$4&\"AA51\"))","v":"★"},{"$f":"IF(INDIRECT($E$4&\"AA52\")=\"\",\"★\",INDIRECT($E$4&\"AA52\"))","v":"★"},null,null,null,null,null,null,null,null,null,null,null,null,null,null,null,null,null,null,null,"b19",{"$f":"IF(INDIRECT($F$4&\"C54\")=\"\",\"★\",INDIRECT($F$4&\"C54\"))","v":"★"},{"$f":"IF(INDIRECT($F$4&\"E54\")=\"\",\"★\",INDIRECT($F$4&\"E54\"))","v":"★"},{"$f":"IF(INDIRECT($F$4&\"H54\")=\"\",\"★\",INDIRECT($F$4&\"H54\"))","v":"★"},{"$f":"IF(INDIRECT($F$4&\"S54\")=\"\",\"★\",INDIRECT($F$4&\"S54\"))","v":"★"},{"$f":"IF(INDIRECT($F$4&\"V54\")=\"\",\"★\",INDIRECT($F$4&\"V54\"))","v":"★"},{"$f":"IF(INDIRECT($F$4&\"Y54\")=\"\",\"★\",INDIRECT($F$4&\"Y54\"))","v":"★"},{"$f":"IF(INDIRECT($F$4&\"AB54\")=\"\",\"★\",INDIRECT($F$4&\"AB54\"))","v":"★"},{"$f":"IF(INDIRECT($F$4&\"AF54\")=\"\",\"★\",INDIRECT($F$4&\"AF54\"))","v":"★"},{"$f":"IF(INDIRECT($F$4&\"AI54\")=\"\",\"★\",INDIRECT($F$4&\"AI54\"))","v":"★"},{"$f":"IF(INDIRECT($F$4&\"AL54\")=\"\",\"★\",INDIRECT($F$4&\"AL54\"))","v":"★"},{"$f":"IF(INDIRECT($F$4&\"AN54\")=\"\",\"★\",INDIRECT($F$4&\"AN54\"))","v":"★"},{"$f":"IF(INDIRECT($F$4&\"AP54\")=\"\",\"★\",INDIRECT($F$4&\"AP54\"))","v":"★"},{"$f":"IF(INDIRECT($G$4&\"R76\")=\"\",\"★\",INDIRECT($G$4&\"R76\"))","v":"★"},{"$f":"IF(INDIRECT($G$4&\"T76\")=\"\",\"★\",INDIRECT($G$4&\"T76\"))","v":"★"},{"$f":"IF(INDIRECT($G$4&\"V76\")=\"\",\"★\",INDIRECT($G$4&\"V76\"))","v":"★"},{"$f":"IF(INDIRECT($G$4&\"X76\")=\"\",\"★\",INDIRECT($G$4&\"X76\"))","v":"★"},{"$f":"IF(INDIRECT($G$4&\"X77\")=\"\",\"★\",INDIRECT($G$4&\"X77\"))","v":"★"},{"$f":"IF(INDIRECT($G$4&\"AB76\")=\"\",\"★\",INDIRECT($G$4&\"AB76\"))","v":"★"}]
[null,null,null,null,null,null,null,null,null,null,null,null,null,null,null,null,null,null,null,null,20,{"$f":"IF(INDIRECT($E$4&\"J53\")=\"\",\"★\",INDIRECT($E$4&\"J53\"))","v":"★"},{"$f":"IF(INDIRECT($E$4&\"O53\")=\"\",\"★\",INDIRECT($E$4&\"O53\"))","v":"★"},{"$f":"IF(INDIRECT($E$4&\"Y53\")=\"\",\"★\",INDIRECT($E$4&\"Y53\"))","v":"★"},{"$f":"IF(INDIRECT($E$4&\"AA53\")=\"\",\"★\",INDIRECT($E$4&\"AA53\"))","v":"★"},{"$f":"IF(INDIRECT($E$4&\"AA54\")=\"\",\"★\",INDIRECT($E$4&\"AA54\"))","v":"★"},null,null,null,null,null,null,null,null,null,null,null,null,null,null,null,null,null,null,null,"b20",{"$f":"IF(INDIRECT($F$4&\"C56\")=\"\",\"★\",INDIRECT($F$4&\"C56\"))","v":"★"},{"$f":"IF(INDIRECT($F$4&\"E56\")=\"\",\"★\",INDIRECT($F$4&\"E56\"))","v":"★"},{"$f":"IF(INDIRECT($F$4&\"H56\")=\"\",\"★\",INDIRECT($F$4&\"H56\"))","v":"★"},{"$f":"IF(INDIRECT($F$4&\"S56\")=\"\",\"★\",INDIRECT($F$4&\"S56\"))","v":"★"},{"$f":"IF(INDIRECT($F$4&\"V56\")=\"\",\"★\",INDIRECT($F$4&\"V56\"))","v":"★"},{"$f":"IF(INDIRECT($F$4&\"Y56\")=\"\",\"★\",INDIRECT($F$4&\"Y56\"))","v":"★"},{"$f":"IF(INDIRECT($F$4&\"AB56\")=\"\",\"★\",INDIRECT($F$4&\"AB56\"))","v":"★"},{"$f":"IF(INDIRECT($F$4&\"AF56\")=\"\",\"★\",INDIRECT($F$4&\"AF56\"))","v":"★"},{"$f":"IF(INDIRECT($F$4&\"AI56\")=\"\",\"★\",INDIRECT($F$4&\"AI56\"))","v":"★"},{"$f":"IF(INDIRECT($F$4&\"AL56\")=\"\",\"★\",INDIRECT($F$4&\"AL56\"))","v":"★"},{"$f":"IF(INDIRECT($F$4&\"AN56\")=\"\",\"★\",INDIRECT($F$4&\"AN56\"))","v":"★"},{"$f":"IF(INDIRECT($F$4&\"AP56\")=\"\",\"★\",INDIRECT($F$4&\"AP56\"))","v":"★"},{"$f":"IF(INDIRECT($G$4&\"R79\")=\"\",\"★\",INDIRECT($G$4&\"R79\"))","v":"★"},{"$f":"IF(INDIRECT($G$4&\"T79\")=\"\",\"★\",INDIRECT($G$4&\"T79\"))","v":"★"},{"$f":"IF(INDIRECT($G$4&\"V79\")=\"\",\"★\",INDIRECT($G$4&\"V79\"))","v":"★"},{"$f":"IF(INDIRECT($G$4&\"X79\")=\"\",\"★\",INDIRECT($G$4&\"X79\"))","v":"★"},{"$f":"IF(INDIRECT($G$4&\"X80\")=\"\",\"★\",INDIRECT($G$4&\"X80\"))","v":"★"},{"$f":"IF(INDIRECT($G$4&\"AB79\")=\"\",\"★\",INDIRECT($G$4&\"AB79\"))","v":"★"}]
[null,null,null,null,null,null,null,null,null,null,null,null,null,null,null,null,null,null,null,null,null,null,null,null,null,null,null,null,null,null,null,null,null,null,null,null,null,null,null,null,null,null,null,null,null,"b21",{"$f":"IF(INDIRECT($F$4&\"C57\")=\"\",\"★\",INDIRECT($F$4&\"C57\"))","v":"★"},{"$f":"IF(INDIRECT($F$4&\"E57\")=\"\",\"★\",INDIRECT($F$4&\"E57\"))","v":"★"},{"$f":"IF(INDIRECT($F$4&\"H57\")=\"\",\"★\",INDIRECT($F$4&\"H57\"))","v":"★"},{"$f":"IF(INDIRECT($F$4&\"S57\")=\"\",\"★\",INDIRECT($F$4&\"S57\"))","v":"★"},{"$f":"IF(INDIRECT($F$4&\"V57\")=\"\",\"★\",INDIRECT($F$4&\"V57\"))","v":"★"},{"$f":"IF(INDIRECT($F$4&\"Y57\")=\"\",\"★\",INDIRECT($F$4&\"Y57\"))","v":"★"},{"$f":"IF(INDIRECT($F$4&\"AB57\")=\"\",\"★\",INDIRECT($F$4&\"AB57\"))","v":"★"},{"$f":"IF(INDIRECT($F$4&\"AF57\")=\"\",\"★\",INDIRECT($F$4&\"AF57\"))","v":"★"},{"$f":"IF(INDIRECT($F$4&\"AI57\")=\"\",\"★\",INDIRECT($F$4&\"AI57\"))","v":"★"},{"$f":"IF(INDIRECT($F$4&\"AL57\")=\"\",\"★\",INDIRECT($F$4&\"AL57\"))","v":"★"},{"$f":"IF(INDIRECT($F$4&\"AN57\")=\"\",\"★\",INDIRECT($F$4&\"AN57\"))","v":"★"},{"$f":"IF(INDIRECT($F$4&\"AP57\")=\"\",\"★\",INDIRECT($F$4&\"AP57\"))","v":"★"},{"$f":"IF(INDIRECT($G$4&\"R81\")=\"\",\"★\",INDIRECT($G$4&\"R81\"))","v":"★"},{"$f":"IF(INDIRECT($G$4&\"T81\")=\"\",\"★\",INDIRECT($G$4&\"T81\"))","v":"★"},{"$f":"IF(INDIRECT($G$4&\"V81\")=\"\",\"★\",INDIRECT($G$4&\"V81\"))","v":"★"},{"$f":"IF(INDIRECT($G$4&\"X81\")=\"\",\"★\",INDIRECT($G$4&\"X81\"))","v":"★"},{"$f":"IF(INDIRECT($G$4&\"X82\")=\"\",\"★\",INDIRECT($G$4&\"X82\"))","v":"★"},{"$f":"IF(INDIRECT($G$4&\"AB81\")=\"\",\"★\",INDIRECT($G$4&\"AB81\"))","v":"★"}]
[null,null,null,null,null,null,null,null,null,null,null,null,null,null,null,null,null,null,null,null,null,null,null,null,null,null,null,null,null,null,null,null,null,null,null,null,null,null,null,null,null,null,null,null,null,"b22",{"$f":"IF(INDIRECT($F$4&\"C58\")=\"\",\"★\",INDIRECT($F$4&\"C58\"))","v":"★"},{"$f":"IF(INDIRECT($F$4&\"E58\")=\"\",\"★\",INDIRECT($F$4&\"E58\"))","v":"★"},{"$f":"IF(INDIRECT($F$4&\"H58\")=\"\",\"★\",INDIRECT($F$4&\"H58\"))","v":"★"},{"$f":"IF(INDIRECT($F$4&\"S58\")=\"\",\"★\",INDIRECT($F$4&\"S58\"))","v":"★"},{"$f":"IF(INDIRECT($F$4&\"V58\")=\"\",\"★\",INDIRECT($F$4&\"V58\"))","v":"★"},{"$f":"IF(INDIRECT($F$4&\"Y58\")=\"\",\"★\",INDIRECT($F$4&\"Y58\"))","v":"★"},{"$f":"IF(INDIRECT($F$4&\"AB58\")=\"\",\"★\",INDIRECT($F$4&\"AB58\"))","v":"★"},{"$f":"IF(INDIRECT($F$4&\"AF58\")=\"\",\"★\",INDIRECT($F$4&\"AF58\"))","v":"★"},{"$f":"IF(INDIRECT($F$4&\"AI58\")=\"\",\"★\",INDIRECT($F$4&\"AI58\"))","v":"★"},{"$f":"IF(INDIRECT($F$4&\"AL58\")=\"\",\"★\",INDIRECT($F$4&\"AL58\"))","v":"★"},{"$f":"IF(INDIRECT($F$4&\"AN58\")=\"\",\"★\",INDIRECT($F$4&\"AN58\"))","v":"★"},{"$f":"IF(INDIRECT($F$4&\"AP58\")=\"\",\"★\",INDIRECT($F$4&\"AP58\"))","v":"★"},{"$f":"IF(INDIRECT($G$4&\"R83\")=\"\",\"★\",INDIRECT($G$4&\"R83\"))","v":"★"},{"$f":"IF(INDIRECT($G$4&\"T83\")=\"\",\"★\",INDIRECT($G$4&\"T83\"))","v":"★"},{"$f":"IF(INDIRECT($G$4&\"V83\")=\"\",\"★\",INDIRECT($G$4&\"V83\"))","v":"★"},{"$f":"IF(INDIRECT($G$4&\"X83\")=\"\",\"★\",INDIRECT($G$4&\"X83\"))","v":"★"},{"$f":"IF(INDIRECT($G$4&\"X84\")=\"\",\"★\",INDIRECT($G$4&\"X84\"))","v":"★"},{"$f":"IF(INDIRECT($G$4&\"AB83\")=\"\",\"★\",INDIRECT($G$4&\"AB83\"))","v":"★"}]
[null,null,null,null,null,null,null,null,null,null,null,null,null,null,null,null,null,null,null,null,null,null,null,null,null,null,null,null,null,null,null,null,null,null,null,null,null,null,null,null,null,null,null,null,null,"b23",{"$f":"IF(INDIRECT($F$4&\"C60\")=\"\",\"★\",INDIRECT($F$4&\"C60\"))","v":"★"},{"$f":"IF(INDIRECT($F$4&\"E60\")=\"\",\"★\",INDIRECT($F$4&\"E60\"))","v":"★"},{"$f":"IF(INDIRECT($F$4&\"H60\")=\"\",\"★\",INDIRECT($F$4&\"H60\"))","v":"★"},{"$f":"IF(INDIRECT($F$4&\"S60\")=\"\",\"★\",INDIRECT($F$4&\"S60\"))","v":"★"},{"$f":"IF(INDIRECT($F$4&\"V60\")=\"\",\"★\",INDIRECT($F$4&\"V60\"))","v":"★"},{"$f":"IF(INDIRECT($F$4&\"Y60\")=\"\",\"★\",INDIRECT($F$4&\"Y60\"))","v":"★"},{"$f":"IF(INDIRECT($F$4&\"AB60\")=\"\",\"★\",INDIRECT($F$4&\"AB60\"))","v":"★"},{"$f":"IF(INDIRECT($F$4&\"AF60\")=\"\",\"★\",INDIRECT($F$4&\"AF60\"))","v":"★"},{"$f":"IF(INDIRECT($F$4&\"AI60\")=\"\",\"★\",INDIRECT($F$4&\"AI60\"))","v":"★"},{"$f":"IF(INDIRECT($F$4&\"AL60\")=\"\",\"★\",INDIRECT($F$4&\"AL60\"))","v":"★"},{"$f":"IF(INDIRECT($F$4&\"AN60\")=\"\",\"★\",INDIRECT($F$4&\"AN60\"))","v":"★"},{"$f":"IF(INDIRECT($F$4&\"AP60\")=\"\",\"★\",INDIRECT($F$4&\"AP60\"))","v":"★"},{"$f":"IF(INDIRECT($G$4&\"R86\")=\"\",\"★\",INDIRECT($G$4&\"R86\"))","v":"★"},{"$f":"IF(INDIRECT($G$4&\"T86\")=\"\",\"★\",INDIRECT($G$4&\"T86\"))","v":"★"},{"$f":"IF(INDIRECT($G$4&\"V86\")=\"\",\"★\",INDIRECT($G$4&\"V86\"))","v":"★"},{"$f":"IF(INDIRECT($G$4&\"X86\")=\"\",\"★\",INDIRECT($G$4&\"X86\"))","v":"★"},{"$f":"IF(INDIRECT($G$4&\"X87\")=\"\",\"★\",INDIRECT($G$4&\"X87\"))","v":"★"},{"$f":"IF(INDIRECT($G$4&\"AB86\")=\"\",\"★\",INDIRECT($G$4&\"AB86\"))","v":"★"}]
[null,null,null,null,null,null,null,null,null,null,null,null,null,null,null,null,null,null,null,null,null,null,null,null,null,null,null,null,null,null,null,null,null,null,null,null,null,null,null,null,null,null,null,null,null,"b24",{"$f":"IF(INDIRECT($F$4&\"C61\")=\"\",\"★\",INDIRECT($F$4&\"C61\"))","v":"★"},{"$f":"IF(INDIRECT($F$4&\"E61\")=\"\",\"★\",INDIRECT($F$4&\"E61\"))","v":"★"},{"$f":"IF(INDIRECT($F$4&\"H61\")=\"\",\"★\",INDIRECT($F$4&\"H61\"))","v":"★"},{"$f":"IF(INDIRECT($F$4&\"S61\")=\"\",\"★\",INDIRECT($F$4&\"S61\"))","v":"★"},{"$f":"IF(INDIRECT($F$4&\"V61\")=\"\",\"★\",INDIRECT($F$4&\"V61\"))","v":"★"},{"$f":"IF(INDIRECT($F$4&\"Y61\")=\"\",\"★\",INDIRECT($F$4&\"Y61\"))","v":"★"},{"$f":"IF(INDIRECT($F$4&\"AB61\")=\"\",\"★\",INDIRECT($F$4&\"AB61\"))","v":"★"},{"$f":"IF(INDIRECT($F$4&\"AF61\")=\"\",\"★\",INDIRECT($F$4&\"AF61\"))","v":"★"},{"$f":"IF(INDIRECT($F$4&\"AI61\")=\"\",\"★\",INDIRECT($F$4&\"AI61\"))","v":"★"},{"$f":"IF(INDIRECT($F$4&\"AL61\")=\"\",\"★\",INDIRECT($F$4&\"AL61\"))","v":"★"},{"$f":"IF(INDIRECT($F$4&\"AN61\")=\"\",\"★\",INDIRECT($F$4&\"AN61\"))","v":"★"},{"$f":"IF(INDIRECT($F$4&\"AP61\")=\"\",\"★\",INDIRECT($F$4&\"AP61\"))","v":"★"},{"$f":"IF(INDIRECT($G$4&\"R88\")=\"\",\"★\",INDIRECT($G$4&\"R88\"))","v":"★"},{"$f":"IF(INDIRECT($G$4&\"T88\")=\"\",\"★\",INDIRECT($G$4&\"T88\"))","v":"★"},{"$f":"IF(INDIRECT($G$4&\"V88\")=\"\",\"★\",INDIRECT($G$4&\"V88\"))","v":"★"},{"$f":"IF(INDIRECT($G$4&\"X88\")=\"\",\"★\",INDIRECT($G$4&\"X88\"))","v":"★"},{"$f":"IF(INDIRECT($G$4&\"X89\")=\"\",\"★\",INDIRECT($G$4&\"X89\"))","v":"★"},{"$f":"IF(INDIRECT($G$4&\"AB88\")=\"\",\"★\",INDIRECT($G$4&\"AB88\"))","v":"★"}]
[]
[null,"end","end","end","end","end","end","end","end","end","end","end","end","end","end","end","end","end","end","end","end","end","end","end","end","end","end","end","end","end","end",null,"end","end","end","end","end","end","end","end","end","end","end","end","end","end","end","end","end","end","end","end","end","end","end","end","end","end","end","end","end","end","end","end","end"]

{"sheet":"集計用_実施状況","index":55,"n_rows":198,"n_cols":28,"rows_kept":198,"cut":false,"hidden":true,"merged":[[6,20,6,21],[5,11,5,21],[6,2,7,2],[6,3,7,3],[6,4,7,4],[6,5,7,5],[6,11,6,19],[6,6,7,6],[6,7,7,7],[6,8,7,8],[6,9,7,9],[6,10,7,10],[5,6,5,10],[8,1,14,1],[15,1,20,1],[5,1,5,5],[6,1,7,1]]}
[]
[null,null,null,null,null,"1.実施している",null,null,null,null,null,null,null,null,null,null,null,null,null,null,null,null,null,null,null,null,null,"1.全ての該当箇所に\n  実施・導入済み"]
[null,"INDIRECT用",null,null,null,"2.部分的に実施している",null,null,null,null,null,null,null,null,null,null,null,null,null,null,null,null,null,null,null,null,null,"2.部分的に\n  実施・導入済み"]
[null,{"$f":"\"'\"&RIGHT(CELL(\"filename\",'413対策実施状況'!$A$1),LEN(CELL(\"filename\",'413対策実施状況'!$A$1))-FIND(\"]\",CELL(\"filename\",'413対策実施状況'!$A$1)))&\"'!\"","v":"'413対策実施状況'!"},null,null,null,"3.実施していない",null,null,null,null,null,null,null,null,null,null,null,null,null,null,null,null,null,null,null,null,null,"3.実施・導入して\n  いない"]
[null,null,null,null,null,null,null,null,null,null,null,null,null,null,null,null,null,null,null,null,null,null,null,null,null,null,null,"4.そもそも実施・\n  導入できない"]
[null,"エネルギー管理体制",null,null,null,null,"認証等取得状況",null,null,null,null,"CO2対策実施状況と提案予定"]
[null,"区分","番号","名称","概要","実施状況","名称","取得状況","取得年・予定年","年","備考","対策実施状況",null,null,null,null,null,null,null,null,"提案予定"]
[null,null,null,null,null,null,null,null,null,null,null,"大分類",null,"中分類",null,"6類型",null,"対策メニュー名","メニュー番号","実施・導入状況","提案予定","提案予定なしの理由","INDIRECT用","INDIRECT用"]
[null,"エネルギー管理体制",1,"推進体制の整備","関連部門が参加するCO2排出削減に向けての推進体制がある。",{"$f":"IF(INDIRECT($B$4&\"AD10\")=\"\",\"★\",INDIRECT($B$4&\"AD10\"))","v":"★"},{"$f":"IF(INDIRECT($B$4&\"B50\")=\"\",\"★\",INDIRECT($B$4&\"B50\"))","v":"エコアクション２１"},{"$f":"IF(INDIRECT($B$4&\"Q50\")=\"\",\"★\",INDIRECT($B$4&\"Q50\"))","v":"★"},{"$f":"IF(INDIRECT($B$4&\"V50\")=\"\",\"★\",INDIRECT($B$4&\"V50\"))","v":"★"},{"$f":"IF(INDIRECT($B$4&\"Z50\")=\"\",\"★\",INDIRECT($B$4&\"Z50\"))","v":"★"},{"$f":"IF(INDIRECT($B$4&\"AD50\")=\"\",\"★\",INDIRECT($B$4&\"AD50\"))","v":"★"},"空調システム",null,"発生",null,"運用改善",1,"熱源機(ボイラーを除く)の不要時停止",11111,{"$f":"IF(INDIRECT($B$4&\"Q\"&$W9)=\"\",\"★\",INDIRECT($B$4&\"Q\"&$W9))","v":"★"},{"$f":"IF(INDIRECT($B$4&\"X\"&$W9)=\"\",\"★\",INDIRECT($B$4&\"X\"&$W9))","v":"★"},{"$f":"IF(INDIRECT($B$4&\"X\"&$X9)=\"\",\"★\",INDIRECT($B$4&\"X\"&$X9))","v":"★"},86,{"$f":"W9+1","v":87},null,null,null,"1.工場/事業場の現況から提案不要と判断したため"]
[null,null,2,"検討会の開催","関連部門が参加するエネルギー使用状況及びCO２排出量推移等の検討会を実施している。",{"$f":"IF(INDIRECT($B$4&\"AD13\")=\"\",\"★\",INDIRECT($B$4&\"AD13\"))","v":"★"},{"$f":"IF(INDIRECT($B$4&\"B51\")=\"\",\"★\",INDIRECT($B$4&\"B51\"))","v":"ISO14001"},{"$f":"IF(INDIRECT($B$4&\"Q51\")=\"\",\"★\",INDIRECT($B$4&\"Q51\"))","v":"★"},{"$f":"IF(INDIRECT($B$4&\"V51\")=\"\",\"★\",INDIRECT($B$4&\"V51\"))","v":"★"},{"$f":"IF(INDIRECT($B$4&\"Z51\")=\"\",\"★\",INDIRECT($B$4&\"Z51\"))","v":"★"},{"$f":"IF(INDIRECT($B$4&\"AD51\")=\"\",\"★\",INDIRECT($B$4&\"AD51\"))","v":"★"},"空調システム",null,"発生",null,"運用改善",2,"吸収式冷温水機の燃焼空気比低減",11112,{"$f":"IF(INDIRECT($B$4&\"Q\"&$W10)=\"\",\"★\",INDIRECT($B$4&\"Q\"&$W10))","v":"★"},{"$f":"IF(INDIRECT($B$4&\"X\"&$W10)=\"\",\"★\",INDIRECT($B$4&\"X\"&$W10))","v":"★"},{"$f":"IF(INDIRECT($B$4&\"X\"&$X10)=\"\",\"★\",INDIRECT($B$4&\"X\"&$X10))","v":"★"},88,{"$f":"W10+1","v":89},null,null,null,"2.製造ﾌﾟﾛｾｽやｻｰﾋﾞｽに影響する懸念があるため"]
[null,null,3,"CO2排出削減目標の設定","CO2排出削減目標が定められており、事業所全体で改善活動を実施している。",{"$f":"IF(INDIRECT($B$4&\"AD16\")=\"\",\"★\",INDIRECT($B$4&\"AD16\"))","v":"★"},{"$f":"IF(INDIRECT($B$4&\"B52\")=\"\",\"★\",INDIRECT($B$4&\"B52\"))","v":"SBT／中小企業SBT"},{"$f":"IF(INDIRECT($B$4&\"Q52\")=\"\",\"★\",INDIRECT($B$4&\"Q52\"))","v":"★"},{"$f":"IF(INDIRECT($B$4&\"V52\")=\"\",\"★\",INDIRECT($B$4&\"V52\"))","v":"★"},{"$f":"IF(INDIRECT($B$4&\"Z52\")=\"\",\"★\",INDIRECT($B$4&\"Z52\"))","v":"★"},{"$f":"IF(INDIRECT($B$4&\"AD52\")=\"\",\"★\",INDIRECT($B$4&\"AD52\"))","v":"★"},"空調システム",null,"発生",null,"運用改善",3,"冷却水設定温度・流量の適正化",11113,"★","★","★",90,91,null,null,null,"3.費用、効果等を考慮し提案不適と判断したため"]
[null,null,4,"小集団活動の実施","CO2削減に向けて、小集団活動等(例：QC活動)の改善活動を実施している。",{"$f":"IF(INDIRECT($B$4&\"AD19\")=\"\",\"★\",INDIRECT($B$4&\"AD19\"))","v":"★"},{"$f":"IF(INDIRECT($B$4&\"B53\")=\"\",\"★\",INDIRECT($B$4&\"B53\"))","v":"TCFD（気候関連財務情報開示タスクフォース）"},{"$f":"IF(INDIRECT($B$4&\"Q53\")=\"\",\"★\",INDIRECT($B$4&\"Q53\"))","v":"★"},{"$f":"IF(INDIRECT($B$4&\"V53\")=\"\",\"★\",INDIRECT($B$4&\"V53\"))","v":"★"},{"$f":"IF(INDIRECT($B$4&\"Z53\")=\"\",\"★\",INDIRECT($B$4&\"Z53\"))","v":"★"},{"$f":"IF(INDIRECT($B$4&\"AD53\")=\"\",\"★\",INDIRECT($B$4&\"AD53\"))","v":"★"},"空調システム",null,"発生",null,"運用改善",4,"冷水・温水出口温度の調整",11114,"★","★","★",92,93,null,null,null,"4.経営課題を考慮し、提案不適と判断したため"]
[null,null,5,"評価・表彰制度の制定","CO2削減に関して、改善提案制度等の従業者に対する評価・表彰制度がある。",{"$f":"IF(INDIRECT($B$4&\"AD22\")=\"\",\"★\",INDIRECT($B$4&\"AD22\"))","v":"★"},{"$f":"IF(INDIRECT($B$4&\"B54\")=\"\",\"★\",INDIRECT($B$4&\"B54\"))","v":"RE Action"},{"$f":"IF(INDIRECT($B$4&\"Q54\")=\"\",\"★\",INDIRECT($B$4&\"Q54\"))","v":"★"},{"$f":"IF(INDIRECT($B$4&\"V54\")=\"\",\"★\",INDIRECT($B$4&\"V54\"))","v":"★"},{"$f":"IF(INDIRECT($B$4&\"Z54\")=\"\",\"★\",INDIRECT($B$4&\"Z54\"))","v":"★"},{"$f":"IF(INDIRECT($B$4&\"AD54\")=\"\",\"★\",INDIRECT($B$4&\"AD54\"))","v":"★"},"空調システム",null,"発生",null,"運用改善",5,"蓄熱システム運転スケジュールの調整",11115,"★","★","★",94,95,null,null,null,"5.実行体制面における負担が過大と想定したため"]
[null,null,6,"経営層の関与","トップのCO２削減に向けての強い意識、指導がある。",{"$f":"IF(INDIRECT($B$4&\"AD25\")=\"\",\"★\",INDIRECT($B$4&\"AD25\"))","v":"★"},{"$f":"IF(INDIRECT($B$4&\"B55\")=\"\",\"★\",INDIRECT($B$4&\"B55\"))","v":"RE100"},{"$f":"IF(INDIRECT($B$4&\"Q55\")=\"\",\"★\",INDIRECT($B$4&\"Q55\"))","v":"★"},{"$f":"IF(INDIRECT($B$4&\"V55\")=\"\",\"★\",INDIRECT($B$4&\"V55\"))","v":"★"},{"$f":"IF(INDIRECT($B$4&\"Z55\")=\"\",\"★\",INDIRECT($B$4&\"Z55\"))","v":"★"},{"$f":"IF(INDIRECT($B$4&\"AD55\")=\"\",\"★\",INDIRECT($B$4&\"AD55\"))","v":"★"},"空調システム",null,"発生",null,"運用改善",6,"密閉式冷却塔熱交換器のスケール除去",11116,{"$f":"IF(INDIRECT($B$4&\"Q\"&$W14)=\"\",\"★\",INDIRECT($B$4&\"Q\"&$W14))","v":"★"},"★","★",96,97,null,null,null,"6.その他"]
[null,null,7,"教育の実施","CO2削減に関する研修会等への参加やOJTでの教育等を実施している。",{"$f":"IF(INDIRECT($B$4&\"AD28\")=\"\",\"★\",INDIRECT($B$4&\"AD28\"))","v":"★"},{"$f":"IF(INDIRECT($B$4&\"B56\")=\"\",\"★\",INDIRECT($B$4&\"B56\"))","v":"エコファースト"},{"$f":"IF(INDIRECT($B$4&\"Q56\")=\"\",\"★\",INDIRECT($B$4&\"Q56\"))","v":"★"},{"$f":"IF(INDIRECT($B$4&\"V56\")=\"\",\"★\",INDIRECT($B$4&\"V56\"))","v":"★"},{"$f":"IF(INDIRECT($B$4&\"Z56\")=\"\",\"★\",INDIRECT($B$4&\"Z56\"))","v":"★"},{"$f":"IF(INDIRECT($B$4&\"AD56\")=\"\",\"★\",INDIRECT($B$4&\"AD56\"))","v":"★"},"空調システム",null,"発生",null,"運用改善",7,"冷却塔充てん材の清掃",11117,"★","★","★",98,99]
[null,"エネルギー把握(見える化)",8,"エネルギー使用の把握","エネルギー種類別に、使用量を定量的に把握している。",{"$f":"IF(INDIRECT($B$4&\"AD31\")=\"\",\"★\",INDIRECT($B$4&\"AD31\"))","v":"★"},{"$f":"IF(INDIRECT($B$4&\"B57\")=\"\",\"★\",INDIRECT($B$4&\"B57\"))","v":"★"},{"$f":"IF(INDIRECT($B$4&\"Q57\")=\"\",\"★\",INDIRECT($B$4&\"Q57\"))","v":"★"},{"$f":"IF(INDIRECT($B$4&\"V57\")=\"\",\"★\",INDIRECT($B$4&\"V57\"))","v":"★"},{"$f":"IF(INDIRECT($B$4&\"Z57\")=\"\",\"★\",INDIRECT($B$4&\"Z57\"))","v":"★"},{"$f":"IF(INDIRECT($B$4&\"AD57\")=\"\",\"★\",INDIRECT($B$4&\"AD57\"))","v":"★"},"空調システム",null,"発生",null,"運用改善",8,"室外機フィンの清掃・洗浄",11118,"★","★","★",100,101]
[null,null,null,"8-1","　把握の頻度　",{"$f":"IF(INDIRECT($B$4&\"AD34\")=\"\",\"★\",INDIRECT($B$4&\"AD34\"))","v":"★"},{"$f":"IF(INDIRECT($B$4&\"B58\")=\"\",\"★\",INDIRECT($B$4&\"B58\"))","v":"★"},{"$f":"IF(INDIRECT($B$4&\"Q58\")=\"\",\"★\",INDIRECT($B$4&\"Q58\"))","v":"★"},{"$f":"IF(INDIRECT($B$4&\"V58\")=\"\",\"★\",INDIRECT($B$4&\"V58\"))","v":"★"},{"$f":"IF(INDIRECT($B$4&\"Z58\")=\"\",\"★\",INDIRECT($B$4&\"Z58\"))","v":"★"},{"$f":"IF(INDIRECT($B$4&\"AD58\")=\"\",\"★\",INDIRECT($B$4&\"AD58\"))","v":"★"},"空調システム",null,"発生",null,"部分更新・機能付加",1,"室外機の放熱環境改善（遮熱、散水等）",11121,"★","★","★",102,103]
[null,null,null,"8-2","　把握の最小範囲",{"$f":"IF(INDIRECT($B$4&\"AD35\")=\"\",\"★\",INDIRECT($B$4&\"AD35\"))","v":"★"},null,null,null,null,null,"空調システム",null,"発生",null,"部分更新・機能付加",2,"フリークーリング制御機能の追加",11122,"★","★","★",104,105]
[null,null,9,"データの収集と分析","エネルギー使用データは、関連する設備の操業条件、気象条件、稼働率等のデータと併せて使用実績の分析を行っている。",{"$f":"IF(INDIRECT($B$4&\"AD36\")=\"\",\"★\",INDIRECT($B$4&\"AD36\"))","v":"★"},null,null,null,null,null,"空調システム",null,"発生",null,"部分更新・機能付加",3,"熱交換器温度制御の導入",11123,"★","★","★",106,107]
[null,null,10,"データの見える化と共有化","データの見える化を進め、関係者間でのエネルギー使用状況の共有化を行っている。",{"$f":"IF(INDIRECT($B$4&\"AD39\")=\"\",\"★\",INDIRECT($B$4&\"AD39\"))","v":"★"},null,null,null,null,null,"空調システム",null,"発生",null,"部分更新・機能付加","-","ポンプ・ファン等の回転数・流量・圧力調整（インバータ制御等）\n[冷却塔ファン]",24022,"★","★","★",108,109]
[null,null,11,"CO2排出量の管理","エネルギー使用量やCO２排出量を算出し、目標に対する達成状況の評価を行っている。",{"$f":"IF(INDIRECT($B$4&\"AD42\")=\"\",\"★\",INDIRECT($B$4&\"AD42\"))","v":"★"},null,null,null,null,null,"空調システム",null,"発生",null,"部分更新・機能付加",5,"冷水蓄熱槽の放熱ロス改善",11125,"★","★","★",110,111]
[null,null,null,null,null,null,null,null,null,null,null,"空調システム",null,"発生",null,"部分更新・機能付加",6,"遠隔監視・管理サービスの導入",11126,"★","★","★",112,113]
[null,null,null,null,null,null,null,null,null,null,null,"空調システム",null,"発生",null,"設備導入",1,"高効率ターボ冷凍機の導入",11131,"★","★","★",114,115]
[null,null,null,null,null,null,null,null,null,null,null,"空調システム",null,"発生",null,"設備導入",2,"熱回収ヒートポンプの導入",11132,"★","★","★",116,117]
[null,null,null,null,null,null,null,null,null,null,null,"空調システム",null,"発生",null,"設備導入",3,"デシカント空調システムの導入",11133,"★","★","★",118,119]
[null,null,null,null,null,null,null,null,null,null,null,"空調システム",null,"発生",null,"設備導入",4,"高効率ヒートポンプチラーの導入（老朽化更新を含む）",11134,"★","★","★",120,121]
[null,null,null,null,null,null,null,null,null,null,null,"空調システム",null,"発生",null,"設備導入",5,"高効率パッケージエアコンの導入（老朽化更新を含む）",11135,"★","★","★",122,123]
[null,null,null,null,null,null,null,null,null,null,null,"空調システム",null,"発生",null,"設備導入",6,"その他の高効率熱源機(ボイラーを除く)の導入(セントラル空調方式)",11136,"★","★","★",124,125]
[null,null,null,null,null,null,null,null,null,null,null,"空調システム",null,"発生",null,"燃料低炭素化",1,"再生可能エネルギー（地中熱、太陽熱等）利用空調設備の導入",11141,"★","★","★",126,127]
[null,null,null,null,null,null,null,null,null,null,null,"空調システム",null,"発生",null,"電化",1,"高効率ヒートポンプチラーの導入",11151,"★","★","★",128,129]
[null,null,null,null,null,null,null,null,null,null,null,"空調システム",null,"発生",null,"電化",2,"高効率パッケージエアコンの導入",11152,"★","★","★",130,131]
[null,null,null,null,null,null,null,null,null,null,null,"空調システム",null,"移送",null,"運用改善",1,"空調室内機のフィルター、コイル等の清掃",11211,"★","★","★",132,133]
[null,null,null,null,null,null,null,null,null,null,null,"空調システム",null,"移送",null,"部分更新・機能付加",1,"移送配管等の漏れ防止、断熱補修",11221,"★","★","★",134,135]
[null,null,null,null,null,null,null,null,null,null,null,"空調システム",null,"移送",null,"部分更新・機能付加","-","省エネファンベルトの導入\n[空調機・換気ファン]",24023,"★","★","★",136,137]
[null,null,null,null,null,null,null,null,null,null,null,"空調システム",null,"移送",null,"部分更新・機能付加",3,"可変風量（VAV）制御方式の導入",11223,"★","★","★",138,139]
[null,null,null,null,null,null,null,null,null,null,null,"空調システム",null,"移送",null,"設備導入",1,"大温度差送風・送水システムの導入",11231,"★","★","★",140,141]
[null,null,null,null,null,null,null,null,null,null,null,"空調システム",null,"移送",null,"設備導入","-","適正容量の高効率ポンプ・ファン・ブロワーの導入\n[高効率ファン(プラグファン等)]",24031,"★","★","★",142,143]
[null,null,null,null,null,null,null,null,null,null,null,"空調システム",null,"消費",null,"運用改善",1,"空調・換気不要時の空調・換気停止、運転時間短縮",11311,"★","★","★",144,145]
[null,null,null,null,null,null,null,null,null,null,null,"空調システム",null,"消費",null,"運用改善",2,"外気取り入れ量の縮小・停止",11312,"★","★","★",146,147]
[null,null,null,null,null,null,null,null,null,null,null,"空調システム",null,"消費",null,"運用改善",3,"冷房時の再熱運転の停止",11313,"★","★","★",148,149]
[null,null,null,null,null,null,null,null,null,null,null,"空調システム",null,"消費",null,"運用改善",4,"夜間等の冷気取入れ（ナイトパージ）",11314,"★",{"$f":"IF(INDIRECT($B$4&\"X\"&$W41)=\"\",\"★\",INDIRECT($B$4&\"X\"&$W41))","v":"★"},{"$f":"IF(INDIRECT($B$4&\"X\"&$X41)=\"\",\"★\",INDIRECT($B$4&\"X\"&$X41))","v":"★"},150,151]
[null,null,null,null,null,null,null,null,null,null,null,"空調システム",null,"消費",null,"運用改善",5,"冷暖房ミキシングロスの防止",11315,"★","★","★",152,153]
[null,null,null,null,null,null,null,null,null,null,null,"空調システム",null,"消費",null,"運用改善",6,"冷暖房設定温度・湿度の緩和",11316,"★","★","★",154,155]
[null,null,null,null,null,null,null,null,null,null,null,"空調システム",null,"消費",null,"運用改善",7,"全熱交換器の有効利用",11317,"★","★","★",156,157]
[null,null,null,null,null,null,null,null,null,null,null,"空調システム",null,"消費",null,"部分更新・機能付加",1,"空調・換気のスケジュール運転・断続運転制御の導入",11321,"★","★","★",158,159]
[null,null,null,null,null,null,null,null,null,null,null,"空調システム",null,"消費",null,"部分更新・機能付加",2,"センサーを利用した外気量自動制御システムの導入",11322,"★","★","★",160,161]
[null,null,null,null,null,null,null,null,null,null,null,"空調システム",null,"消費",null,"部分更新・機能付加",3,"外気冷房空調システムの導入（中間期に送風のみ）",11323,"★","★","★",162,163]
[null,null,null,null,null,null,null,null,null,null,null,"空調システム",null,"消費",null,"部分更新・機能付加",4,"直接噴霧加湿による加湿蒸気量の低減",11324,"★","★","★",164,165]
[null,null,null,null,null,null,null,null,null,null,null,"空調システム",null,"消費",null,"部分更新・機能付加",5,"空調ゾーニング細分化、発熱源の断熱強化",11325,"★","★","★",166,167]
[null,null,null,null,null,null,null,null,null,null,null,"空調システム",null,"消費",null,"部分更新・機能付加",6,"屋根の断熱性・遮熱性向上（遮熱塗料、散水等）",11326,"★","★","★",168,169]
[null,null,null,null,null,null,null,null,null,null,null,"空調システム",null,"消費",null,"部分更新・機能付加",7,"窓の断熱性・遮熱性向上(フィルム、塗料、ガラス、ブラインド等)",11327,"★","★","★",170,171]
[null,null,null,null,null,null,null,null,null,null,null,"空調システム",null,"消費",null,"部分更新・機能付加",8,"その他の建物断熱性・遮熱性の向上",11328,"★","★","★",172,173]
[null,null,null,null,null,null,null,null,null,null,null,"空調システム",null,"消費",null,"設備導入",1,"全熱交換器の導入",11331,"★","★","★",174,175]
[null,null,null,null,null,null,null,null,null,null,null,"空調システム",null,"消費",null,"設備導入",2,"置換空調・成層空調システムの導入",11332,"★","★","★",176,177]
[null,null,null,null,null,null,null,null,null,null,null,"空調システム",null,"消費",null,"設備導入",3,"高性能窓システム（エアフローウィンドー等）の導入",11333,"★","★","★",178,179]
[null,null,null,null,null,null,null,null,null,null,null,"蒸気システム",null,"発生",null,"運用改善",1,"ボイラーの不要時停止",12111,"★","★","★",181,182]
[null,null,null,null,null,null,null,null,null,null,null,"蒸気システム",null,"発生",null,"運用改善",2,"高効率ボイラーの優先運転（運転台数の削減）",12112,"★","★","★",183,184]
[null,null,null,null,null,null,null,null,null,null,null,"蒸気システム",null,"発生",null,"運用改善",3,"ボイラーの運転圧力調整",12113,"★","★","★",185,186]
[null,null,null,null,null,null,null,null,null,null,null,"蒸気システム",null,"発生",null,"運用改善",4,"ボイラーの燃焼空気比改善",12114,"★","★","★",187,188]
[null,null,null,null,null,null,null,null,null,null,null,"蒸気システム",null,"発生",null,"運用改善",5,"バーナーチップの清掃・交換",12115,"★","★","★",189,190]
[null,null,null,null,null,null,null,null,null,null,null,"蒸気システム",null,"発生",null,"運用改善",6,"ボイラーのブロー量の適正化",12116,"★","★","★",191,192]
[null,null,null,null,null,null,null,null,null,null,null,"蒸気システム",null,"発生",null,"運用改善",7,"ボイラーの停止時間の電源遮断",12117,"★","★","★",193,194]
[null,null,null,null,null,null,null,null,null,null,null,"蒸気システム",null,"発生",null,"部分更新・機能付加",1,"給水タンク等の保温",12121,"★","★","★",195,196]
[null,null,null,null,null,null,null,null,null,null,null,"蒸気システム",null,"発生",null,"部分更新・機能付加",2,"ボイラー排ガス利用による高効率化（給水予熱、燃焼空気予熱等）",12122,"★","★","★",197,198]
[null,null,null,null,null,null,null,null,null,null,null,"蒸気システム",null,"発生",null,"部分更新・機能付加",3,"ブロー水の顕熱回収（給水予熱装置の導入）",12123,"★","★","★",199,200]
[null,null,null,null,null,null,null,null,null,null,null,"蒸気システム",null,"発生",null,"部分更新・機能付加",4,"中小型ボイラーの省エネ燃焼システムの導入",12124,"★","★","★",201,202]
[null,null,null,null,null,null,null,null,null,null,null,"蒸気システム",null,"発生",null,"部分更新・機能付加",5,"ボイラー本体の断熱保温",12125,"★","★","★",203,204]
[null,null,null,null,null,null,null,null,null,null,null,"蒸気システム",null,"発生",null,"設備導入",1,"高効率ボイラーの導入（潜熱回収型等）",12131,"★","★","★",205,206]
[null,null,null,null,null,null,null,null,null,null,null,"蒸気システム",null,"発生",null,"燃料低炭素化",2,"燃料転換（重油焚きからガス焚きボイラー）",12142,"★","★","★",207,208]
[null,null,null,null,null,null,null,null,null,null,null,"蒸気システム",null,"発生",null,"燃料低炭素化",3,"燃料転換（重油焚きからガス焚きボイラー以外）",12143,"★","★","★",209,210]
[null,null,null,null,null,null,null,null,null,null,null,"蒸気システム",null,"発生",null,"燃料低炭素化",4,"バイオマスボイラーの導入（給湯用を除く）",12144,"★","★","★",211,212]
[null,null,null,null,null,null,null,null,null,null,null,"蒸気システム",null,"発生",null,"電化",1,"高温ヒートポンプの導入",12151,"★","★","★",213,214]
[null,null,null,null,null,null,null,null,null,null,null,"蒸気システム",null,"移送",null,"部分更新・機能付加",1,"蒸気配管経路の見直し",12221,"★",{"$f":"IF(INDIRECT($B$4&\"X\"&$W73)=\"\",\"★\",INDIRECT($B$4&\"X\"&$W73))","v":"★"},{"$f":"IF(INDIRECT($B$4&\"X\"&$X73)=\"\",\"★\",INDIRECT($B$4&\"X\"&$X73))","v":"★"},215,216]
[null,null,null,null,null,null,null,null,null,null,null,"蒸気システム",null,"移送",null,"部分更新・機能付加",2,"蒸気配管・蒸気バルブ・フランジ等の断熱強化",12222,{"$f":"IF(INDIRECT($B$4&\"Q\"&$W74)=\"\",\"★\",INDIRECT($B$4&\"Q\"&$W74))","v":"★"},"★","★",217,{"$f":"W74+1","v":218}]
[null,null,null,null,null,null,null,null,null,null,null,"蒸気システム",null,"移送",null,"部分更新・機能付加",3,"蒸気漏れの配管・継手・バルブ類の管理・更新",12223,"★","★","★",219,220]
[null,null,null,null,null,null,null,null,null,null,null,"蒸気システム",null,"移送",null,"部分更新・機能付加",4,"スチームトラップとドレン回収装置の管理・更新",12224,"★","★","★",221,222]
[null,null,null,null,null,null,null,null,null,null,null,"蒸気システム",null,"移送",null,"設備導入",1,"蒸気減圧ラインへのタービン設置による動力回収",12231,"★","★","★",223,224]
[null,null,null,null,null,null,null,null,null,null,null,"蒸気システム",null,"消費",null,"運用改善",1,"利用蒸気の温度・蒸気圧の低減",12311,"★","★","★",225,226]
[null,null,null,null,null,null,null,null,null,null,null,"蒸気システム",null,"消費",null,"部分更新・機能付加",1,"ドレン水回収設備・フラッシュ蒸気利用設備の導入",12321,"★","★","★",227,228]
[null,null,null,null,null,null,null,null,null,null,null,"蒸気システム",null,"消費",null,"部分更新・機能付加",2,"蒸気使用機器の断熱保温",12322,"★","★","★",229,230]
[null,null,null,null,null,null,null,null,null,null,null,"冷却水システム",null,"発生",null,"運用改善","-","冷却水設定温度・流量の適正化",11113,"★","★","★",232,233]
[null,null,null,null,null,null,null,null,null,null,null,"冷却水システム",null,"発生",null,"運用改善","-","吸収式冷温水機の燃焼空気比低減",11112,"★","★","★",234,235]
[null,null,null,null,null,null,null,null,null,null,null,"冷却水システム",null,"発生",null,"部分更新・機能付加","-","ポンプ・ファン等の回転数・流量・圧力調整（インバータ制御等）\n[冷却塔ファン]",24022,"★","★","★",236,237]
[null,null,null,null,null,null,null,null,null,null,null,"冷却水システム",null,"発生",null,"部分更新・機能付加","-","フリークーリング制御機能の追加",11122,"★","★","★",238,239]
[null,null,null,null,null,null,null,null,null,null,null,"冷却水システム",null,"発生",null,"設備導入","-","その他の高効率熱源機(ボイラーを除く)の導入(セントラル空調方式)\n[冷却塔]",11136,"★","★","★",240,241]
[null,null,null,null,null,null,null,null,null,null,null,"冷却水システム",null,"発生",null,"設備導入","-","産業用温水ヒートポンプの導入\n[冷温同時取出ヒートポンプ等]",29052,"★","★","★",242,243]
[null,null,null,null,null,null,null,null,null,null,null,"冷却水システム",null,"発生",null,"設備導入","-","高効率ヒートポンプチラーの導入（老朽化更新を含む）",11134,"★","★","★",244,245]
[null,null,null,null,null,null,null,null,null,null,null,"圧空システム",null,"発生",null,"運用改善",1,"コンプレッサーの吐出圧の低減",14111,"★","★","★",247,248]
[null,null,null,null,null,null,null,null,null,null,null,"圧空システム",null,"発生",null,"運用改善",2,"コンプレッサーの運転時間短縮、不要時停止",14112,"★","★","★",249,250]
[null,null,null,null,null,null,null,null,null,null,null,"圧空システム",null,"発生",null,"運用改善",3,"コンプレッサーの台数制御装置のパラメータ設定変更",14113,"★","★","★",251,252]
[null,null,null,null,null,null,null,null,null,null,null,"圧空システム",null,"発生",null,"運用改善",4,"コンプレッサーのフィルター等の清掃",14114,"★","★","★",253,254]
[null,null,null,null,null,null,null,null,null,null,null,"圧空システム",null,"発生",null,"部分更新・機能付加",1,"コンプレッサーの吸気温度の低温化",14121,"★","★","★",255,256]
[null,null,null,null,null,null,null,null,null,null,null,"圧空システム",null,"発生",null,"部分更新・機能付加",2,"コンプレッサー排熱の有効利用",14122,"★","★","★",257,258]
[null,null,null,null,null,null,null,null,null,null,null,"圧空システム",null,"発生",null,"部分更新・機能付加",3,"コンプレッサーの台数制御システムの導入",14123,"★","★","★",259,260]
[null,null,null,null,null,null,null,null,null,null,null,"圧空システム",null,"発生",null,"設備導入",1,"適正容量の高効率コンプレッサー（インバータ等）の導入",14131,"★","★","★",261,262]
[null,null,null,null,null,null,null,null,null,null,null,"圧空システム",null,"発生",null,"設備導入",2,"コンプレッサーからブロワーへの更新",14132,"★","★","★",263,264]
[null,null,null,null,null,null,null,null,null,null,null,"圧空システム",null,"発生",null,"設備導入",3,"熱回収式コンプレッサーの導入",14133,"★","★","★",265,266]
[null,null,null,null,null,null,null,null,null,null,null,"圧空システム",null,"移送",null,"運用改善",1,"配管の空気漏れ対策",14211,"★","★","★",267,268]
[null,null,null,null,null,null,null,null,null,null,null,"圧空システム",null,null,null,"部分更新・機能付加",1,"配管ルートのループ化",14221,"★","★","★",269,270]
[null,null,null,null,null,null,null,null,null,null,null,"圧空システム",null,null,null,"部分更新・機能付加",2,"レシーバータンクの設置",14222,"★","★","★",271,272]
[null,null,null,null,null,null,null,null,null,null,null,"圧空システム",null,"消費",null,"部分更新・機能付加",1,"エアーブローのパルス化やノズルサイズ変更",14321,"★","★","★",273,274]
[null,null,null,null,null,null,null,null,null,null,null,"照明設備",null,"――",null,"運用改善",1,"不要箇所・不要時間帯の消灯",21011,"★","★","★",276,277]
[null,null,null,null,null,null,null,null,null,null,null,"照明設備",null,"――",null,"運用改善",2,"照明器具の清掃",21012,"★","★","★",278,279]
[null,null,null,null,null,null,null,null,null,null,null,"照明設備",null,"――",null,"部分更新・機能付加",1,"照明スイッチの細分化（配線回路の分割）",21021,"★","★","★",280,281]
[null,null,null,null,null,null,null,null,null,null,null,"照明設備",null,"――",null,"部分更新・機能付加",2,"照明制御機能（タイマー、センサー等）の追加",21022,"★",{"$f":"IF(INDIRECT($B$4&\"X\"&$W105)=\"\",\"★\",INDIRECT($B$4&\"X\"&$W105))","v":"★"},{"$f":"IF(INDIRECT($B$4&\"X\"&$X105)=\"\",\"★\",INDIRECT($B$4&\"X\"&$X105))","v":"★"},282,283]
[null,null,null,null,null,null,null,null,null,null,null,"照明設備",null,"――",null,"部分更新・機能付加",3,"タスクアンビエント方式の導入",21023,"★","★","★",284,285]
[null,null,null,null,null,null,null,null,null,null,null,"照明設備",null,"――",null,"設備導入",1,"LED照明の導入",21031,"★","★","★",286,287]
[null,null,null,null,null,null,null,null,null,null,null,"照明設備",null,"――",null,"設備導入",2,"高効率照明（LED以外）の導入",21032,"★","★","★",288,289]
[null,null,null,null,null,null,null,null,null,null,null,"照明設備",null,"――",null,"設備導入",3,"高効率誘導灯（LED等）の導入",21033,"★","★","★",290,291]
[null,null,null,null,null,null,null,null,null,null,null,"受変電・配電設備",null,"――",null,"運用改善",1,"変圧器の統合（既存設備利用）",22011,"★","★","★",293,294]
[null,null,null,null,null,null,null,null,null,null,null,"受変電・配電設備",null,"――",null,"運用改善",2,"受変電室の換気ファン動作設定温度の見直し",22012,"★","★","★",295,296]
[null,null,null,null,null,null,null,null,null,null,null,"受変電・配電設備",null,"――",null,"部分更新・機能付加",1,"変圧器の無負荷時遮断",22021,"★","★","★",297,298]
[null,null,null,null,null,null,null,null,null,null,null,"受変電・配電設備",null,"――",null,"部分更新・機能付加",2,"力率改善制御（自動力率調整装置）の導入",22022,"★","★","★",299,300]
[null,null,null,null,null,null,null,null,null,null,null,"受変電・配電設備",null,"――",null,"部分更新・機能付加",3,"デマンド制御の導入",22023,"★","★","★",301,302]
[null,null,null,null,null,null,null,null,null,null,null,"受変電・配電設備",null,"――",null,"部分更新・機能付加",4,"負荷平準化用蓄電池の導入",22024,"★","★","★",303,304]
[null,null,null,null,null,null,null,null,null,null,null,"受変電・配電設備",null,"――",null,"設備導入",1,"高効率変圧器の導入",22031,"★","★","★",305,306]
[null,null,null,null,null,null,null,null,null,null,null,"受変電・配電設備",null,"――",null,"設備導入",2,"変圧器の統合（設備導入）",22032,"★","★","★",307,308]
[null,null,null,null,null,null,null,null,null,null,null,"受変電・配電設備",null,"――",null,"設備導入",3,"エネルギー損失の少ないコンデンサへの更新",22033,"★","★","★",309,310]
[null,null,null,null,null,null,null,null,null,null,null,"OA機器",null,"――",null,"運用改善",1,"OA機器の待機電力削減",23011,"★","★","★",312,313]
[null,null,null,null,null,null,null,null,null,null,null,"OA機器",null,"――",null,"運用改善",2,"パソコンモニターの輝度調整",23012,"★","★","★",314,315]
[null,null,null,null,null,null,null,null,null,null,null,"OA機器",null,"――",null,"設備導入",1,"高効率OA機器の導入",23031,"★","★","★",316,317]
[null,null,null,null,null,null,null,null,null,null,null,"電動機・ポンプ・ファン",null,"――",null,"運用改善",1,"ポンプ・ファン・ブロワーの不要時停止",24011,"★","★","★",319,320]
[null,null,null,null,null,null,null,null,null,null,null,"電動機・ポンプ・ファン",null,"――",null,"運用改善",2,"ポンプ・ファン・ブロワーの流体洩れ対策の実施",24012,"★","★","★",321,322]
[null,null,null,null,null,null,null,null,null,null,null,"電動機・ポンプ・ファン",null,"――",null,"運用改善",3,"インバータ設定値の見直し",24013,"★","★","★",323,324]
[null,null,null,null,null,null,null,null,null,null,null,"電動機・ポンプ・ファン",null,"――",null,"部分更新・機能付加",1,"ポンプ・ファン・ブロワーの台数制御機能の追加",24021,"★","★","★",325,326]
[null,null,null,null,null,null,null,null,null,null,null,"電動機・ポンプ・ファン",null,"――",null,"部分更新・機能付加",2,"ポンプ・ファン等の回転数・流量・圧力調整（インバータ制御等）",24022,"★","★","★",327,328]
[null,null,null,null,null,null,null,null,null,null,null,"電動機・ポンプ・ファン",null,"――",null,"部分更新・機能付加",3,"省エネファンベルトの導入",24023,"★","★","★",329,330]
[null,null,null,null,null,null,null,null,null,null,null,"電動機・ポンプ・ファン",null,"――",null,"部分更新・機能付加",4,"ファン吸込みダンパー制御の導入",24024,"★","★","★",331,332]
[null,null,null,null,null,null,null,null,null,null,null,"電動機・ポンプ・ファン",null,"――",null,"部分更新・機能付加",5,"ファンのプーリーサイズの適正化",24025,"★","★","★",333,334]
[null,null,null,null,null,null,null,null,null,null,null,"電動機・ポンプ・ファン",null,"――",null,"設備導入",1,"適正容量の高効率ポンプ・ファン・ブロワーの導入",24031,"★","★","★",335,336]
[null,null,null,null,null,null,null,null,null,null,null,"電動機・ポンプ・ファン",null,"――",null,"設備導入",2,"プレミアム効率モーター（IE3）等の導入",24032,"★","★","★",337,338]
[null,null,null,null,null,null,null,null,null,null,null,"工業炉",null,"――",null,"運用改善",1,"バーナーの管理による効率改善",25011,"★","★","★",340,341]
[null,null,null,null,null,null,null,null,null,null,null,"工業炉",null,"――",null,"運用改善",2,"燃焼炉の空気比改善",25012,"★","★","★",342,343]
[null,null,null,null,null,null,null,null,null,null,null,"工業炉",null,"――",null,"運用改善",3,"燃焼炉開口部からのリーク防止",25013,"★","★","★",344,{"$f":"W134+1","v":345}]
[null,null,null,null,null,null,null,null,null,null,null,"工業炉",null,"――",null,"運用改善",4,"燃焼炉内圧力の適正化",25014,"★","★","★",346,347]
[null,null,null,null,null,null,null,null,null,null,null,"工業炉",null,"――",null,"運用改善",5,"工業炉の待機時間短縮",25015,"★","★","★",348,349]
[null,null,null,null,null,null,null,null,null,null,null,"工業炉",null,"――",null,"運用改善",6,"工業炉の作業休止時における付帯設備の停止",25016,"★","★","★",350,351]
[null,null,null,null,null,null,null,null,null,null,null,"工業炉",null,"――",null,"部分更新・機能付加",1,"燃焼炉の排ガスの熱回収",25021,"★","★","★",352,353]
[null,null,null,null,null,null,null,null,null,null,null,"工業炉",null,"――",null,"部分更新・機能付加",2,"工業炉の断熱・保温の強化",25022,"★","★","★",354,355]
[null,null,null,null,null,null,null,null,null,null,null,"工業炉",null,"――",null,"部分更新・機能付加",3,"リジェネレイティブバーナーへの更新",25023,"★","★","★",356,357]
[null,null,null,null,null,null,null,null,null,null,null,"工業炉",null,"――",null,"燃料低炭素化",1,"工業炉の燃料低炭素化",25041,"★","★","★",358,359]
[null,null,null,null,null,null,null,null,null,null,null,"工業炉",null,"――",null,"電化",1,"燃焼加熱式設備から遠赤外線加熱式設備への更新",25051,"★","★","★",360,361]
[null,null,null,null,null,null,null,null,null,null,null,"冷凍・冷蔵設備",null,"――",null,"運用改善",1,"冷凍・冷蔵設備の設定温度の変更",26011,"★","★","★",363,364]
[null,null,null,null,null,null,null,null,null,null,null,"冷凍・冷蔵設備",null,"――",null,"運用改善",2,"冷凍設備低負荷時のファンの停止",26012,"★","★","★",365,366]
[null,null,null,null,null,null,null,null,null,null,null,"冷凍・冷蔵設備",null,"――",null,"運用改善",3,"デフロスト間隔の延長",26013,"★","★","★",367,368]
[null,null,null,null,null,null,null,null,null,null,null,"冷凍・冷蔵設備",null,"――",null,"運用改善",4,"冷凍・冷蔵設備の冷凍機の負荷低減",26014,"★","★","★",369,370]
[null,null,null,null,null,null,null,null,null,null,null,"冷凍・冷蔵設備",null,"――",null,"運用改善",5,"冷凍・冷蔵設備の不要時停止",26015,"★","★","★",371,372]
[null,null,null,null,null,null,null,null,null,null,null,"冷凍・冷蔵設備",null,"――",null,"運用改善",6,"冷凍・冷蔵設備の防露ヒーター通電制御",26016,"★","★","★",373,374]
[null,null,null,null,null,null,null,null,null,null,null,"冷凍・冷蔵設備",null,"――",null,"運用改善",7,"コンデンシングユニット（室外機）のフィンの清掃・洗浄",26017,"★","★","★",375,376]
[null,null,null,null,null,null,null,null,null,null,null,"冷凍・冷蔵設備",null,"――",null,"運用改善",8,"冷凍・冷蔵設備の冷却能力の回復",26018,"★","★","★",377,378]
[null,null,null,null,null,null,null,null,null,null,null,"冷凍・冷蔵設備",null,"――",null,"部分更新・機能付加",1,"ショーケースナイトカバーの設置",26021,"★","★","★",379,380]
[null,null,null,null,null,null,null,null,null,null,null,"冷凍・冷蔵設備",null,"――",null,"部分更新・機能付加",2,"冷凍・冷蔵設備におけるエアーカーテンの設置",26022,"★","★","★",381,382]
[null,null,null,null,null,null,null,null,null,null,null,"冷凍・冷蔵設備",null,"――",null,"部分更新・機能付加",3,"冷凍・冷蔵設備の照明のLED化",26023,"★","★","★",383,384]
[null,null,null,null,null,null,null,null,null,null,null,"冷凍・冷蔵設備",null,"――",null,"部分更新・機能付加",4,"冷凍・冷蔵設備の断熱強化",26024,"★","★","★",385,386]
[null,null,null,null,null,null,null,null,null,null,null,"冷凍・冷蔵設備",null,"――",null,"部分更新・機能付加",5,"ショーケース用キャノピー照明の設置（棚照明の消灯）",26025,"★","★","★",387,388]
[null,null,null,null,null,null,null,null,null,null,null,"冷凍・冷蔵設備",null,"――",null,"設備導入",1,"高効率冷凍・冷蔵設備の導入",26031,"★","★","★",389,390]
[null,null,null,null,null,null,null,null,null,null,null,"排水処理設備",null,"――",null,"運用改善",1,"曝気用ブロワーの操業に応じた運転停止",27011,"★","★","★",392,393]
[null,null,null,null,null,null,null,null,null,null,null,"排水処理設備",null,"――",null,"部分更新・機能付加","-","ポンプ・ファン等の回転数・流量・圧力調整（インバータ制御等）\n[曝気用ルーツブロワ]",24022,"★","★","★",394,395]
[null,null,null,null,null,null,null,null,null,null,null,"昇降設備",null,"――",null,"運用改善",1,"閑散期の昇降機・エスカレーター等の一部停止",28011,"★","★","★",397,398]
[null,null,null,null,null,null,null,null,null,null,null,"昇降設備",null,"――",null,"部分更新・機能付加",1,"昇降機へのインバータ制御の導入",28021,"★",{"$f":"IF(INDIRECT($B$4&\"X\"&$W160)=\"\",\"★\",INDIRECT($B$4&\"X\"&$W160))","v":"★"},{"$f":"IF(INDIRECT($B$4&\"X\"&$X160)=\"\",\"★\",INDIRECT($B$4&\"X\"&$X160))","v":"★"},399,400]
[null,null,null,null,null,null,null,null,null,null,null,"昇降設備",null,"――",null,"部分更新・機能付加",2,"エスカレーターへの人感センサー導入",28022,{"$f":"IF(INDIRECT($B$4&\"Q\"&$W161)=\"\",\"★\",INDIRECT($B$4&\"Q\"&$W161))","v":"★"},"★","★",401,{"$f":"W161+1","v":402}]
[null,null,null,null,null,null,null,null,null,null,null,"給湯・温水利用設備",null,"――",null,"運用改善",1,"給湯温度・循環水量の調整",29011,"★","★","★",404,405]
[null,null,null,null,null,null,null,null,null,null,null,"給湯設備",null,"――",null,"運用改善",2,"給湯利用期間の短縮",29012,"★","★","★",406,407]
[null,null,null,null,null,null,null,null,null,null,null,"給湯設備",null,"――",null,"運用改善",3,"温水ボイラーの燃焼空気比改善",29013,"★","★","★",408,409]
[null,null,null,null,null,null,null,null,null,null,null,"給湯設備",null,"――",null,"部分更新・機能付加",1,"給湯配管類の断熱強化・保温",29021,"★","★","★",410,411]
[null,null,null,null,null,null,null,null,null,null,null,"給湯設備",null,"――",null,"部分更新・機能付加",2,"浴槽保温カバー導入による放熱防止",29022,"★","★","★",412,{"$f":"W166+1","v":413}]
[null,null,null,null,null,null,null,null,null,null,null,"給湯設備",null,"――",null,"設備導入",1,"高効率給湯器・温水ボイラー（ガス式・灯油式等）の導入",29031,"★","★","★",414,415]
[null,null,null,null,null,null,null,null,null,null,null,"給湯設備",null,"――",null,"設備導入",2,"真空蒸気による加熱システムの導入",29032,"★","★","★",416,417]
[null,null,null,null,null,null,null,null,null,null,null,"給湯設備",null,"――",null,"燃料低炭素化",2,"太陽熱利用設備の導入",29042,"★","★","★",418,419]
[null,null,null,null,null,null,null,null,null,null,null,"給湯設備",null,"――",null,"燃料低炭素化",3,"温水ボイラーの燃料低炭素化（バイオマスを除く）",29043,"★","★","★",420,421]
[null,null,null,null,null,null,null,null,null,null,null,"給湯設備",null,"――",null,"燃料低炭素化",4,"バイオマス焚き温水ボイラーの導入",29044,"★","★","★",422,423]
[null,null,null,null,null,null,null,null,null,null,null,"給湯設備",null,"――",null,"電化",1,"高効率ヒートポンプ給湯機の導入",29051,"★","★","★",424,425]
[null,null,null,null,null,null,null,null,null,null,null,"給湯設備",null,"――",null,"電化",2,"産業用温水ヒートポンプの導入",29052,"★","★","★",426,427]
[null,null,null,null,null,null,null,null,null,null,null,"発電設備",null,"――",null,"設備導入",1,"高効率ガスコージェネレーションシステムの導入",30031,"★","★","★",429,430]
[null,null,null,null,null,null,null,null,null,null,null,"発電設備",null,"――",null,"設備導入",2,"燃料電池コージェネレーションシステムの導入",30032,"★","★","★",431,432]
[null,null,null,null,null,null,null,null,null,null,null,"発電設備",null,"――",null,"電力低炭素化",1,"太陽光発電設備の導入",30061,"★","★","★",433,434]
[null,null,null,null,null,null,null,null,null,null,null,"発電設備",null,"――",null,"電力低炭素化",2,"バイオマス燃料を利用する発電設備の導入",30062,"★","★","★",435,436]
[null,null,null,null,null,null,null,null,null,null,null,"水利用設備",null,"――",null,"運用改善",1,"トイレ設備の節電機能の有効利用",31011,"★","★","★",438,439]
[null,null,null,null,null,null,null,null,null,null,null,"水利用設備",null,"――",null,"部分更新・機能付加",1,"節水機能（節水コマ、節水型シャワーヘッド等）の導入",31021,"★","★","★",440,441]
[null,null,null,null,null,null,null,null,null,null,null,"水利用設備",null,"――",null,"部分更新・機能付加",2,"自動水栓・自動洗浄装置の導入",31022,"★","★","★",442,443]
[null,null,null,null,null,null,null,null,null,null,null,"水利用設備",null,"――",null,"部分更新・機能付加",3,"水道直結給水方式の導入",31023,"★","★","★",444,445]
[null,null,null,null,null,null,null,null,null,null,null,"水利用設備",null,"――",null,"設備導入",1,"節水便器・省エネ便座等の導入",31031,"★","★","★",446,447]
[null,null,null,null,null,null,null,null,null,null,null,"水利用設備",null,"――",null,"設備導入",2,"中水道設備の導入",31032,"★","★","★",448,449]
[null,null,null,null,null,null,null,null,null,null,null,"エネルギー管理設備",null,"――",null,"運用改善",1,"エネルギー管理体制の構築",32011,"★","★","★",451,452]
[null,null,null,null,null,null,null,null,null,null,null,"エネルギー管理設備",null,"――",null,"設備導入",1,"BEMS/FEMSの導入",32031,"★","★","★",453,454]
[null,null,null,null,null,null,null,null,null,null,null,"その他のシステム、設備機器",null,"――",null,"運用改善",1,"その他の設備機器等の停止",33011,"★","★","★",456,457]
[null,null,null,null,null,null,null,null,null,null,null,"その他のシステム、設備機器",null,"――",null,"運用改善",2,"その他の設備機器等の待機電力削減",33012,"★","★","★",458,459]
[null,null,null,null,null,null,null,null,null,null,null,"その他のシステム、設備機器",null,"――",null,"部分更新・機能付加",1,"その他の設備機器等の保温",33021,"★","★","★",460,461]
[null,null,null,null,null,null,null,null,null,null,null,"その他のシステム、設備機器",null,"――",null,"部分更新・機能付加",2,"廃冷温水からの熱回収",33022,"★","★","★",462,463]
[null,null,null,null,null,null,null,null,null,null,null,"その他のシステム、設備機器",null,"――",null,"部分更新・機能付加",3,"生産設備の高温排気からの熱回収",33023,"★","★","★",464,465]
[null,null,null,null,null,null,null,null,null,null,null,"その他のシステム、設備機器",null,"――",null,"設備導入",1,"その他の高効率設備機器等の導入",33031,"★","★","★",466,467]
[null,null,null,null,null,null,null,null,null,null,null,"その他のシステム、設備機器",null,"――",null,"燃料低炭素化",1,"バイオマス液体燃料の利用",33041,"★","★","★",468,469]
[null,null,null,null,null,null,null,null,null,null,null,"その他のシステム、設備機器",null,"――",null,"燃料低炭素化",2,"グリーン熱証書の購入",33042,"★","★","★",470,471]
[null,null,null,null,null,null,null,null,null,null,null,"その他のシステム、設備機器",null,"――",null,"電化",1,"油圧駆動生産設備の電動化",33051,"★","★","★",472,473]
[null,null,null,null,null,null,null,null,null,null,null,"その他のシステム、設備機器",null,"――",null,"電化",2,"構内車両（フォークリフト等）の電動化",33052,"★","★","★",474,475]
[null,null,null,null,null,null,null,null,null,null,null,"その他のシステム、設備機器",null,"――",null,"電力低炭素化",1,"再エネ100%電力への変更",33061,"★","★","★",476,477]
[null,null,null,null,null,null,null,null,null,null,null,"その他のシステム、設備機器",null,"――",null,"電力低炭素化",2,"グリーン電力証書の購入",33062,"★","★","★",478,479]
[null,null,null,null,null,null,null,null,null,null,null,"end","end","end","end","end","end","end","end","end","end","end"]

{"sheet":"集計用_脱炭素化&投資回収等","index":56,"n_rows":35,"n_cols":121,"rows_kept":35,"cut":false,"hidden":true,"merged":[[6,105,6,108],[7,109,8,109],[6,109,6,114],[7,110,7,111],[6,115,6,120],[7,115,8,115],[7,116,7,117],[7,118,7,119],[7,120,8,120],[7,47,7,52],[7,61,7,65],[7,112,7,113],[7,114,8,114],[7,105,8,105],[7,106,7,108],[7,18,7,21],[7,9,8,9],[7,10,7,14],[7,29,7,33],[7,41,7,46],[6,71,6,72],[7,1,8,1],[7,2,8,2],[7,3,8,3],[7,6,8,6],[7,15,7,17],[7,7,7,8],[6,2,6,5],[7,56,7,60],[6,66,6,69],[6,6,6,8],[6,34,6,53],[6,22,6,33],[7,24,7,28],[6,15,6,21],[6,9,6,14],[6,100,6,102],[6,54,6,65],[6,103,6,104],[6,73,6,85],[7,73,8,73],[7,74,8,74],[7,75,8,75],[6,86,6,99],[7,76,7,80],[7,81,7,85],[7,90,7,94],[7,95,7,99],[7,86,8,86],[7,87,8,87],[7,88,8,88],[7,89,8,89]]}
[]
[]
[null,"INDIRECT用",null,null,null,null,null,null,null,null,null,null,null,null,null,null,null,null,null,null,null,null,null,null,null,null,null,null,null,null,null,null,null,null,null,null,null,null,null,null,null,null,null,null,null,null,null,null,null,null,null,null,null,null,null,null,null,null,null,null,null,null,null,null,null,null,null,null,null,null,null,null,null,"INDIRECT用"]
[null,{"$f":"\"'\"&RIGHT(CELL(\"filename\",支援実施記録!$A$1),LEN(CELL(\"filename\",支援実施記録!$A$1))-FIND(\"]\",CELL(\"filename\",支援実施記録!$A$1)))&\"'!\"","v":"'支援実施記録'!"},{"$f":"\"'\"&RIGHT(CELL(\"filename\",'512排出量(対策なし)根拠'!$A$1),LEN(CELL(\"filename\",'512排出量(対策なし)根拠'!$A$1))-FIND(\"]\",CELL(\"filename\",'512排出量(対策なし)根拠'!$A$1)))&\"'!\"","v":"'512排出量(対策なし)根拠'!"},{"$f":"\"'\"&RIGHT(CELL(\"filename\",'511脱炭素化計画'!$A$1),LEN(CELL(\"filename\",'511脱炭素化計画'!$A$1))-FIND(\"]\",CELL(\"filename\",'511脱炭素化計画'!$A$1)))&\"'!\"","v":"'511脱炭素化計画'!"},"表紙!",null,null,null,null,null,null,null,null,null,null,null,null,null,null,null,null,null,null,null,null,null,null,null,null,null,null,null,null,null,null,null,null,null,null,null,null,null,null,null,null,null,null,null,null,null,null,null,null,null,null,null,null,null,null,null,null,null,null,null,null,null,null,null,null,null,null,null,null,{"$f":"\"'\"&RIGHT(CELL(\"filename\",'523投資回収計画'!$B3),LEN(CELL(\"filename\",'523投資回収計画'!$B3))-FIND(\"]\",CELL(\"filename\",'523投資回収計画'!$B3)))&\"'!\"","v":"'523投資回収計画'!"}]
[null,null,null,null,null,null,null,null,null,511,null,null,null,null,null,511,null,null,null,null,null,null,null,null,511,null,null,null,null,null,null,null,null,null,null,511,null,null,null,null,null,null,null,null,null,null,null,null,null,null,null,null,null,null,null,null,511,null,null,null,null,null,null,null,null,null,null,null,null,null,null,null,null,523,null,null,null,null,null,null,null,null,null,null,null,null,523,null,null,null,null,null,null,null,null,null,null,null,null,null,"支援記録",null,null,"支援記録",null,"支援記録",null,null,null,"支援記録",null,null,null,null,null,"支援記録"]
[]
[null,null,"事業者情報",null,null,null,"支援機関",null,null,"計画年度",null,null,null,null,null,"基準年度",null,null,null,null,null,null,"脱炭素化計画（電力切替除く）",null,null,null,null,null,null,null,null,null,null,null,"脱炭素化計画（対策別）",null,null,null,null,null,null,null,null,null,null,null,null,null,null,null,null,null,null,null,"脱炭素化指標（電力切替除く）",null,null,null,null,null,null,null,null,null,null,null,"補助金審査項目（電力切替除く）",null,null,null,"備考","中長期目標",null,"投資回収計画まとめ（補助金を利用しない場合）（電力切替を除く）",null,null,null,null,null,null,null,null,null,null,null,null,"投資回収計画まとめ（補助金を利用する場合）（電力切替を除く）",null,null,null,null,null,null,null,null,null,null,null,null,null,"支援機関",null,null,"支援対象範囲",null,"支援実施記録",null,null,null,"診断結果報告会：開催記録",null,null,null,null,null,"実施計画報告会：開催記録"]
[null,"採択番号","事業者名","事業所名",null,null,"主支援機関名、支援責任者名","副／共同支援機関",null,"目標年度","計画年度",null,null,null,null,"事業所全体",null,null,"主要システム系統",null,null,null,null,null,"事業所全体",null,null,null,null,"主要システム系統",null,null,null,null,null,null,null,null,null,null,null,"CO2削減効果",null,null,null,null,null,"エネルギー削減効果",null,null,null,null,null,null,null,null,"事業所全体",null,null,null,null,"主要システム系統",null,null,null,null,null,null,"事業所全体","主要システム系統",null,null,null,"導入コスト (a)","年間運転コスト削減額 (b)","単純\n投資回収\n年数\n(a/b)","年間投資額",null,null,null,null,"年間削減額",null,null,null,null,"補助金申請予定数","導入コスト\n自己負担額 (c)","年間運転コスト削減額 (b)","単純\n投資回収\n年数\n(c/b)","年間投資額",null,null,null,null,"年間削減額",null,null,null,null,null,null,null,null,null,"支援内容","年月日",null,null,"開催場所","事業者",null,"支援機関",null,"備考","開催場所","事業者",null,"支援機関",null,"備考"]
[null,null,null,null,"中分類","小分類",null,"種別","支援機関名、支援責任者名",null,"年度1","年度2","年度3","年度4","年度5","CO2排出量(h)","エネルギー使用量(i)","脱炭素化指標(h)/(i)","名称","CO2排出量(j)","エネルギー使用量(k)","脱炭素化指標(j)/(k)",null,null,"年度1","年度2","年度3","年度4","年度5","年度1","年度2","年度3","年度4","年度5",null,"対策番号","対策の種別","対策名称","主要システム系統","申請予定補助金","対策着手時期","年間CO2削減量","年度1","年度2","年度3","年度4","年度5","年間GJ削減量","年度1","年度2","年度3","年度4","年度5","以降の活動予定",null,null,"年度1","年度2","年度3","年度4","年度5","年度1","年度2","年度3","年度4","年度5",null,null,null,null,null,"2030年目標","2050年目標",null,null,null,"年度1","年度2","年度3","年度4","年度5","年度1","年度2","年度3","年度4","年度5",null,null,null,null,"年度1","年度2","年度3","年度4","年度5","年度1","年度2","年度3","年度4","年度5",null,"主支援機関","副／共同支援機関","対象範囲","備考",null,"計画年月日","実施年月日","備考",null,"氏名","役職等","氏名","役職等",null,null,"氏名","役職等","氏名","役職等"]
[null,{"$f":"IF(INDIRECT($B$4&\"H8\")=\"\",\"★\",INDIRECT($B$4&\"H8\"))","v":"★"},{"$f":"IF(INDIRECT($B$4&\"H9\")=\"\",\"★\",INDIRECT($B$4&\"H9\"))","v":"ABC工業株式会社"},{"$f":"IF(INDIRECT($B$4&\"H10\")=\"\",\"★\",INDIRECT($B$4&\"H10\"))","v":"ABC工業株式会社SHIFT工場"},{"$f":"IF(INDIRECT($E$4&\"L47\")=\"\",\"★\",INDIRECT($E$4&\"L47\"))","v":"21 窯業・土石製品製造業"},{"$f":"IF(INDIRECT($E$4&\"L49\")=\"\",\"★\",INDIRECT($E$4&\"L49\"))","v":"211 ガラス・同製品製造業"},{"$f":"IF(INDIRECT($B$4&\"H11\")=\"\",\"★\",INDIRECT($B$4&\"H11\"))","v":"★"},{"$f":"IF(INDIRECT($B$4&\"B15\")=\"\",\"★\",INDIRECT($B$4&\"B15\"))","v":"副/共同支援機関"},{"$f":"IF(INDIRECT($B$4&\"H15\")=\"\",\"★\",INDIRECT($B$4&\"H15\"))","v":"★"},{"$f":"IFERROR(HLOOKUP(\"目標年度\",INDIRECT($D$4&\"AQ24\"):INDIRECT($D$4&\"BE25\"),2,FALSE),\"★\")","v":"令和7年度"},{"$f":"IF(INDIRECT($D$4&\"AQ25\")=\"\",\"★\",INDIRECT($D$4&\"AQ25\"))","v":"令和6年度"},{"$f":"IF(INDIRECT($D$4&\"AT25\")=\"\",\"★\",INDIRECT($D$4&\"AT25\"))","v":"令和7年度"},{"$f":"IF(INDIRECT($D$4&\"AW25\")=\"\",\"★\",INDIRECT($D$4&\"AW25\"))","v":"令和8年度"},{"$f":"IF(INDIRECT($D$4&\"AZ25\")=\"\",\"★\",INDIRECT($D$4&\"AZ25\"))","v":"令和9年度"},{"$f":"IF(INDIRECT($D$4&\"BC25\")=\"\",\"★\",INDIRECT($D$4&\"BC25\"))","v":"令和10年度"},{"$f":"IF(INDIRECT($D$4&\"Q65\")=\"\",\"★\",INDIRECT($D$4&\"Q65\"))","v":4379.9200666666666},{"$f":"IF(INDIRECT($D$4&\"Q68\")=\"\",\"★\",INDIRECT($D$4&\"Q68\"))","v":67161.133333333331},{"$f":"IF(INDIRECT($D$4&\"Q71\")=\"\",\"★\",INDIRECT($D$4&\"Q71\"))","v":6.5215100598858267E-2},{"$f":"IF(INDIRECT($C$4&\"N16\")=\"\",\"★\",INDIRECT($C$4&\"N16\"))","v":"★"},{"$f":"IF(INDIRECT($D$4&\"Q74\")=\"\",\"★\",INDIRECT($D$4&\"Q74\"))","v":2657.712},{"$f":"IF(INDIRECT($D$4&\"Q77\")=\"\",\"★\",INDIRECT($D$4&\"Q77\"))","v":38034.666666666664},{"$f":"IF(INDIRECT($D$4&\"Q80\")=\"\",\"★\",INDIRECT($D$4&\"Q80\"))","v":6.9876042908224079E-2},"A1","CO2排出量(対策なし)",{"$f":"IF(INDIRECT($D$4&\"U11\")=\"\",\"★\",INDIRECT($D$4&\"U11\"))","v":4379.9200666666666},{"$f":"IF(INDIRECT($D$4&\"Y11\")=\"\",\"★\",INDIRECT($D$4&\"Y11\"))","v":4379.9200666666666},{"$f":"IF(INDIRECT($D$4&\"AC11\")=\"\",\"★\",INDIRECT($D$4&\"AC11\"))","v":4379.9200666666666},{"$f":"IF(INDIRECT($D$4&\"AG11\")=\"\",\"★\",INDIRECT($D$4&\"AG11\"))","v":4379.9200666666666},{"$f":"IF(INDIRECT($D$4&\"AK11\")=\"\",\"★\",INDIRECT($D$4&\"AK11\"))","v":4379.9200666666666},{"$f":"IF(INDIRECT($D$4&\"U16\")=\"\",\"★\",INDIRECT($D$4&\"U16\"))","v":2657.712},{"$f":"IF(INDIRECT($D$4&\"Y16\")=\"\",\"★\",INDIRECT($D$4&\"Y16\"))","v":2657.712},{"$f":"IF(INDIRECT($D$4&\"AC16\")=\"\",\"★\",INDIRECT($D$4&\"AC16\"))","v":2657.712},{"$f":"IF(INDIRECT($D$4&\"AG16\")=\"\",\"★\",INDIRECT($D$4&\"AG16\"))","v":2657.712},{"$f":"IF(INDIRECT($D$4&\"AK16\")=\"\",\"★\",INDIRECT($D$4&\"AK16\"))","v":2657.712},"B1",{"$f":"IF(INDIRECT($D$4&\"C27\")=\"\",\"★\",INDIRECT($D$4&\"C27\"))","v":"★"},{"$f":"IF(INDIRECT($D$4&\"E27\")=\"\",\"★\",INDIRECT($D$4&\"E27\"))","v":"★"},{"$f":"IF(INDIRECT($D$4&\"I27\")=\"\",\"★\",INDIRECT($D$4&\"I27\"))","v":"★"},{"$f":"IF(INDIRECT($D$4&\"AC27\")=\"\",\"★\",INDIRECT($D$4&\"AC27\"))","v":"★"},{"$f":"IF(INDIRECT($D$4&\"AE27\")=\"\",\"★\",INDIRECT($D$4&\"AE27\"))","v":"★"},{"$f":"IF(INDIRECT($D$4&\"AJ27\")=\"\",\"★\",INDIRECT($D$4&\"AJ27\"))","v":"★"},{"$f":"IF(INDIRECT($D$4&\"AN27\")=\"\",\"★\",INDIRECT($D$4&\"AN27\"))","v":"★"},{"$f":"IF(INDIRECT($D$4&\"AQ27\")=\"\",\"★\",INDIRECT($D$4&\"AQ27\"))","v":"★"},{"$f":"IF(INDIRECT($D$4&\"AT27\")=\"\",\"★\",INDIRECT($D$4&\"AT27\"))","v":"★"},{"$f":"IF(INDIRECT($D$4&\"AW27\")=\"\",\"★\",INDIRECT($D$4&\"AW27\"))","v":"★"},{"$f":"IF(INDIRECT($D$4&\"AZ27\")=\"\",\"★\",INDIRECT($D$4&\"AZ27\"))","v":"★"},{"$f":"IF(INDIRECT($D$4&\"BC27\")=\"\",\"★\",INDIRECT($D$4&\"BC27\"))","v":"★"},{"$f":"IF(INDIRECT($D$4&\"EQ27\")=\"\",\"★\",INDIRECT($D$4&\"EQ27\"))","v":"★"},{"$f":"IF(INDIRECT($D$4&\"ER27\")=\"\",\"★\",INDIRECT($D$4&\"ER27\"))","v":"★"},{"$f":"IF(INDIRECT($D$4&\"ES27\")=\"\",\"★\",INDIRECT($D$4&\"ES27\"))","v":"★"},{"$f":"IF(INDIRECT($D$4&\"ET27\")=\"\",\"★\",INDIRECT($D$4&\"ET27\"))","v":"★"},{"$f":"IF(INDIRECT($D$4&\"EU27\")=\"\",\"★\",INDIRECT($D$4&\"EU27\"))","v":"★"},{"$f":"IF(INDIRECT($D$4&\"EV27\")=\"\",\"★\",INDIRECT($D$4&\"EV27\"))","v":"★"},{"$f":"IF(INDIRECT($D$4&\"BF27\")=\"\",\"★\",INDIRECT($D$4&\"BF27\"))","v":"★"},"C1","CO2排出量：対策なし",{"$f":"IF(INDIRECT($D$4&\"U65\")=\"\",\"★\",INDIRECT($D$4&\"U65\"))","v":4379.9200666666666},{"$f":"IF(INDIRECT($D$4&\"Y65\")=\"\",\"★\",INDIRECT($D$4&\"Y65\"))","v":4379.9200666666666},{"$f":"IF(INDIRECT($D$4&\"AC65\")=\"\",\"★\",INDIRECT($D$4&\"AC65\"))","v":4379.9200666666666},{"$f":"IF(INDIRECT($D$4&\"AG65\")=\"\",\"★\",INDIRECT($D$4&\"AG65\"))","v":4379.9200666666666},{"$f":"IF(INDIRECT($D$4&\"AK65\")=\"\",\"★\",INDIRECT($D$4&\"AK65\"))","v":4379.9200666666666},{"$f":"IF(INDIRECT($D$4&\"U74\")=\"\",\"★\",INDIRECT($D$4&\"U74\"))","v":2657.712},{"$f":"IF(INDIRECT($D$4&\"Y74\")=\"\",\"★\",INDIRECT($D$4&\"Y74\"))","v":2657.712},{"$f":"IF(INDIRECT($D$4&\"AC74\")=\"\",\"★\",INDIRECT($D$4&\"AC74\"))","v":2657.712},{"$f":"IF(INDIRECT($D$4&\"AG74\")=\"\",\"★\",INDIRECT($D$4&\"AG74\"))","v":2657.712},{"$f":"IF(INDIRECT($D$4&\"AK74\")=\"\",\"★\",INDIRECT($D$4&\"AK74\"))","v":2657.712},"D1","基準年度CO2排出量の10%値",{"$f":"IF(INDIRECT($D$4&\"BG65\")=\"\",\"★\",INDIRECT($D$4&\"BG65\"))","v":437.99200666666667},{"$f":"IF(INDIRECT($D$4&\"BG69\")=\"\",\"★\",INDIRECT($D$4&\"BG69\"))","v":265.77120000000002},{"$f":"IF(INDIRECT($D$4&\"AP77\")=\"\",\"★\",INDIRECT($D$4&\"AP77\"))","v":"★"},{"$f":"IF(INDIRECT($D$4&\"AP10\")=\"\",\"★\",INDIRECT($D$4&\"AP10\"))","v":"★"},{"$f":"IF(INDIRECT($D$4&\"AP17\")=\"\",\"★\",INDIRECT($D$4&\"AP17\"))","v":"★"},{"$f":"IF(INDIRECT($BV$4&\"P13\")=\"\",\"★\",INDIRECT($BV$4&\"P13\"))","v":0},{"$f":"IF(INDIRECT($BV$4&\"P14\")=\"\",\"★\",INDIRECT($BV$4&\"P14\"))","v":0},{"$f":"IF(INDIRECT($BV$4&\"U13\")=\"\",\"★\",INDIRECT($BV$4&\"U13\"))","v":"---"},{"$f":"IF(INDIRECT($BV$4&\"X13\")=\"\",\"★\",INDIRECT($BV$4&\"X13\"))","v":0},{"$f":"IF(INDIRECT($BV$4&\"AB13\")=\"\",\"★\",INDIRECT($BV$4&\"AB13\"))","v":0},{"$f":"IF(INDIRECT($BV$4&\"AF13\")=\"\",\"★\",INDIRECT($BV$4&\"AF13\"))","v":0},{"$f":"IF(INDIRECT($BV$4&\"AJ13\")=\"\",\"★\",INDIRECT($BV$4&\"AJ13\"))","v":0},{"$f":"IF(INDIRECT($BV$4&\"AN13\")=\"\",\"★\",INDIRECT($BV$4&\"AN13\"))","v":0},{"$f":"IF(INDIRECT($BV$4&\"X14\")=\"\",\"★\",INDIRECT($BV$4&\"X14\"))","v":0},{"$f":"IF(INDIRECT($BV$4&\"AB14\")=\"\",\"★\",INDIRECT($BV$4&\"AB14\"))","v":0},{"$f":"IF(INDIRECT($BV$4&\"AF14\")=\"\",\"★\",INDIRECT($BV$4&\"AF14\"))","v":0},{"$f":"IF(INDIRECT($BV$4&\"AJ14\")=\"\",\"★\",INDIRECT($BV$4&\"AJ14\"))","v":0},{"$f":"IF(INDIRECT($BV$4&\"AN14\")=\"\",\"★\",INDIRECT($BV$4&\"AN14\"))","v":0},{"$f":"IF(INDIRECT($BV$4&\"AR14\")=\"\",\"★\",LEFT(INDIRECT($BV$4&\"AR14\"),FIND(\"件\",INDIRECT($BV$4&\"AR14\"))-1))","v":"0"},{"$f":"IF(INDIRECT($BV$4&\"AY13\")=\"\",\"★\",INDIRECT($BV$4&\"AY13\"))","v":0},{"$f":"IF(INDIRECT($BV$4&\"AY14\")=\"\",\"★\",INDIRECT($BV$4&\"AY14\"))","v":0},{"$f":"IF(INDIRECT($BV$4&\"BD13\")=\"\",\"★\",INDIRECT($BV$4&\"BD13\"))","v":"---"},{"$f":"IF(INDIRECT($BV$4&\"BG13\")=\"\",\"★\",INDIRECT($BV$4&\"BG13\"))","v":0},{"$f":"IF(INDIRECT($BV$4&\"BK13\")=\"\",\"★\",INDIRECT($BV$4&\"BK13\"))","v":0},{"$f":"IF(INDIRECT($BV$4&\"BO13\")=\"\",\"★\",INDIRECT($BV$4&\"BO13\"))","v":0},{"$f":"IF(INDIRECT($BV$4&\"BS13\")=\"\",\"★\",INDIRECT($BV$4&\"BS13\"))","v":0},{"$f":"IF(INDIRECT($BV$4&\"BW13\")=\"\",\"★\",INDIRECT($BV$4&\"BW13\"))","v":0},{"$f":"IF(INDIRECT($BV$4&\"BG14\")=\"\",\"★\",INDIRECT($BV$4&\"BG14\"))","v":0},{"$f":"IF(INDIRECT($BV$4&\"BK14\")=\"\",\"★\",INDIRECT($BV$4&\"BK14\"))","v":0},{"$f":"IF(INDIRECT($BV$4&\"BO14\")=\"\",\"★\",INDIRECT($BV$4&\"BO14\"))","v":0},{"$f":"IF(INDIRECT($BV$4&\"BS14\")=\"\",\"★\",INDIRECT($BV$4&\"BS14\"))","v":0},{"$f":"IF(INDIRECT($BV$4&\"BW14\")=\"\",\"★\",INDIRECT($BV$4&\"BW14\"))","v":0},"種別","主支援機関",{"$f":"IF(INDIRECT($B$4&\"B15\")=\"\",\"★\",LEFT(INDIRECT($B$4&\"B15\"),LEN(INDIRECT($B$4&\"B15\"))-1))","v":"副/共同支援機"},{"$f":"IF(INDIRECT($B$4&\"B22\")=\"\",\"★\",INDIRECT($B$4&\"B22\"))","v":"★"},{"$f":"IF(INDIRECT($B$4&\"L21\")=\"\",\"★\",INDIRECT($B$4&\"L21\"))","v":"★"},"0.支援計画書の作成",{"$f":"IF(INDIRECT($B$4&\"R27\")=\"\",\"★\",INDIRECT($B$4&\"R27\"))","v":"★"},{"$f":"IF(INDIRECT($B$4&\"W27\")=\"\",\"★\",INDIRECT($B$4&\"W27\"))","v":"★"},{"$f":"IF(INDIRECT($B$4&\"AB27\")=\"\",\"★\",INDIRECT($B$4&\"AB27\"))","v":"★"},{"$f":"IF(INDIRECT($B$4&\"O37\")=\"\",\"★\",INDIRECT($B$4&\"O37\"))","v":"★"},{"$f":"IF(INDIRECT($B$4&\"J39\")=\"\",\"★\",INDIRECT($B$4&\"J39\"))","v":"★"},{"$f":"IF(INDIRECT($B$4&\"Q39\")=\"\",\"★\",INDIRECT($B$4&\"Q39\"))","v":"★"},{"$f":"IF(INDIRECT($B$4&\"J42\")=\"\",\"★\",INDIRECT($B$4&\"J42\"))","v":"★"},{"$f":"IF(INDIRECT($B$4&\"Q42\")=\"\",\"★\",INDIRECT($B$4&\"Q42\"))","v":"★"},{"$f":"IF(INDIRECT($B$4&\"AD39\")=\"\",\"★\",INDIRECT($B$4&\"AD39\"))","v":"★"},{"$f":"IF(INDIRECT($B$4&\"O47\")=\"\",\"★\",INDIRECT($B$4&\"O47\"))","v":"★"},{"$f":"IF(INDIRECT($B$4&\"J49\")=\"\",\"★\",INDIRECT($B$4&\"J49\"))","v":"★"},{"$f":"IF(INDIRECT($B$4&\"Q49\")=\"\",\"★\",INDIRECT($B$4&\"Q49\"))","v":"★"},{"$f":"IF(INDIRECT($B$4&\"J52\")=\"\",\"★\",INDIRECT($B$4&\"J52\"))","v":"★"},{"$f":"IF(INDIRECT($B$4&\"Q52\")=\"\",\"★\",INDIRECT($B$4&\"Q52\"))","v":"★"},{"$f":"IF(INDIRECT($B$4&\"AD49\")=\"\",\"★\",INDIRECT($B$4&\"AD49\"))","v":"★"}]
[null,null,null,null,null,null,{"$f":"IF(INDIRECT($B$4&\"J12\")=\"\",\"★\",INDIRECT($B$4&\"J12\"))","v":"★"},null,{"$f":"IF(INDIRECT($B$4&\"J16\")=\"\",\"★\",INDIRECT($B$4&\"J16\"))","v":"★"},null,null,null,null,null,null,null,null,null,null,null,null,null,"A2","対策によるCO2削減効果",{"$f":"IF(INDIRECT($D$4&\"U12\")=\"\",\"★\",INDIRECT($D$4&\"U12\"))","v":0},{"$f":"IF(INDIRECT($D$4&\"Y12\")=\"\",\"★\",INDIRECT($D$4&\"Y12\"))","v":0},{"$f":"IF(INDIRECT($D$4&\"AC12\")=\"\",\"★\",INDIRECT($D$4&\"AC12\"))","v":0},{"$f":"IF(INDIRECT($D$4&\"AG12\")=\"\",\"★\",INDIRECT($D$4&\"AG12\"))","v":0},{"$f":"IF(INDIRECT($D$4&\"AK12\")=\"\",\"★\",INDIRECT($D$4&\"AK12\"))","v":0},{"$f":"IF(INDIRECT($D$4&\"U17\")=\"\",\"★\",INDIRECT($D$4&\"U17\"))","v":0},{"$f":"IF(INDIRECT($D$4&\"Y17\")=\"\",\"★\",INDIRECT($D$4&\"Y17\"))","v":0},{"$f":"IF(INDIRECT($D$4&\"AC17\")=\"\",\"★\",INDIRECT($D$4&\"AC17\"))","v":0},{"$f":"IF(INDIRECT($D$4&\"AG17\")=\"\",\"★\",INDIRECT($D$4&\"AG17\"))","v":0},{"$f":"IF(INDIRECT($D$4&\"AK17\")=\"\",\"★\",INDIRECT($D$4&\"AK17\"))","v":0},"B2",{"$f":"IF(INDIRECT($D$4&\"C28\")=\"\",\"★\",INDIRECT($D$4&\"C28\"))","v":"★"},{"$f":"IF(INDIRECT($D$4&\"E28\")=\"\",\"★\",INDIRECT($D$4&\"E28\"))","v":"★"},{"$f":"IF(INDIRECT($D$4&\"I28\")=\"\",\"★\",INDIRECT($D$4&\"I28\"))","v":"★"},{"$f":"IF(INDIRECT($D$4&\"AC28\")=\"\",\"★\",INDIRECT($D$4&\"AC28\"))","v":"★"},{"$f":"IF(INDIRECT($D$4&\"AE28\")=\"\",\"★\",INDIRECT($D$4&\"AE28\"))","v":"★"},{"$f":"IF(INDIRECT($D$4&\"AJ28\")=\"\",\"★\",INDIRECT($D$4&\"AJ28\"))","v":"★"},{"$f":"IF(INDIRECT($D$4&\"AN28\")=\"\",\"★\",INDIRECT($D$4&\"AN28\"))","v":"★"},{"$f":"IF(INDIRECT($D$4&\"AQ28\")=\"\",\"★\",INDIRECT($D$4&\"AQ28\"))","v":"★"},{"$f":"IF(INDIRECT($D$4&\"AT28\")=\"\",\"★\",INDIRECT($D$4&\"AT28\"))","v":"★"},{"$f":"IF(INDIRECT($D$4&\"AW28\")=\"\",\"★\",INDIRECT($D$4&\"AW28\"))","v":"★"},{"$f":"IF(INDIRECT($D$4&\"AZ28\")=\"\",\"★\",INDIRECT($D$4&\"AZ28\"))","v":"★"},{"$f":"IF(INDIRECT($D$4&\"BC28\")=\"\",\"★\",INDIRECT($D$4&\"BC28\"))","v":"★"},{"$f":"IF(INDIRECT($D$4&\"EQ28\")=\"\",\"★\",INDIRECT($D$4&\"EQ28\"))","v":"★"},{"$f":"IF(INDIRECT($D$4&\"ER28\")=\"\",\"★\",INDIRECT($D$4&\"ER28\"))","v":"★"},{"$f":"IF(INDIRECT($D$4&\"ES28\")=\"\",\"★\",INDIRECT($D$4&\"ES28\"))","v":"★"},{"$f":"IF(INDIRECT($D$4&\"ET28\")=\"\",\"★\",INDIRECT($D$4&\"ET28\"))","v":"★"},{"$f":"IF(INDIRECT($D$4&\"EU28\")=\"\",\"★\",INDIRECT($D$4&\"EU28\"))","v":"★"},{"$f":"IF(INDIRECT($D$4&\"EV28\")=\"\",\"★\",INDIRECT($D$4&\"EV28\"))","v":"★"},{"$f":"IF(INDIRECT($D$4&\"BF28\")=\"\",\"★\",INDIRECT($D$4&\"BF28\"))","v":"★"},"C2","CO2排出量：対策による削減効果",{"$f":"IF(INDIRECT($D$4&\"U66\")=\"\",\"★\",INDIRECT($D$4&\"U66\"))","v":0},{"$f":"IF(INDIRECT($D$4&\"Y66\")=\"\",\"★\",INDIRECT($D$4&\"Y66\"))","v":0},{"$f":"IF(INDIRECT($D$4&\"AC66\")=\"\",\"★\",INDIRECT($D$4&\"AC66\"))","v":0},{"$f":"IF(INDIRECT($D$4&\"AG66\")=\"\",\"★\",INDIRECT($D$4&\"AG66\"))","v":0},{"$f":"IF(INDIRECT($D$4&\"AK66\")=\"\",\"★\",INDIRECT($D$4&\"AK66\"))","v":0},{"$f":"IF(INDIRECT($D$4&\"U75\")=\"\",\"★\",INDIRECT($D$4&\"U75\"))","v":0},{"$f":"IF(INDIRECT($D$4&\"Y75\")=\"\",\"★\",INDIRECT($D$4&\"Y75\"))","v":0},{"$f":"IF(INDIRECT($D$4&\"AC75\")=\"\",\"★\",INDIRECT($D$4&\"AC75\"))","v":0},{"$f":"IF(INDIRECT($D$4&\"AG75\")=\"\",\"★\",INDIRECT($D$4&\"AG75\"))","v":0},{"$f":"IF(INDIRECT($D$4&\"AK75\")=\"\",\"★\",INDIRECT($D$4&\"AK75\"))","v":0},"D2","目標年度：更新設備分CO2削減量",{"$f":"IF(INDIRECT($D$4&\"BG66\")=\"\",\"★\",INDIRECT($D$4&\"BG66\"))","v":0},{"$f":"IF(INDIRECT($D$4&\"BG70\")=\"\",\"★\",INDIRECT($D$4&\"BG70\"))","v":0},null,null,null,null,null,null,null,null,null,null,null,null,null,null,null,null,null,null,null,null,null,null,null,null,null,null,null,null,null,null,"名称",{"$f":"IF(INDIRECT($B$4&\"H11\")=\"\",\"★\",INDIRECT($B$4&\"H11\"))","v":"★"},{"$f":"IF(INDIRECT($B$4&\"H15\")=\"\",\"★\",INDIRECT($B$4&\"H15\"))","v":"★"},null,null,"1.支援機関・事業者の打ち合わせ",{"$f":"IF(INDIRECT($B$4&\"R28\")=\"\",\"★\",INDIRECT($B$4&\"R28\"))","v":"★"},{"$f":"IF(INDIRECT($B$4&\"W28\")=\"\",\"★\",INDIRECT($B$4&\"W28\"))","v":"★"},{"$f":"IF(INDIRECT($B$4&\"AB28\")=\"\",\"★\",INDIRECT($B$4&\"AB28\"))","v":"★"},null,{"$f":"IF(INDIRECT($B$4&\"J40\")=\"\",\"★\",INDIRECT($B$4&\"J40\"))","v":"★"},{"$f":"IF(INDIRECT($B$4&\"Q40\")=\"\",\"★\",INDIRECT($B$4&\"Q40\"))","v":"★"},{"$f":"IF(INDIRECT($B$4&\"J43\")=\"\",\"★\",INDIRECT($B$4&\"J43\"))","v":"★"},{"$f":"IF(INDIRECT($B$4&\"Q43\")=\"\",\"★\",INDIRECT($B$4&\"Q43\"))","v":"★"},null,null,{"$f":"IF(INDIRECT($B$4&\"J50\")=\"\",\"★\",INDIRECT($B$4&\"J50\"))","v":"★"},{"$f":"IF(INDIRECT($B$4&\"Q50\")=\"\",\"★\",INDIRECT($B$4&\"Q50\"))","v":"★"},{"$f":"IF(INDIRECT($B$4&\"J53\")=\"\",\"★\",INDIRECT($B$4&\"J53\"))","v":"★"},{"$f":"IF(INDIRECT($B$4&\"Q53\")=\"\",\"★\",INDIRECT($B$4&\"Q53\"))","v":"★"}]
[null,null,null,null,null,null,null,null,null,null,null,null,null,null,null,null,null,null,null,null,null,null,"A3","CO2排出量(対策後)",{"$f":"IF(INDIRECT($D$4&\"U13\")=\"\",\"★\",INDIRECT($D$4&\"U13\"))","v":4379.9200666666666},{"$f":"IF(INDIRECT($D$4&\"Y13\")=\"\",\"★\",INDIRECT($D$4&\"Y13\"))","v":4379.9200666666666},{"$f":"IF(INDIRECT($D$4&\"AC13\")=\"\",\"★\",INDIRECT($D$4&\"AC13\"))","v":4379.9200666666666},{"$f":"IF(INDIRECT($D$4&\"AG13\")=\"\",\"★\",INDIRECT($D$4&\"AG13\"))","v":4379.9200666666666},{"$f":"IF(INDIRECT($D$4&\"AK13\")=\"\",\"★\",INDIRECT($D$4&\"AK13\"))","v":4379.9200666666666},{"$f":"IF(INDIRECT($D$4&\"U18\")=\"\",\"★\",INDIRECT($D$4&\"U18\"))","v":2657.712},{"$f":"IF(INDIRECT($D$4&\"Y18\")=\"\",\"★\",INDIRECT($D$4&\"Y18\"))","v":2657.712},{"$f":"IF(INDIRECT($D$4&\"AC18\")=\"\",\"★\",INDIRECT($D$4&\"AC18\"))","v":2657.712},{"$f":"IF(INDIRECT($D$4&\"AG18\")=\"\",\"★\",INDIRECT($D$4&\"AG18\"))","v":2657.712},{"$f":"IF(INDIRECT($D$4&\"AK18\")=\"\",\"★\",INDIRECT($D$4&\"AK18\"))","v":2657.712},"B3",{"$f":"IF(INDIRECT($D$4&\"C29\")=\"\",\"★\",INDIRECT($D$4&\"C29\"))","v":"★"},{"$f":"IF(INDIRECT($D$4&\"E29\")=\"\",\"★\",INDIRECT($D$4&\"E29\"))","v":"★"},{"$f":"IF(INDIRECT($D$4&\"I29\")=\"\",\"★\",INDIRECT($D$4&\"I29\"))","v":"★"},{"$f":"IF(INDIRECT($D$4&\"AC29\")=\"\",\"★\",INDIRECT($D$4&\"AC29\"))","v":"★"},{"$f":"IF(INDIRECT($D$4&\"AE29\")=\"\",\"★\",INDIRECT($D$4&\"AE29\"))","v":"★"},{"$f":"IF(INDIRECT($D$4&\"AJ29\")=\"\",\"★\",INDIRECT($D$4&\"AJ29\"))","v":"★"},{"$f":"IF(INDIRECT($D$4&\"AN29\")=\"\",\"★\",INDIRECT($D$4&\"AN29\"))","v":"★"},{"$f":"IF(INDIRECT($D$4&\"AQ29\")=\"\",\"★\",INDIRECT($D$4&\"AQ29\"))","v":"★"},{"$f":"IF(INDIRECT($D$4&\"AT29\")=\"\",\"★\",INDIRECT($D$4&\"AT29\"))","v":"★"},{"$f":"IF(INDIRECT($D$4&\"AW29\")=\"\",\"★\",INDIRECT($D$4&\"AW29\"))","v":"★"},{"$f":"IF(INDIRECT($D$4&\"AZ29\")=\"\",\"★\",INDIRECT($D$4&\"AZ29\"))","v":"★"},{"$f":"IF(INDIRECT($D$4&\"BC29\")=\"\",\"★\",INDIRECT($D$4&\"BC29\"))","v":"★"},{"$f":"IF(INDIRECT($D$4&\"EQ29\")=\"\",\"★\",INDIRECT($D$4&\"EQ29\"))","v":"★"},{"$f":"IF(INDIRECT($D$4&\"ER29\")=\"\",\"★\",INDIRECT($D$4&\"ER29\"))","v":"★"},{"$f":"IF(INDIRECT($D$4&\"ES29\")=\"\",\"★\",INDIRECT($D$4&\"ES29\"))","v":"★"},{"$f":"IF(INDIRECT($D$4&\"ET29\")=\"\",\"★\",INDIRECT($D$4&\"ET29\"))","v":"★"},{"$f":"IF(INDIRECT($D$4&\"EU29\")=\"\",\"★\",INDIRECT($D$4&\"EU29\"))","v":"★"},{"$f":"IF(INDIRECT($D$4&\"EV29\")=\"\",\"★\",INDIRECT($D$4&\"EV29\"))","v":"★"},{"$f":"IF(INDIRECT($D$4&\"BF29\")=\"\",\"★\",INDIRECT($D$4&\"BF29\"))","v":"★"},"C3","CO2排出量：対策後",{"$f":"IF(INDIRECT($D$4&\"U67\")=\"\",\"★\",INDIRECT($D$4&\"U67\"))","v":4379.9200666666666},{"$f":"IF(INDIRECT($D$4&\"Y67\")=\"\",\"★\",INDIRECT($D$4&\"Y67\"))","v":4379.9200666666666},{"$f":"IF(INDIRECT($D$4&\"AC67\")=\"\",\"★\",INDIRECT($D$4&\"AC67\"))","v":4379.9200666666666},{"$f":"IF(INDIRECT($D$4&\"AG67\")=\"\",\"★\",INDIRECT($D$4&\"AG67\"))","v":4379.9200666666666},{"$f":"IF(INDIRECT($D$4&\"AK67\")=\"\",\"★\",INDIRECT($D$4&\"AK67\"))","v":4379.9200666666666},{"$f":"IF(INDIRECT($D$4&\"U76\")=\"\",\"★\",INDIRECT($D$4&\"U76\"))","v":2657.712},{"$f":"IF(INDIRECT($D$4&\"Y76\")=\"\",\"★\",INDIRECT($D$4&\"Y76\"))","v":2657.712},{"$f":"IF(INDIRECT($D$4&\"AC76\")=\"\",\"★\",INDIRECT($D$4&\"AC76\"))","v":2657.712},{"$f":"IF(INDIRECT($D$4&\"AG76\")=\"\",\"★\",INDIRECT($D$4&\"AG76\"))","v":2657.712},{"$f":"IF(INDIRECT($D$4&\"AK76\")=\"\",\"★\",INDIRECT($D$4&\"AK76\"))","v":2657.712},"D3","目標年度：自主的削減対策分CO2削減量",{"$f":"IF(INDIRECT($D$4&\"BG67\")=\"\",\"★\",INDIRECT($D$4&\"BG67\"))","v":0},{"$f":"IF(INDIRECT($D$4&\"BG71\")=\"\",\"★\",INDIRECT($D$4&\"BG71\"))","v":0},null,null,null,null,null,null,null,null,null,null,null,null,null,null,null,null,null,null,null,null,null,null,null,null,null,null,null,null,null,null,"支援責任者",{"$f":"IF(INDIRECT($B$4&\"J12\")=\"\",\"★\",INDIRECT($B$4&\"J12\"))","v":"★"},{"$f":"IF(INDIRECT($B$4&\"J16\")=\"\",\"★\",INDIRECT($B$4&\"J16\"))","v":"★"},null,null,"2.現地調査",{"$f":"IF(INDIRECT($B$4&\"R29\")=\"\",\"★\",INDIRECT($B$4&\"R29\"))","v":"★"},{"$f":"IF(INDIRECT($B$4&\"W29\")=\"\",\"★\",INDIRECT($B$4&\"W29\"))","v":"★"},{"$f":"IF(INDIRECT($B$4&\"AB29\")=\"\",\"★\",INDIRECT($B$4&\"AB29\"))","v":"★"},null,{"$f":"IF(INDIRECT($B$4&\"J41\")=\"\",\"★\",INDIRECT($B$4&\"J41\"))","v":"★"},{"$f":"IF(INDIRECT($B$4&\"Q41\")=\"\",\"★\",INDIRECT($B$4&\"Q41\"))","v":"★"},{"$f":"IF(INDIRECT($B$4&\"J44\")=\"\",\"★\",INDIRECT($B$4&\"J44\"))","v":"★"},{"$f":"IF(INDIRECT($B$4&\"Q44\")=\"\",\"★\",INDIRECT($B$4&\"Q44\"))","v":"★"},null,null,{"$f":"IF(INDIRECT($B$4&\"J51\")=\"\",\"★\",INDIRECT($B$4&\"J51\"))","v":"★"},{"$f":"IF(INDIRECT($B$4&\"Q51\")=\"\",\"★\",INDIRECT($B$4&\"Q51\"))","v":"★"},{"$f":"IF(INDIRECT($B$4&\"J54\")=\"\",\"★\",INDIRECT($B$4&\"J54\"))","v":"★"},{"$f":"IF(INDIRECT($B$4&\"Q54\")=\"\",\"★\",INDIRECT($B$4&\"Q54\"))","v":"★"}]
[null,null,null,null,null,null,null,null,null,null,null,null,null,null,null,null,null,null,null,null,null,null,"A4","対基準年度：CO2削減量",{"$f":"IF(INDIRECT($D$4&\"U14\")=\"\",\"★\",INDIRECT($D$4&\"U14\"))","v":0},{"$f":"IF(INDIRECT($D$4&\"Y14\")=\"\",\"★\",INDIRECT($D$4&\"Y14\"))","v":0},{"$f":"IF(INDIRECT($D$4&\"AC14\")=\"\",\"★\",INDIRECT($D$4&\"AC14\"))","v":0},{"$f":"IF(INDIRECT($D$4&\"AG14\")=\"\",\"★\",INDIRECT($D$4&\"AG14\"))","v":0},{"$f":"IF(INDIRECT($D$4&\"AK14\")=\"\",\"★\",INDIRECT($D$4&\"AK14\"))","v":0},{"$f":"IF(INDIRECT($D$4&\"U19\")=\"\",\"★\",INDIRECT($D$4&\"U19\"))","v":0},{"$f":"IF(INDIRECT($D$4&\"Y19\")=\"\",\"★\",INDIRECT($D$4&\"Y19\"))","v":0},{"$f":"IF(INDIRECT($D$4&\"AC19\")=\"\",\"★\",INDIRECT($D$4&\"AC19\"))","v":0},{"$f":"IF(INDIRECT($D$4&\"AG19\")=\"\",\"★\",INDIRECT($D$4&\"AG19\"))","v":0},{"$f":"IF(INDIRECT($D$4&\"AK19\")=\"\",\"★\",INDIRECT($D$4&\"AK19\"))","v":0},"B4",{"$f":"IF(INDIRECT($D$4&\"C30\")=\"\",\"★\",INDIRECT($D$4&\"C30\"))","v":"★"},{"$f":"IF(INDIRECT($D$4&\"E30\")=\"\",\"★\",INDIRECT($D$4&\"E30\"))","v":"★"},{"$f":"IF(INDIRECT($D$4&\"I30\")=\"\",\"★\",INDIRECT($D$4&\"I30\"))","v":"★"},{"$f":"IF(INDIRECT($D$4&\"AC30\")=\"\",\"★\",INDIRECT($D$4&\"AC30\"))","v":"★"},{"$f":"IF(INDIRECT($D$4&\"AE30\")=\"\",\"★\",INDIRECT($D$4&\"AE30\"))","v":"★"},{"$f":"IF(INDIRECT($D$4&\"AJ30\")=\"\",\"★\",INDIRECT($D$4&\"AJ30\"))","v":"★"},{"$f":"IF(INDIRECT($D$4&\"AN30\")=\"\",\"★\",INDIRECT($D$4&\"AN30\"))","v":"★"},{"$f":"IF(INDIRECT($D$4&\"AQ30\")=\"\",\"★\",INDIRECT($D$4&\"AQ30\"))","v":"★"},{"$f":"IF(INDIRECT($D$4&\"AT30\")=\"\",\"★\",INDIRECT($D$4&\"AT30\"))","v":"★"},{"$f":"IF(INDIRECT($D$4&\"AW30\")=\"\",\"★\",INDIRECT($D$4&\"AW30\"))","v":"★"},{"$f":"IF(INDIRECT($D$4&\"AZ30\")=\"\",\"★\",INDIRECT($D$4&\"AZ30\"))","v":"★"},{"$f":"IF(INDIRECT($D$4&\"BC30\")=\"\",\"★\",INDIRECT($D$4&\"BC30\"))","v":"★"},{"$f":"IF(INDIRECT($D$4&\"EQ30\")=\"\",\"★\",INDIRECT($D$4&\"EQ30\"))","v":"★"},{"$f":"IF(INDIRECT($D$4&\"ER30\")=\"\",\"★\",INDIRECT($D$4&\"ER30\"))","v":"★"},{"$f":"IF(INDIRECT($D$4&\"ES30\")=\"\",\"★\",INDIRECT($D$4&\"ES30\"))","v":"★"},{"$f":"IF(INDIRECT($D$4&\"ET30\")=\"\",\"★\",INDIRECT($D$4&\"ET30\"))","v":"★"},{"$f":"IF(INDIRECT($D$4&\"EU30\")=\"\",\"★\",INDIRECT($D$4&\"EU30\"))","v":"★"},{"$f":"IF(INDIRECT($D$4&\"EV30\")=\"\",\"★\",INDIRECT($D$4&\"EV30\"))","v":"★"},{"$f":"IF(INDIRECT($D$4&\"BF30\")=\"\",\"★\",INDIRECT($D$4&\"BF30\"))","v":"★"},"C4","エネルギー使用量：対策なし",{"$f":"IF(INDIRECT($D$4&\"U68\")=\"\",\"★\",INDIRECT($D$4&\"U68\"))","v":67161.133333333331},{"$f":"IF(INDIRECT($D$4&\"Y68\")=\"\",\"★\",INDIRECT($D$4&\"Y68\"))","v":67161.133333333331},{"$f":"IF(INDIRECT($D$4&\"AC68\")=\"\",\"★\",INDIRECT($D$4&\"AC68\"))","v":67161.133333333331},{"$f":"IF(INDIRECT($D$4&\"AG68\")=\"\",\"★\",INDIRECT($D$4&\"AG68\"))","v":67161.133333333331},{"$f":"IF(INDIRECT($D$4&\"AK68\")=\"\",\"★\",INDIRECT($D$4&\"AK68\"))","v":67161.133333333331},{"$f":"IF(INDIRECT($D$4&\"U77\")=\"\",\"★\",INDIRECT($D$4&\"U77\"))","v":38034.666666666664},{"$f":"IF(INDIRECT($D$4&\"Y77\")=\"\",\"★\",INDIRECT($D$4&\"Y77\"))","v":38034.666666666664},{"$f":"IF(INDIRECT($D$4&\"AC77\")=\"\",\"★\",INDIRECT($D$4&\"AC77\"))","v":38034.666666666664},{"$f":"IF(INDIRECT($D$4&\"AG77\")=\"\",\"★\",INDIRECT($D$4&\"AG77\"))","v":38034.666666666664},{"$f":"IF(INDIRECT($D$4&\"AK77\")=\"\",\"★\",INDIRECT($D$4&\"AK77\"))","v":38034.666666666664},"D4","目標年度：自主的削減対策実施数",{"$f":"IF(INDIRECT($D$4&\"BG68\")=\"\",\"★\",INDIRECT($D$4&\"BG68\"))","v":0},{"$f":"IF(INDIRECT($D$4&\"BG72\")=\"\",\"★\",INDIRECT($D$4&\"BG72\"))","v":0},null,null,null,null,null,null,null,null,null,null,null,null,null,null,null,null,null,null,null,null,null,null,null,null,null,null,null,null,null,null,"支援員①",{"$f":"IF(INDIRECT($B$4&\"J14\")=\"\",\"★\",INDIRECT($B$4&\"J14\"))","v":"★"},{"$f":"IF(INDIRECT($B$4&\"J18\")=\"\",\"★\",INDIRECT($B$4&\"J18\"))","v":"★"},null,null,"3.計測機器設置",{"$f":"IF(INDIRECT($B$4&\"R30\")=\"\",\"★\",INDIRECT($B$4&\"R30\"))","v":"★"},{"$f":"IF(INDIRECT($B$4&\"W30\")=\"\",\"★\",INDIRECT($B$4&\"W30\"))","v":"★"},{"$f":"IF(INDIRECT($B$4&\"AB30\")=\"\",\"★\",INDIRECT($B$4&\"AB30\"))","v":"★"}]
[null,null,null,null,null,null,null,null,null,null,null,null,null,null,null,null,null,null,null,null,null,null,"A5","対基準年度：CO2削減率",{"$f":"IF(INDIRECT($D$4&\"U15\")=\"\",\"★\",INDIRECT($D$4&\"U15\"))","v":0},{"$f":"IF(INDIRECT($D$4&\"Y15\")=\"\",\"★\",INDIRECT($D$4&\"Y15\"))","v":0},{"$f":"IF(INDIRECT($D$4&\"AC15\")=\"\",\"★\",INDIRECT($D$4&\"AC15\"))","v":0},{"$f":"IF(INDIRECT($D$4&\"AG15\")=\"\",\"★\",INDIRECT($D$4&\"AG15\"))","v":0},{"$f":"IF(INDIRECT($D$4&\"AK15\")=\"\",\"★\",INDIRECT($D$4&\"AK15\"))","v":0},{"$f":"IF(INDIRECT($D$4&\"U20\")=\"\",\"★\",INDIRECT($D$4&\"U20\"))","v":0},{"$f":"IF(INDIRECT($D$4&\"Y20\")=\"\",\"★\",INDIRECT($D$4&\"Y20\"))","v":0},{"$f":"IF(INDIRECT($D$4&\"AC20\")=\"\",\"★\",INDIRECT($D$4&\"AC20\"))","v":0},{"$f":"IF(INDIRECT($D$4&\"AG20\")=\"\",\"★\",INDIRECT($D$4&\"AG20\"))","v":0},{"$f":"IF(INDIRECT($D$4&\"AK20\")=\"\",\"★\",INDIRECT($D$4&\"AK20\"))","v":0},"B5",{"$f":"IF(INDIRECT($D$4&\"C31\")=\"\",\"★\",INDIRECT($D$4&\"C31\"))","v":"★"},{"$f":"IF(INDIRECT($D$4&\"E31\")=\"\",\"★\",INDIRECT($D$4&\"E31\"))","v":"★"},{"$f":"IF(INDIRECT($D$4&\"I31\")=\"\",\"★\",INDIRECT($D$4&\"I31\"))","v":"★"},{"$f":"IF(INDIRECT($D$4&\"AC31\")=\"\",\"★\",INDIRECT($D$4&\"AC31\"))","v":"★"},{"$f":"IF(INDIRECT($D$4&\"AE31\")=\"\",\"★\",INDIRECT($D$4&\"AE31\"))","v":"★"},{"$f":"IF(INDIRECT($D$4&\"AJ31\")=\"\",\"★\",INDIRECT($D$4&\"AJ31\"))","v":"★"},{"$f":"IF(INDIRECT($D$4&\"AN31\")=\"\",\"★\",INDIRECT($D$4&\"AN31\"))","v":"★"},{"$f":"IF(INDIRECT($D$4&\"AQ31\")=\"\",\"★\",INDIRECT($D$4&\"AQ31\"))","v":"★"},{"$f":"IF(INDIRECT($D$4&\"AT31\")=\"\",\"★\",INDIRECT($D$4&\"AT31\"))","v":"★"},{"$f":"IF(INDIRECT($D$4&\"AW31\")=\"\",\"★\",INDIRECT($D$4&\"AW31\"))","v":"★"},{"$f":"IF(INDIRECT($D$4&\"AZ31\")=\"\",\"★\",INDIRECT($D$4&\"AZ31\"))","v":"★"},{"$f":"IF(INDIRECT($D$4&\"BC31\")=\"\",\"★\",INDIRECT($D$4&\"BC31\"))","v":"★"},{"$f":"IF(INDIRECT($D$4&\"EQ31\")=\"\",\"★\",INDIRECT($D$4&\"EQ31\"))","v":"★"},{"$f":"IF(INDIRECT($D$4&\"ER31\")=\"\",\"★\",INDIRECT($D$4&\"ER31\"))","v":"★"},{"$f":"IF(INDIRECT($D$4&\"ES31\")=\"\",\"★\",INDIRECT($D$4&\"ES31\"))","v":"★"},{"$f":"IF(INDIRECT($D$4&\"ET31\")=\"\",\"★\",INDIRECT($D$4&\"ET31\"))","v":"★"},{"$f":"IF(INDIRECT($D$4&\"EU31\")=\"\",\"★\",INDIRECT($D$4&\"EU31\"))","v":"★"},{"$f":"IF(INDIRECT($D$4&\"EV31\")=\"\",\"★\",INDIRECT($D$4&\"EV31\"))","v":"★"},{"$f":"IF(INDIRECT($D$4&\"BF31\")=\"\",\"★\",INDIRECT($D$4&\"BF31\"))","v":"★"},"C5","エネルギー使用量：対策による削減効果",{"$f":"IF(INDIRECT($D$4&\"U69\")=\"\",\"★\",INDIRECT($D$4&\"U69\"))","v":0},{"$f":"IF(INDIRECT($D$4&\"Y69\")=\"\",\"★\",INDIRECT($D$4&\"Y69\"))","v":0},{"$f":"IF(INDIRECT($D$4&\"AC69\")=\"\",\"★\",INDIRECT($D$4&\"AC69\"))","v":0},{"$f":"IF(INDIRECT($D$4&\"AG69\")=\"\",\"★\",INDIRECT($D$4&\"AG69\"))","v":0},{"$f":"IF(INDIRECT($D$4&\"AK69\")=\"\",\"★\",INDIRECT($D$4&\"AK69\"))","v":0},{"$f":"IF(INDIRECT($D$4&\"U78\")=\"\",\"★\",INDIRECT($D$4&\"U78\"))","v":0},{"$f":"IF(INDIRECT($D$4&\"Y78\")=\"\",\"★\",INDIRECT($D$4&\"Y78\"))","v":0},{"$f":"IF(INDIRECT($D$4&\"AC78\")=\"\",\"★\",INDIRECT($D$4&\"AC78\"))","v":0},{"$f":"IF(INDIRECT($D$4&\"AG78\")=\"\",\"★\",INDIRECT($D$4&\"AG78\"))","v":0},{"$f":"IF(INDIRECT($D$4&\"AK78\")=\"\",\"★\",INDIRECT($D$4&\"AK78\"))","v":0},null,null,null,null,null,null,null,null,null,null,null,null,null,null,null,null,null,null,null,null,null,null,null,null,null,null,null,null,null,null,null,null,null,null,"支援員②",{"$f":"IF(INDIRECT($B$4&\"T14\")=\"\",\"★\",INDIRECT($B$4&\"T14\"))","v":"★"},{"$f":"IF(INDIRECT($B$4&\"T18\")=\"\",\"★\",INDIRECT($B$4&\"T18\"))","v":"★"},null,null,"4.診断結果報告会（対策提案と実施対策の合意）",{"$f":"IF(INDIRECT($B$4&\"R31\")=\"\",\"★\",INDIRECT($B$4&\"R31\"))","v":"★"},{"$f":"IF(INDIRECT($B$4&\"W31\")=\"\",\"★\",INDIRECT($B$4&\"W31\"))","v":"★"},{"$f":"IF(INDIRECT($B$4&\"AB31\")=\"\",\"★\",INDIRECT($B$4&\"AB31\"))","v":"★"}]
[null,null,null,null,null,null,null,null,null,null,null,null,null,null,null,null,null,null,null,null,null,null,null,null,null,null,null,null,null,null,null,null,null,null,"B6",{"$f":"IF(INDIRECT($D$4&\"C32\")=\"\",\"★\",INDIRECT($D$4&\"C32\"))","v":"★"},{"$f":"IF(INDIRECT($D$4&\"E32\")=\"\",\"★\",INDIRECT($D$4&\"E32\"))","v":"★"},{"$f":"IF(INDIRECT($D$4&\"I32\")=\"\",\"★\",INDIRECT($D$4&\"I32\"))","v":"★"},{"$f":"IF(INDIRECT($D$4&\"AC32\")=\"\",\"★\",INDIRECT($D$4&\"AC32\"))","v":"★"},{"$f":"IF(INDIRECT($D$4&\"AE32\")=\"\",\"★\",INDIRECT($D$4&\"AE32\"))","v":"★"},{"$f":"IF(INDIRECT($D$4&\"AJ32\")=\"\",\"★\",INDIRECT($D$4&\"AJ32\"))","v":"★"},{"$f":"IF(INDIRECT($D$4&\"AN32\")=\"\",\"★\",INDIRECT($D$4&\"AN32\"))","v":"★"},{"$f":"IF(INDIRECT($D$4&\"AQ32\")=\"\",\"★\",INDIRECT($D$4&\"AQ32\"))","v":"★"},{"$f":"IF(INDIRECT($D$4&\"AT32\")=\"\",\"★\",INDIRECT($D$4&\"AT32\"))","v":"★"},{"$f":"IF(INDIRECT($D$4&\"AW32\")=\"\",\"★\",INDIRECT($D$4&\"AW32\"))","v":"★"},{"$f":"IF(INDIRECT($D$4&\"AZ32\")=\"\",\"★\",INDIRECT($D$4&\"AZ32\"))","v":"★"},{"$f":"IF(INDIRECT($D$4&\"BC32\")=\"\",\"★\",INDIRECT($D$4&\"BC32\"))","v":"★"},{"$f":"IF(INDIRECT($D$4&\"EQ32\")=\"\",\"★\",INDIRECT($D$4&\"EQ32\"))","v":"★"},{"$f":"IF(INDIRECT($D$4&\"ER32\")=\"\",\"★\",INDIRECT($D$4&\"ER32\"))","v":"★"},{"$f":"IF(INDIRECT($D$4&\"ES32\")=\"\",\"★\",INDIRECT($D$4&\"ES32\"))","v":"★"},{"$f":"IF(INDIRECT($D$4&\"ET32\")=\"\",\"★\",INDIRECT($D$4&\"ET32\"))","v":"★"},{"$f":"IF(INDIRECT($D$4&\"EU32\")=\"\",\"★\",INDIRECT($D$4&\"EU32\"))","v":"★"},{"$f":"IF(INDIRECT($D$4&\"EV32\")=\"\",\"★\",INDIRECT($D$4&\"EV32\"))","v":"★"},{"$f":"IF(INDIRECT($D$4&\"BF32\")=\"\",\"★\",INDIRECT($D$4&\"BF32\"))","v":"★"},"C6","エネルギー使用量：対策後",{"$f":"IF(INDIRECT($D$4&\"U70\")=\"\",\"★\",INDIRECT($D$4&\"U70\"))","v":67161.133333333331},{"$f":"IF(INDIRECT($D$4&\"Y70\")=\"\",\"★\",INDIRECT($D$4&\"Y70\"))","v":67161.133333333331},{"$f":"IF(INDIRECT($D$4&\"AC70\")=\"\",\"★\",INDIRECT($D$4&\"AC70\"))","v":67161.133333333331},{"$f":"IF(INDIRECT($D$4&\"AG70\")=\"\",\"★\",INDIRECT($D$4&\"AG70\"))","v":67161.133333333331},{"$f":"IF(INDIRECT($D$4&\"AK70\")=\"\",\"★\",INDIRECT($D$4&\"AK70\"))","v":67161.133333333331},{"$f":"IF(INDIRECT($D$4&\"U79\")=\"\",\"★\",INDIRECT($D$4&\"U79\"))","v":38034.666666666664},{"$f":"IF(INDIRECT($D$4&\"Y79\")=\"\",\"★\",INDIRECT($D$4&\"Y79\"))","v":38034.666666666664},{"$f":"IF(INDIRECT($D$4&\"AC79\")=\"\",\"★\",INDIRECT($D$4&\"AC79\"))","v":38034.666666666664},{"$f":"IF(INDIRECT($D$4&\"AG79\")=\"\",\"★\",INDIRECT($D$4&\"AG79\"))","v":38034.666666666664},{"$f":"IF(INDIRECT($D$4&\"AK79\")=\"\",\"★\",INDIRECT($D$4&\"AK79\"))","v":38034.666666666664},null,null,null,null,null,null,null,null,null,null,null,null,null,null,null,null,null,null,null,null,null,null,null,null,null,null,null,null,null,null,null,null,null,null,"支援員③",{"$f":"IF(INDIRECT($B$4&\"AD14\")=\"\",\"★\",INDIRECT($B$4&\"AD14\"))","v":"★"},{"$f":"IF(INDIRECT($B$4&\"AD18\")=\"\",\"★\",INDIRECT($B$4&\"AD18\"))","v":"★"},null,null,"5.実施計画報告会（実施計画への合意）",{"$f":"IF(INDIRECT($B$4&\"R32\")=\"\",\"★\",INDIRECT($B$4&\"R32\"))","v":"★"},{"$f":"IF(INDIRECT($B$4&\"W32\")=\"\",\"★\",INDIRECT($B$4&\"W32\"))","v":"★"},{"$f":"IF(INDIRECT($B$4&\"AB32\")=\"\",\"★\",INDIRECT($B$4&\"AB32\"))","v":"★"}]
[null,null,null,null,null,null,null,null,null,null,null,null,null,null,null,null,null,null,null,null,null,null,null,null,null,null,null,null,null,null,null,null,null,null,"B7",{"$f":"IF(INDIRECT($D$4&\"C33\")=\"\",\"★\",INDIRECT($D$4&\"C33\"))","v":"★"},{"$f":"IF(INDIRECT($D$4&\"E33\")=\"\",\"★\",INDIRECT($D$4&\"E33\"))","v":"★"},{"$f":"IF(INDIRECT($D$4&\"I33\")=\"\",\"★\",INDIRECT($D$4&\"I33\"))","v":"★"},{"$f":"IF(INDIRECT($D$4&\"AC33\")=\"\",\"★\",INDIRECT($D$4&\"AC33\"))","v":"★"},{"$f":"IF(INDIRECT($D$4&\"AE33\")=\"\",\"★\",INDIRECT($D$4&\"AE33\"))","v":"★"},{"$f":"IF(INDIRECT($D$4&\"AJ33\")=\"\",\"★\",INDIRECT($D$4&\"AJ33\"))","v":"★"},{"$f":"IF(INDIRECT($D$4&\"AN33\")=\"\",\"★\",INDIRECT($D$4&\"AN33\"))","v":"★"},{"$f":"IF(INDIRECT($D$4&\"AQ33\")=\"\",\"★\",INDIRECT($D$4&\"AQ33\"))","v":"★"},{"$f":"IF(INDIRECT($D$4&\"AT33\")=\"\",\"★\",INDIRECT($D$4&\"AT33\"))","v":"★"},{"$f":"IF(INDIRECT($D$4&\"AW33\")=\"\",\"★\",INDIRECT($D$4&\"AW33\"))","v":"★"},{"$f":"IF(INDIRECT($D$4&\"AZ33\")=\"\",\"★\",INDIRECT($D$4&\"AZ33\"))","v":"★"},{"$f":"IF(INDIRECT($D$4&\"BC33\")=\"\",\"★\",INDIRECT($D$4&\"BC33\"))","v":"★"},{"$f":"IF(INDIRECT($D$4&\"EQ33\")=\"\",\"★\",INDIRECT($D$4&\"EQ33\"))","v":"★"},{"$f":"IF(INDIRECT($D$4&\"ER33\")=\"\",\"★\",INDIRECT($D$4&\"ER33\"))","v":"★"},{"$f":"IF(INDIRECT($D$4&\"ES33\")=\"\",\"★\",INDIRECT($D$4&\"ES33\"))","v":"★"},{"$f":"IF(INDIRECT($D$4&\"ET33\")=\"\",\"★\",INDIRECT($D$4&\"ET33\"))","v":"★"},{"$f":"IF(INDIRECT($D$4&\"EU33\")=\"\",\"★\",INDIRECT($D$4&\"EU33\"))","v":"★"},{"$f":"IF(INDIRECT($D$4&\"EV33\")=\"\",\"★\",INDIRECT($D$4&\"EV33\"))","v":"★"},{"$f":"IF(INDIRECT($D$4&\"BF33\")=\"\",\"★\",INDIRECT($D$4&\"BF33\"))","v":"★"},"C7","脱炭素化指標：対策なし",{"$f":"IF(INDIRECT($D$4&\"U71\")=\"\",\"★\",INDIRECT($D$4&\"U71\"))","v":"―"},{"$f":"IF(INDIRECT($D$4&\"Y71\")=\"\",\"★\",INDIRECT($D$4&\"Y71\"))","v":"―"},{"$f":"IF(INDIRECT($D$4&\"AC71\")=\"\",\"★\",INDIRECT($D$4&\"AC71\"))","v":"―"},{"$f":"IF(INDIRECT($D$4&\"AG71\")=\"\",\"★\",INDIRECT($D$4&\"AG71\"))","v":"―"},{"$f":"IF(INDIRECT($D$4&\"AK71\")=\"\",\"★\",INDIRECT($D$4&\"AK71\"))","v":"―"},{"$f":"IF(INDIRECT($D$4&\"U80\")=\"\",\"★\",INDIRECT($D$4&\"U80\"))","v":"―"},{"$f":"IF(INDIRECT($D$4&\"Y80\")=\"\",\"★\",INDIRECT($D$4&\"Y80\"))","v":"―"},{"$f":"IF(INDIRECT($D$4&\"AC80\")=\"\",\"★\",INDIRECT($D$4&\"AC80\"))","v":"―"},{"$f":"IF(INDIRECT($D$4&\"AG80\")=\"\",\"★\",INDIRECT($D$4&\"AG80\"))","v":"―"},{"$f":"IF(INDIRECT($D$4&\"AK80\")=\"\",\"★\",INDIRECT($D$4&\"AK80\"))","v":"―"},null,null,null,null,null,null,null,null,null,null,null,null,null,null,null,null,null,null,null,null,null,null,null,null,null,null,null,null,null,null,null,null,null,null,null,null,null,null,null,"6.請求書提出",{"$f":"IF(INDIRECT($B$4&\"R33\")=\"\",\"★\",INDIRECT($B$4&\"R33\"))","v":"★"},{"$f":"IF(INDIRECT($B$4&\"W33\")=\"\",\"★\",INDIRECT($B$4&\"W33\"))","v":"★"},{"$f":"IF(INDIRECT($B$4&\"AB33\")=\"\",\"★\",INDIRECT($B$4&\"AB33\"))","v":"★"}]
[null,null,null,null,null,null,null,null,null,null,null,null,null,null,null,null,null,null,null,null,null,null,null,null,null,null,null,null,null,null,null,null,null,null,"B8",{"$f":"IF(INDIRECT($D$4&\"C35\")=\"\",\"★\",INDIRECT($D$4&\"C35\"))","v":"★"},{"$f":"IF(INDIRECT($D$4&\"E35\")=\"\",\"★\",INDIRECT($D$4&\"E35\"))","v":"★"},{"$f":"IF(INDIRECT($D$4&\"I35\")=\"\",\"★\",INDIRECT($D$4&\"I35\"))","v":"★"},{"$f":"IF(INDIRECT($D$4&\"AC35\")=\"\",\"★\",INDIRECT($D$4&\"AC35\"))","v":"★"},{"$f":"IF(INDIRECT($D$4&\"AE35\")=\"\",\"★\",INDIRECT($D$4&\"AE35\"))","v":"★"},{"$f":"IF(INDIRECT($D$4&\"AJ35\")=\"\",\"★\",INDIRECT($D$4&\"AJ35\"))","v":"★"},{"$f":"IF(INDIRECT($D$4&\"AN35\")=\"\",\"★\",INDIRECT($D$4&\"AN35\"))","v":"★"},{"$f":"IF(INDIRECT($D$4&\"AQ35\")=\"\",\"★\",INDIRECT($D$4&\"AQ35\"))","v":"★"},{"$f":"IF(INDIRECT($D$4&\"AT35\")=\"\",\"★\",INDIRECT($D$4&\"AT35\"))","v":"★"},{"$f":"IF(INDIRECT($D$4&\"AW35\")=\"\",\"★\",INDIRECT($D$4&\"AW35\"))","v":"★"},{"$f":"IF(INDIRECT($D$4&\"AZ35\")=\"\",\"★\",INDIRECT($D$4&\"AZ35\"))","v":"★"},{"$f":"IF(INDIRECT($D$4&\"BC35\")=\"\",\"★\",INDIRECT($D$4&\"BC35\"))","v":"★"},{"$f":"IF(INDIRECT($D$4&\"EQ35\")=\"\",\"★\",INDIRECT($D$4&\"EQ35\"))","v":"★"},{"$f":"IF(INDIRECT($D$4&\"ER35\")=\"\",\"★\",INDIRECT($D$4&\"ER35\"))","v":"★"},{"$f":"IF(INDIRECT($D$4&\"ES35\")=\"\",\"★\",INDIRECT($D$4&\"ES35\"))","v":"★"},{"$f":"IF(INDIRECT($D$4&\"ET35\")=\"\",\"★\",INDIRECT($D$4&\"ET35\"))","v":"★"},{"$f":"IF(INDIRECT($D$4&\"EU35\")=\"\",\"★\",INDIRECT($D$4&\"EU35\"))","v":"★"},{"$f":"IF(INDIRECT($D$4&\"EV35\")=\"\",\"★\",INDIRECT($D$4&\"EV35\"))","v":"★"},{"$f":"IF(INDIRECT($D$4&\"BF35\")=\"\",\"★\",INDIRECT($D$4&\"BF35\"))","v":"★"},"C8","脱炭素化指標：対策後",{"$f":"IF(INDIRECT($D$4&\"U72\")=\"\",\"★\",INDIRECT($D$4&\"U72\"))","v":6.5215100598858267E-2},{"$f":"IF(INDIRECT($D$4&\"Y72\")=\"\",\"★\",INDIRECT($D$4&\"Y72\"))","v":6.5215100598858267E-2},{"$f":"IF(INDIRECT($D$4&\"AC72\")=\"\",\"★\",INDIRECT($D$4&\"AC72\"))","v":6.5215100598858267E-2},{"$f":"IF(INDIRECT($D$4&\"AG72\")=\"\",\"★\",INDIRECT($D$4&\"AG72\"))","v":6.5215100598858267E-2},{"$f":"IF(INDIRECT($D$4&\"AK72\")=\"\",\"★\",INDIRECT($D$4&\"AK72\"))","v":6.5215100598858267E-2},{"$f":"IF(INDIRECT($D$4&\"U81\")=\"\",\"★\",INDIRECT($D$4&\"U81\"))","v":6.9876042908224079E-2},{"$f":"IF(INDIRECT($D$4&\"Y81\")=\"\",\"★\",INDIRECT($D$4&\"Y81\"))","v":6.9876042908224079E-2},{"$f":"IF(INDIRECT($D$4&\"AC81\")=\"\",\"★\",INDIRECT($D$4&\"AC81\"))","v":6.9876042908224079E-2},{"$f":"IF(INDIRECT($D$4&\"AG81\")=\"\",\"★\",INDIRECT($D$4&\"AG81\"))","v":6.9876042908224079E-2},{"$f":"IF(INDIRECT($D$4&\"AK81\")=\"\",\"★\",INDIRECT($D$4&\"AK81\"))","v":6.9876042908224079E-2}]
[null,null,null,null,null,null,null,null,null,null,null,null,null,null,null,null,null,null,null,null,null,null,null,null,null,null,null,null,null,null,null,null,null,null,"B9",{"$f":"IF(INDIRECT($D$4&\"C36\")=\"\",\"★\",INDIRECT($D$4&\"C36\"))","v":"★"},{"$f":"IF(INDIRECT($D$4&\"E36\")=\"\",\"★\",INDIRECT($D$4&\"E36\"))","v":"★"},{"$f":"IF(INDIRECT($D$4&\"I36\")=\"\",\"★\",INDIRECT($D$4&\"I36\"))","v":"★"},{"$f":"IF(INDIRECT($D$4&\"AC36\")=\"\",\"★\",INDIRECT($D$4&\"AC36\"))","v":"★"},{"$f":"IF(INDIRECT($D$4&\"AE36\")=\"\",\"★\",INDIRECT($D$4&\"AE36\"))","v":"★"},{"$f":"IF(INDIRECT($D$4&\"AJ36\")=\"\",\"★\",INDIRECT($D$4&\"AJ36\"))","v":"★"},{"$f":"IF(INDIRECT($D$4&\"AN36\")=\"\",\"★\",INDIRECT($D$4&\"AN36\"))","v":"★"},{"$f":"IF(INDIRECT($D$4&\"AQ36\")=\"\",\"★\",INDIRECT($D$4&\"AQ36\"))","v":"★"},{"$f":"IF(INDIRECT($D$4&\"AT36\")=\"\",\"★\",INDIRECT($D$4&\"AT36\"))","v":"★"},{"$f":"IF(INDIRECT($D$4&\"AW36\")=\"\",\"★\",INDIRECT($D$4&\"AW36\"))","v":"★"},{"$f":"IF(INDIRECT($D$4&\"AZ36\")=\"\",\"★\",INDIRECT($D$4&\"AZ36\"))","v":"★"},{"$f":"IF(INDIRECT($D$4&\"BC36\")=\"\",\"★\",INDIRECT($D$4&\"BC36\"))","v":"★"},{"$f":"IF(INDIRECT($D$4&\"EQ36\")=\"\",\"★\",INDIRECT($D$4&\"EQ36\"))","v":"★"},{"$f":"IF(INDIRECT($D$4&\"ER36\")=\"\",\"★\",INDIRECT($D$4&\"ER36\"))","v":"★"},{"$f":"IF(INDIRECT($D$4&\"ES36\")=\"\",\"★\",INDIRECT($D$4&\"ES36\"))","v":"★"},{"$f":"IF(INDIRECT($D$4&\"ET36\")=\"\",\"★\",INDIRECT($D$4&\"ET36\"))","v":"★"},{"$f":"IF(INDIRECT($D$4&\"EU36\")=\"\",\"★\",INDIRECT($D$4&\"EU36\"))","v":"★"},{"$f":"IF(INDIRECT($D$4&\"EV36\")=\"\",\"★\",INDIRECT($D$4&\"EV36\"))","v":"★"},{"$f":"IF(INDIRECT($D$4&\"BF36\")=\"\",\"★\",INDIRECT($D$4&\"BF36\"))","v":"★"},"C9","脱炭素化指標：対基準年度差分",{"$f":"IF(INDIRECT($D$4&\"U73\")=\"\",\"★\",INDIRECT($D$4&\"U73\"))","v":0},{"$f":"IF(INDIRECT($D$4&\"Y73\")=\"\",\"★\",INDIRECT($D$4&\"Y73\"))","v":0},{"$f":"IF(INDIRECT($D$4&\"AC73\")=\"\",\"★\",INDIRECT($D$4&\"AC73\"))","v":0},{"$f":"IF(INDIRECT($D$4&\"AG73\")=\"\",\"★\",INDIRECT($D$4&\"AG73\"))","v":0},{"$f":"IF(INDIRECT($D$4&\"AK73\")=\"\",\"★\",INDIRECT($D$4&\"AK73\"))","v":0},{"$f":"IF(INDIRECT($D$4&\"U82\")=\"\",\"★\",INDIRECT($D$4&\"U82\"))","v":0},{"$f":"IF(INDIRECT($D$4&\"Y82\")=\"\",\"★\",INDIRECT($D$4&\"Y82\"))","v":0},{"$f":"IF(INDIRECT($D$4&\"AC82\")=\"\",\"★\",INDIRECT($D$4&\"AC82\"))","v":0},{"$f":"IF(INDIRECT($D$4&\"AG82\")=\"\",\"★\",INDIRECT($D$4&\"AG82\"))","v":0},{"$f":"IF(INDIRECT($D$4&\"AK82\")=\"\",\"★\",INDIRECT($D$4&\"AK82\"))","v":0}]
[null,null,null,null,null,null,null,null,null,null,null,null,null,null,null,null,null,null,null,null,null,null,null,null,null,null,null,null,null,null,null,null,null,null,"B10",{"$f":"IF(INDIRECT($D$4&\"C37\")=\"\",\"★\",INDIRECT($D$4&\"C37\"))","v":"★"},{"$f":"IF(INDIRECT($D$4&\"E37\")=\"\",\"★\",INDIRECT($D$4&\"E37\"))","v":"★"},{"$f":"IF(INDIRECT($D$4&\"I37\")=\"\",\"★\",INDIRECT($D$4&\"I37\"))","v":"★"},{"$f":"IF(INDIRECT($D$4&\"AC37\")=\"\",\"★\",INDIRECT($D$4&\"AC37\"))","v":"★"},{"$f":"IF(INDIRECT($D$4&\"AE37\")=\"\",\"★\",INDIRECT($D$4&\"AE37\"))","v":"★"},{"$f":"IF(INDIRECT($D$4&\"AJ37\")=\"\",\"★\",INDIRECT($D$4&\"AJ37\"))","v":"★"},{"$f":"IF(INDIRECT($D$4&\"AN37\")=\"\",\"★\",INDIRECT($D$4&\"AN37\"))","v":"★"},{"$f":"IF(INDIRECT($D$4&\"AQ37\")=\"\",\"★\",INDIRECT($D$4&\"AQ37\"))","v":"★"},{"$f":"IF(INDIRECT($D$4&\"AT37\")=\"\",\"★\",INDIRECT($D$4&\"AT37\"))","v":"★"},{"$f":"IF(INDIRECT($D$4&\"AW37\")=\"\",\"★\",INDIRECT($D$4&\"AW37\"))","v":"★"},{"$f":"IF(INDIRECT($D$4&\"AZ37\")=\"\",\"★\",INDIRECT($D$4&\"AZ37\"))","v":"★"},{"$f":"IF(INDIRECT($D$4&\"BC37\")=\"\",\"★\",INDIRECT($D$4&\"BC37\"))","v":"★"},{"$f":"IF(INDIRECT($D$4&\"EQ37\")=\"\",\"★\",INDIRECT($D$4&\"EQ37\"))","v":"★"},{"$f":"IF(INDIRECT($D$4&\"ER37\")=\"\",\"★\",INDIRECT($D$4&\"ER37\"))","v":"★"},{"$f":"IF(INDIRECT($D$4&\"ES37\")=\"\",\"★\",INDIRECT($D$4&\"ES37\"))","v":"★"},{"$f":"IF(INDIRECT($D$4&\"ET37\")=\"\",\"★\",INDIRECT($D$4&\"ET37\"))","v":"★"},{"$f":"IF(INDIRECT($D$4&\"EU37\")=\"\",\"★\",INDIRECT($D$4&\"EU37\"))","v":"★"},{"$f":"IF(INDIRECT($D$4&\"EV37\")=\"\",\"★\",INDIRECT($D$4&\"EV37\"))","v":"★"},{"$f":"IF(INDIRECT($D$4&\"BF37\")=\"\",\"★\",INDIRECT($D$4&\"BF37\"))","v":"★"}]
[null,null,null,null,null,null,null,null,null,null,null,null,null,null,null,null,null,null,null,null,null,null,null,null,null,null,null,null,null,null,null,null,null,null,"B11",{"$f":"IF(INDIRECT($D$4&\"C39\")=\"\",\"★\",INDIRECT($D$4&\"C39\"))","v":"★"},{"$f":"IF(INDIRECT($D$4&\"E39\")=\"\",\"★\",INDIRECT($D$4&\"E39\"))","v":"★"},{"$f":"IF(INDIRECT($D$4&\"I39\")=\"\",\"★\",INDIRECT($D$4&\"I39\"))","v":"★"},{"$f":"IF(INDIRECT($D$4&\"AC39\")=\"\",\"★\",INDIRECT($D$4&\"AC39\"))","v":"★"},{"$f":"IF(INDIRECT($D$4&\"AE39\")=\"\",\"★\",INDIRECT($D$4&\"AE39\"))","v":"★"},{"$f":"IF(INDIRECT($D$4&\"AJ39\")=\"\",\"★\",INDIRECT($D$4&\"AJ39\"))","v":"★"},{"$f":"IF(INDIRECT($D$4&\"AN39\")=\"\",\"★\",INDIRECT($D$4&\"AN39\"))","v":"★"},{"$f":"IF(INDIRECT($D$4&\"AQ39\")=\"\",\"★\",INDIRECT($D$4&\"AQ39\"))","v":"★"},{"$f":"IF(INDIRECT($D$4&\"AT39\")=\"\",\"★\",INDIRECT($D$4&\"AT39\"))","v":"★"},{"$f":"IF(INDIRECT($D$4&\"AW39\")=\"\",\"★\",INDIRECT($D$4&\"AW39\"))","v":"★"},{"$f":"IF(INDIRECT($D$4&\"AZ39\")=\"\",\"★\",INDIRECT($D$4&\"AZ39\"))","v":"★"},{"$f":"IF(INDIRECT($D$4&\"BC39\")=\"\",\"★\",INDIRECT($D$4&\"BC39\"))","v":"★"},{"$f":"IF(INDIRECT($D$4&\"EQ39\")=\"\",\"★\",INDIRECT($D$4&\"EQ39\"))","v":"★"},{"$f":"IF(INDIRECT($D$4&\"ER39\")=\"\",\"★\",INDIRECT($D$4&\"ER39\"))","v":"★"},{"$f":"IF(INDIRECT($D$4&\"ES39\")=\"\",\"★\",INDIRECT($D$4&\"ES39\"))","v":"★"},{"$f":"IF(INDIRECT($D$4&\"ET39\")=\"\",\"★\",INDIRECT($D$4&\"ET39\"))","v":"★"},{"$f":"IF(INDIRECT($D$4&\"EU39\")=\"\",\"★\",INDIRECT($D$4&\"EU39\"))","v":"★"},{"$f":"IF(INDIRECT($D$4&\"EV39\")=\"\",\"★\",INDIRECT($D$4&\"EV39\"))","v":"★"},{"$f":"IF(INDIRECT($D$4&\"BF39\")=\"\",\"★\",INDIRECT($D$4&\"BF39\"))","v":"★"}]
[null,null,null,null,null,null,null,null,null,null,null,null,null,null,null,null,null,null,null,null,null,null,null,null,null,null,null,null,null,null,null,null,null,null,"B12",{"$f":"IF(INDIRECT($D$4&\"C40\")=\"\",\"★\",INDIRECT($D$4&\"C40\"))","v":"★"},{"$f":"IF(INDIRECT($D$4&\"E40\")=\"\",\"★\",INDIRECT($D$4&\"E40\"))","v":"★"},{"$f":"IF(INDIRECT($D$4&\"I40\")=\"\",\"★\",INDIRECT($D$4&\"I40\"))","v":"★"},{"$f":"IF(INDIRECT($D$4&\"AC40\")=\"\",\"★\",INDIRECT($D$4&\"AC40\"))","v":"★"},{"$f":"IF(INDIRECT($D$4&\"AE40\")=\"\",\"★\",INDIRECT($D$4&\"AE40\"))","v":"★"},{"$f":"IF(INDIRECT($D$4&\"AJ40\")=\"\",\"★\",INDIRECT($D$4&\"AJ40\"))","v":"★"},{"$f":"IF(INDIRECT($D$4&\"AN40\")=\"\",\"★\",INDIRECT($D$4&\"AN40\"))","v":"★"},{"$f":"IF(INDIRECT($D$4&\"AQ40\")=\"\",\"★\",INDIRECT($D$4&\"AQ40\"))","v":"★"},{"$f":"IF(INDIRECT($D$4&\"AT40\")=\"\",\"★\",INDIRECT($D$4&\"AT40\"))","v":"★"},{"$f":"IF(INDIRECT($D$4&\"AW40\")=\"\",\"★\",INDIRECT($D$4&\"AW40\"))","v":"★"},{"$f":"IF(INDIRECT($D$4&\"AZ40\")=\"\",\"★\",INDIRECT($D$4&\"AZ40\"))","v":"★"},{"$f":"IF(INDIRECT($D$4&\"BC40\")=\"\",\"★\",INDIRECT($D$4&\"BC40\"))","v":"★"},{"$f":"IF(INDIRECT($D$4&\"EQ40\")=\"\",\"★\",INDIRECT($D$4&\"EQ40\"))","v":"★"},{"$f":"IF(INDIRECT($D$4&\"ER40\")=\"\",\"★\",INDIRECT($D$4&\"ER40\"))","v":"★"},{"$f":"IF(INDIRECT($D$4&\"ES40\")=\"\",\"★\",INDIRECT($D$4&\"ES40\"))","v":"★"},{"$f":"IF(INDIRECT($D$4&\"ET40\")=\"\",\"★\",INDIRECT($D$4&\"ET40\"))","v":"★"},{"$f":"IF(INDIRECT($D$4&\"EU40\")=\"\",\"★\",INDIRECT($D$4&\"EU40\"))","v":"★"},{"$f":"IF(INDIRECT($D$4&\"EV40\")=\"\",\"★\",INDIRECT($D$4&\"EV40\"))","v":"★"},{"$f":"IF(INDIRECT($D$4&\"BF40\")=\"\",\"★\",INDIRECT($D$4&\"BF40\"))","v":"★"}]
[null,null,null,null,null,null,null,null,null,null,null,null,null,null,null,null,null,null,null,null,null,null,null,null,null,null,null,null,null,null,null,null,null,null,"B13",{"$f":"IF(INDIRECT($D$4&\"C47\")=\"\",\"★\",INDIRECT($D$4&\"C47\"))","v":"★"},{"$f":"IF(INDIRECT($D$4&\"E47\")=\"\",\"★\",INDIRECT($D$4&\"E47\"))","v":"★"},{"$f":"IF(INDIRECT($D$4&\"I47\")=\"\",\"★\",INDIRECT($D$4&\"I47\"))","v":"★"},{"$f":"IF(INDIRECT($D$4&\"AC47\")=\"\",\"★\",INDIRECT($D$4&\"AC47\"))","v":"★"},{"$f":"IF(INDIRECT($D$4&\"AE47\")=\"\",\"★\",INDIRECT($D$4&\"AE47\"))","v":"★"},{"$f":"IF(INDIRECT($D$4&\"AJ47\")=\"\",\"★\",INDIRECT($D$4&\"AJ47\"))","v":"★"},{"$f":"IF(INDIRECT($D$4&\"AN47\")=\"\",\"★\",INDIRECT($D$4&\"AN47\"))","v":"★"},{"$f":"IF(INDIRECT($D$4&\"AQ47\")=\"\",\"★\",INDIRECT($D$4&\"AQ47\"))","v":"★"},{"$f":"IF(INDIRECT($D$4&\"AT47\")=\"\",\"★\",INDIRECT($D$4&\"AT47\"))","v":"★"},{"$f":"IF(INDIRECT($D$4&\"AW47\")=\"\",\"★\",INDIRECT($D$4&\"AW47\"))","v":"★"},{"$f":"IF(INDIRECT($D$4&\"AZ47\")=\"\",\"★\",INDIRECT($D$4&\"AZ47\"))","v":"★"},{"$f":"IF(INDIRECT($D$4&\"BC47\")=\"\",\"★\",INDIRECT($D$4&\"BC47\"))","v":"★"},{"$f":"IF(INDIRECT($D$4&\"EQ47\")=\"\",\"★\",INDIRECT($D$4&\"EQ47\"))","v":"★"},{"$f":"IF(INDIRECT($D$4&\"ER47\")=\"\",\"★\",INDIRECT($D$4&\"ER47\"))","v":"★"},{"$f":"IF(INDIRECT($D$4&\"ES47\")=\"\",\"★\",INDIRECT($D$4&\"ES47\"))","v":"★"},{"$f":"IF(INDIRECT($D$4&\"ET47\")=\"\",\"★\",INDIRECT($D$4&\"ET47\"))","v":"★"},{"$f":"IF(INDIRECT($D$4&\"EU47\")=\"\",\"★\",INDIRECT($D$4&\"EU47\"))","v":"★"},{"$f":"IF(INDIRECT($D$4&\"EV47\")=\"\",\"★\",INDIRECT($D$4&\"EV47\"))","v":"★"},{"$f":"IF(INDIRECT($D$4&\"BF47\")=\"\",\"★\",INDIRECT($D$4&\"BF47\"))","v":"★"}]
[null,null,null,null,null,null,null,null,null,null,null,null,null,null,null,null,null,null,null,null,null,null,null,null,null,null,null,null,null,null,null,null,null,null,"B14",{"$f":"IF(INDIRECT($D$4&\"C48\")=\"\",\"★\",INDIRECT($D$4&\"C48\"))","v":"★"},{"$f":"IF(INDIRECT($D$4&\"E48\")=\"\",\"★\",INDIRECT($D$4&\"E48\"))","v":"★"},{"$f":"IF(INDIRECT($D$4&\"I48\")=\"\",\"★\",INDIRECT($D$4&\"I48\"))","v":"★"},{"$f":"IF(INDIRECT($D$4&\"AC48\")=\"\",\"★\",INDIRECT($D$4&\"AC48\"))","v":"★"},{"$f":"IF(INDIRECT($D$4&\"AE48\")=\"\",\"★\",INDIRECT($D$4&\"AE48\"))","v":"★"},{"$f":"IF(INDIRECT($D$4&\"AJ48\")=\"\",\"★\",INDIRECT($D$4&\"AJ48\"))","v":"★"},{"$f":"IF(INDIRECT($D$4&\"AN48\")=\"\",\"★\",INDIRECT($D$4&\"AN48\"))","v":"★"},{"$f":"IF(INDIRECT($D$4&\"AQ48\")=\"\",\"★\",INDIRECT($D$4&\"AQ48\"))","v":"★"},{"$f":"IF(INDIRECT($D$4&\"AT48\")=\"\",\"★\",INDIRECT($D$4&\"AT48\"))","v":"★"},{"$f":"IF(INDIRECT($D$4&\"AW48\")=\"\",\"★\",INDIRECT($D$4&\"AW48\"))","v":"★"},{"$f":"IF(INDIRECT($D$4&\"AZ48\")=\"\",\"★\",INDIRECT($D$4&\"AZ48\"))","v":"★"},{"$f":"IF(INDIRECT($D$4&\"BC48\")=\"\",\"★\",INDIRECT($D$4&\"BC48\"))","v":"★"},{"$f":"IF(INDIRECT($D$4&\"EQ48\")=\"\",\"★\",INDIRECT($D$4&\"EQ48\"))","v":"★"},{"$f":"IF(INDIRECT($D$4&\"ER48\")=\"\",\"★\",INDIRECT($D$4&\"ER48\"))","v":"★"},{"$f":"IF(INDIRECT($D$4&\"ES48\")=\"\",\"★\",INDIRECT($D$4&\"ES48\"))","v":"★"},{"$f":"IF(INDIRECT($D$4&\"ET48\")=\"\",\"★\",INDIRECT($D$4&\"ET48\"))","v":"★"},{"$f":"IF(INDIRECT($D$4&\"EU48\")=\"\",\"★\",INDIRECT($D$4&\"EU48\"))","v":"★"},{"$f":"IF(INDIRECT($D$4&\"EV48\")=\"\",\"★\",INDIRECT($D$4&\"EV48\"))","v":"★"},{"$f":"IF(INDIRECT($D$4&\"BF48\")=\"\",\"★\",INDIRECT($D$4&\"BF48\"))","v":"★"}]
[null,null,null,null,null,null,null,null,null,null,null,null,null,null,null,null,null,null,null,null,null,null,null,null,null,null,null,null,null,null,null,null,null,null,"B15",{"$f":"IF(INDIRECT($D$4&\"C49\")=\"\",\"★\",INDIRECT($D$4&\"C49\"))","v":"★"},{"$f":"IF(INDIRECT($D$4&\"E49\")=\"\",\"★\",INDIRECT($D$4&\"E49\"))","v":"★"},{"$f":"IF(INDIRECT($D$4&\"I49\")=\"\",\"★\",INDIRECT($D$4&\"I49\"))","v":"★"},{"$f":"IF(INDIRECT($D$4&\"AC49\")=\"\",\"★\",INDIRECT($D$4&\"AC49\"))","v":"★"},{"$f":"IF(INDIRECT($D$4&\"AE49\")=\"\",\"★\",INDIRECT($D$4&\"AE49\"))","v":"★"},{"$f":"IF(INDIRECT($D$4&\"AJ49\")=\"\",\"★\",INDIRECT($D$4&\"AJ49\"))","v":"★"},{"$f":"IF(INDIRECT($D$4&\"AN49\")=\"\",\"★\",INDIRECT($D$4&\"AN49\"))","v":"★"},{"$f":"IF(INDIRECT($D$4&\"AQ49\")=\"\",\"★\",INDIRECT($D$4&\"AQ49\"))","v":"★"},{"$f":"IF(INDIRECT($D$4&\"AT49\")=\"\",\"★\",INDIRECT($D$4&\"AT49\"))","v":"★"},{"$f":"IF(INDIRECT($D$4&\"AW49\")=\"\",\"★\",INDIRECT($D$4&\"AW49\"))","v":"★"},{"$f":"IF(INDIRECT($D$4&\"AZ49\")=\"\",\"★\",INDIRECT($D$4&\"AZ49\"))","v":"★"},{"$f":"IF(INDIRECT($D$4&\"BC49\")=\"\",\"★\",INDIRECT($D$4&\"BC49\"))","v":"★"},{"$f":"IF(INDIRECT($D$4&\"EQ49\")=\"\",\"★\",INDIRECT($D$4&\"EQ49\"))","v":"★"},{"$f":"IF(INDIRECT($D$4&\"ER49\")=\"\",\"★\",INDIRECT($D$4&\"ER49\"))","v":"★"},{"$f":"IF(INDIRECT($D$4&\"ES49\")=\"\",\"★\",INDIRECT($D$4&\"ES49\"))","v":"★"},{"$f":"IF(INDIRECT($D$4&\"ET49\")=\"\",\"★\",INDIRECT($D$4&\"ET49\"))","v":"★"},{"$f":"IF(INDIRECT($D$4&\"EU49\")=\"\",\"★\",INDIRECT($D$4&\"EU49\"))","v":"★"},{"$f":"IF(INDIRECT($D$4&\"EV49\")=\"\",\"★\",INDIRECT($D$4&\"EV49\"))","v":"★"},{"$f":"IF(INDIRECT($D$4&\"BF49\")=\"\",\"★\",INDIRECT($D$4&\"BF49\"))","v":"★"}]
[null,null,null,null,null,null,null,null,null,null,null,null,null,null,null,null,null,null,null,null,null,null,null,null,null,null,null,null,null,null,null,null,null,null,"B16",{"$f":"IF(INDIRECT($D$4&\"C50\")=\"\",\"★\",INDIRECT($D$4&\"C50\"))","v":"★"},{"$f":"IF(INDIRECT($D$4&\"E50\")=\"\",\"★\",INDIRECT($D$4&\"E50\"))","v":"★"},{"$f":"IF(INDIRECT($D$4&\"I50\")=\"\",\"★\",INDIRECT($D$4&\"I50\"))","v":"★"},{"$f":"IF(INDIRECT($D$4&\"AC50\")=\"\",\"★\",INDIRECT($D$4&\"AC50\"))","v":"★"},{"$f":"IF(INDIRECT($D$4&\"AE50\")=\"\",\"★\",INDIRECT($D$4&\"AE50\"))","v":"★"},{"$f":"IF(INDIRECT($D$4&\"AJ50\")=\"\",\"★\",INDIRECT($D$4&\"AJ50\"))","v":"★"},{"$f":"IF(INDIRECT($D$4&\"AN50\")=\"\",\"★\",INDIRECT($D$4&\"AN50\"))","v":"★"},{"$f":"IF(INDIRECT($D$4&\"AQ50\")=\"\",\"★\",INDIRECT($D$4&\"AQ50\"))","v":"★"},{"$f":"IF(INDIRECT($D$4&\"AT50\")=\"\",\"★\",INDIRECT($D$4&\"AT50\"))","v":"★"},{"$f":"IF(INDIRECT($D$4&\"AW50\")=\"\",\"★\",INDIRECT($D$4&\"AW50\"))","v":"★"},{"$f":"IF(INDIRECT($D$4&\"AZ50\")=\"\",\"★\",INDIRECT($D$4&\"AZ50\"))","v":"★"},{"$f":"IF(INDIRECT($D$4&\"BC50\")=\"\",\"★\",INDIRECT($D$4&\"BC50\"))","v":"★"},{"$f":"IF(INDIRECT($D$4&\"EQ50\")=\"\",\"★\",INDIRECT($D$4&\"EQ50\"))","v":"★"},{"$f":"IF(INDIRECT($D$4&\"ER50\")=\"\",\"★\",INDIRECT($D$4&\"ER50\"))","v":"★"},{"$f":"IF(INDIRECT($D$4&\"ES50\")=\"\",\"★\",INDIRECT($D$4&\"ES50\"))","v":"★"},{"$f":"IF(INDIRECT($D$4&\"ET50\")=\"\",\"★\",INDIRECT($D$4&\"ET50\"))","v":"★"},{"$f":"IF(INDIRECT($D$4&\"EU50\")=\"\",\"★\",INDIRECT($D$4&\"EU50\"))","v":"★"},{"$f":"IF(INDIRECT($D$4&\"EV50\")=\"\",\"★\",INDIRECT($D$4&\"EV50\"))","v":"★"},{"$f":"IF(INDIRECT($D$4&\"BF50\")=\"\",\"★\",INDIRECT($D$4&\"BF50\"))","v":"★"}]
[null,null,null,null,null,null,null,null,null,null,null,null,null,null,null,null,null,null,null,null,null,null,null,null,null,null,null,null,null,null,null,null,null,null,"B17",{"$f":"IF(INDIRECT($D$4&\"C51\")=\"\",\"★\",INDIRECT($D$4&\"C51\"))","v":"★"},{"$f":"IF(INDIRECT($D$4&\"E51\")=\"\",\"★\",INDIRECT($D$4&\"E51\"))","v":"★"},{"$f":"IF(INDIRECT($D$4&\"I51\")=\"\",\"★\",INDIRECT($D$4&\"I51\"))","v":"★"},{"$f":"IF(INDIRECT($D$4&\"AC51\")=\"\",\"★\",INDIRECT($D$4&\"AC51\"))","v":"★"},{"$f":"IF(INDIRECT($D$4&\"AE51\")=\"\",\"★\",INDIRECT($D$4&\"AE51\"))","v":"★"},{"$f":"IF(INDIRECT($D$4&\"AJ51\")=\"\",\"★\",INDIRECT($D$4&\"AJ51\"))","v":"★"},{"$f":"IF(INDIRECT($D$4&\"AN51\")=\"\",\"★\",INDIRECT($D$4&\"AN51\"))","v":"★"},{"$f":"IF(INDIRECT($D$4&\"AQ51\")=\"\",\"★\",INDIRECT($D$4&\"AQ51\"))","v":"★"},{"$f":"IF(INDIRECT($D$4&\"AT51\")=\"\",\"★\",INDIRECT($D$4&\"AT51\"))","v":"★"},{"$f":"IF(INDIRECT($D$4&\"AW51\")=\"\",\"★\",INDIRECT($D$4&\"AW51\"))","v":"★"},{"$f":"IF(INDIRECT($D$4&\"AZ51\")=\"\",\"★\",INDIRECT($D$4&\"AZ51\"))","v":"★"},{"$f":"IF(INDIRECT($D$4&\"BC51\")=\"\",\"★\",INDIRECT($D$4&\"BC51\"))","v":"★"},{"$f":"IF(INDIRECT($D$4&\"EQ51\")=\"\",\"★\",INDIRECT($D$4&\"EQ51\"))","v":"★"},{"$f":"IF(INDIRECT($D$4&\"ER51\")=\"\",\"★\",INDIRECT($D$4&\"ER51\"))","v":"★"},{"$f":"IF(INDIRECT($D$4&\"ES51\")=\"\",\"★\",INDIRECT($D$4&\"ES51\"))","v":"★"},{"$f":"IF(INDIRECT($D$4&\"ET51\")=\"\",\"★\",INDIRECT($D$4&\"ET51\"))","v":"★"},{"$f":"IF(INDIRECT($D$4&\"EU51\")=\"\",\"★\",INDIRECT($D$4&\"EU51\"))","v":"★"},{"$f":"IF(INDIRECT($D$4&\"EV51\")=\"\",\"★\",INDIRECT($D$4&\"EV51\"))","v":"★"},{"$f":"IF(INDIRECT($D$4&\"BF51\")=\"\",\"★\",INDIRECT($D$4&\"BF51\"))","v":"★"}]
[null,null,null,null,null,null,null,null,null,null,null,null,null,null,null,null,null,null,null,null,null,null,null,null,null,null,null,null,null,null,null,null,null,null,"B18",{"$f":"IF(INDIRECT($D$4&\"C52\")=\"\",\"★\",INDIRECT($D$4&\"C52\"))","v":"★"},{"$f":"IF(INDIRECT($D$4&\"E52\")=\"\",\"★\",INDIRECT($D$4&\"E52\"))","v":"★"},{"$f":"IF(INDIRECT($D$4&\"I52\")=\"\",\"★\",INDIRECT($D$4&\"I52\"))","v":"★"},{"$f":"IF(INDIRECT($D$4&\"AC52\")=\"\",\"★\",INDIRECT($D$4&\"AC52\"))","v":"★"},{"$f":"IF(INDIRECT($D$4&\"AE52\")=\"\",\"★\",INDIRECT($D$4&\"AE52\"))","v":"★"},{"$f":"IF(INDIRECT($D$4&\"AJ52\")=\"\",\"★\",INDIRECT($D$4&\"AJ52\"))","v":"★"},{"$f":"IF(INDIRECT($D$4&\"AN52\")=\"\",\"★\",INDIRECT($D$4&\"AN52\"))","v":"★"},{"$f":"IF(INDIRECT($D$4&\"AQ52\")=\"\",\"★\",INDIRECT($D$4&\"AQ52\"))","v":"★"},{"$f":"IF(INDIRECT($D$4&\"AT52\")=\"\",\"★\",INDIRECT($D$4&\"AT52\"))","v":"★"},{"$f":"IF(INDIRECT($D$4&\"AW52\")=\"\",\"★\",INDIRECT($D$4&\"AW52\"))","v":"★"},{"$f":"IF(INDIRECT($D$4&\"AZ52\")=\"\",\"★\",INDIRECT($D$4&\"AZ52\"))","v":"★"},{"$f":"IF(INDIRECT($D$4&\"BC52\")=\"\",\"★\",INDIRECT($D$4&\"BC52\"))","v":"★"},{"$f":"IF(INDIRECT($D$4&\"EQ52\")=\"\",\"★\",INDIRECT($D$4&\"EQ52\"))","v":"★"},{"$f":"IF(INDIRECT($D$4&\"ER52\")=\"\",\"★\",INDIRECT($D$4&\"ER52\"))","v":"★"},{"$f":"IF(INDIRECT($D$4&\"ES52\")=\"\",\"★\",INDIRECT($D$4&\"ES52\"))","v":"★"},{"$f":"IF(INDIRECT($D$4&\"ET52\")=\"\",\"★\",INDIRECT($D$4&\"ET52\"))","v":"★"},{"$f":"IF(INDIRECT($D$4&\"EU52\")=\"\",\"★\",INDIRECT($D$4&\"EU52\"))","v":"★"},{"$f":"IF(INDIRECT($D$4&\"EV52\")=\"\",\"★\",INDIRECT($D$4&\"EV52\"))","v":"★"},{"$f":"IF(INDIRECT($D$4&\"BF52\")=\"\",\"★\",INDIRECT($D$4&\"BF52\"))","v":"★"}]
[null,null,null,null,null,null,null,null,null,null,null,null,null,null,null,null,null,null,null,null,null,null,null,null,null,null,null,null,null,null,null,null,null,null,"B19",{"$f":"IF(INDIRECT($D$4&\"C53\")=\"\",\"★\",INDIRECT($D$4&\"C53\"))","v":"★"},{"$f":"IF(INDIRECT($D$4&\"E53\")=\"\",\"★\",INDIRECT($D$4&\"E53\"))","v":"★"},{"$f":"IF(INDIRECT($D$4&\"I53\")=\"\",\"★\",INDIRECT($D$4&\"I53\"))","v":"★"},{"$f":"IF(INDIRECT($D$4&\"AC53\")=\"\",\"★\",INDIRECT($D$4&\"AC53\"))","v":"★"},{"$f":"IF(INDIRECT($D$4&\"AE53\")=\"\",\"★\",INDIRECT($D$4&\"AE53\"))","v":"★"},{"$f":"IF(INDIRECT($D$4&\"AJ53\")=\"\",\"★\",INDIRECT($D$4&\"AJ53\"))","v":"★"},{"$f":"IF(INDIRECT($D$4&\"AN53\")=\"\",\"★\",INDIRECT($D$4&\"AN53\"))","v":"★"},{"$f":"IF(INDIRECT($D$4&\"AQ53\")=\"\",\"★\",INDIRECT($D$4&\"AQ53\"))","v":"★"},{"$f":"IF(INDIRECT($D$4&\"AT53\")=\"\",\"★\",INDIRECT($D$4&\"AT53\"))","v":"★"},{"$f":"IF(INDIRECT($D$4&\"AW53\")=\"\",\"★\",INDIRECT($D$4&\"AW53\"))","v":"★"},{"$f":"IF(INDIRECT($D$4&\"AZ53\")=\"\",\"★\",INDIRECT($D$4&\"AZ53\"))","v":"★"},{"$f":"IF(INDIRECT($D$4&\"BC53\")=\"\",\"★\",INDIRECT($D$4&\"BC53\"))","v":"★"},{"$f":"IF(INDIRECT($D$4&\"EQ53\")=\"\",\"★\",INDIRECT($D$4&\"EQ53\"))","v":"★"},{"$f":"IF(INDIRECT($D$4&\"ER53\")=\"\",\"★\",INDIRECT($D$4&\"ER53\"))","v":"★"},{"$f":"IF(INDIRECT($D$4&\"ES53\")=\"\",\"★\",INDIRECT($D$4&\"ES53\"))","v":"★"},{"$f":"IF(INDIRECT($D$4&\"ET53\")=\"\",\"★\",INDIRECT($D$4&\"ET53\"))","v":"★"},{"$f":"IF(INDIRECT($D$4&\"EU53\")=\"\",\"★\",INDIRECT($D$4&\"EU53\"))","v":"★"},{"$f":"IF(INDIRECT($D$4&\"EV53\")=\"\",\"★\",INDIRECT($D$4&\"EV53\"))","v":"★"},{"$f":"IF(INDIRECT($D$4&\"BF53\")=\"\",\"★\",INDIRECT($D$4&\"BF53\"))","v":"★"}]
[null,null,null,null,null,null,null,null,null,null,null,null,null,null,null,null,null,null,null,null,null,null,null,null,null,null,null,null,null,null,null,null,null,null,"B20",{"$f":"IF(INDIRECT($D$4&\"C55\")=\"\",\"★\",INDIRECT($D$4&\"C55\"))","v":"★"},{"$f":"IF(INDIRECT($D$4&\"E55\")=\"\",\"★\",INDIRECT($D$4&\"E55\"))","v":"★"},{"$f":"IF(INDIRECT($D$4&\"I55\")=\"\",\"★\",INDIRECT($D$4&\"I55\"))","v":"★"},{"$f":"IF(INDIRECT($D$4&\"AC55\")=\"\",\"★\",INDIRECT($D$4&\"AC55\"))","v":"★"},{"$f":"IF(INDIRECT($D$4&\"AE55\")=\"\",\"★\",INDIRECT($D$4&\"AE55\"))","v":"★"},{"$f":"IF(INDIRECT($D$4&\"AJ55\")=\"\",\"★\",INDIRECT($D$4&\"AJ55\"))","v":"★"},{"$f":"IF(INDIRECT($D$4&\"AN55\")=\"\",\"★\",INDIRECT($D$4&\"AN55\"))","v":"★"},{"$f":"IF(INDIRECT($D$4&\"AQ55\")=\"\",\"★\",INDIRECT($D$4&\"AQ55\"))","v":"★"},{"$f":"IF(INDIRECT($D$4&\"AT55\")=\"\",\"★\",INDIRECT($D$4&\"AT55\"))","v":"★"},{"$f":"IF(INDIRECT($D$4&\"AW55\")=\"\",\"★\",INDIRECT($D$4&\"AW55\"))","v":"★"},{"$f":"IF(INDIRECT($D$4&\"AZ55\")=\"\",\"★\",INDIRECT($D$4&\"AZ55\"))","v":"★"},{"$f":"IF(INDIRECT($D$4&\"BC55\")=\"\",\"★\",INDIRECT($D$4&\"BC55\"))","v":"★"},{"$f":"IF(INDIRECT($D$4&\"EQ55\")=\"\",\"★\",INDIRECT($D$4&\"EQ55\"))","v":"★"},{"$f":"IF(INDIRECT($D$4&\"ER55\")=\"\",\"★\",INDIRECT($D$4&\"ER55\"))","v":"★"},{"$f":"IF(INDIRECT($D$4&\"ES55\")=\"\",\"★\",INDIRECT($D$4&\"ES55\"))","v":"★"},{"$f":"IF(INDIRECT($D$4&\"ET55\")=\"\",\"★\",INDIRECT($D$4&\"ET55\"))","v":"★"},{"$f":"IF(INDIRECT($D$4&\"EU55\")=\"\",\"★\",INDIRECT($D$4&\"EU55\"))","v":"★"},{"$f":"IF(INDIRECT($D$4&\"EV55\")=\"\",\"★\",INDIRECT($D$4&\"EV55\"))","v":"★"},{"$f":"IF(INDIRECT($D$4&\"BF55\")=\"\",\"★\",INDIRECT($D$4&\"BF55\"))","v":"★"}]
[null,null,null,null,null,null,null,null,null,null,null,null,null,null,null,null,null,null,null,null,null,null,null,null,null,null,null,null,null,null,null,null,null,null,"B21",{"$f":"IF(INDIRECT($D$4&\"C56\")=\"\",\"★\",INDIRECT($D$4&\"C56\"))","v":"★"},{"$f":"IF(INDIRECT($D$4&\"E56\")=\"\",\"★\",INDIRECT($D$4&\"E56\"))","v":"★"},{"$f":"IF(INDIRECT($D$4&\"I56\")=\"\",\"★\",INDIRECT($D$4&\"I56\"))","v":"★"},{"$f":"IF(INDIRECT($D$4&\"AC56\")=\"\",\"★\",INDIRECT($D$4&\"AC56\"))","v":"★"},{"$f":"IF(INDIRECT($D$4&\"AE56\")=\"\",\"★\",INDIRECT($D$4&\"AE56\"))","v":"★"},{"$f":"IF(INDIRECT($D$4&\"AJ56\")=\"\",\"★\",INDIRECT($D$4&\"AJ56\"))","v":"★"},{"$f":"IF(INDIRECT($D$4&\"AN56\")=\"\",\"★\",INDIRECT($D$4&\"AN56\"))","v":"★"},{"$f":"IF(INDIRECT($D$4&\"AQ56\")=\"\",\"★\",INDIRECT($D$4&\"AQ56\"))","v":"★"},{"$f":"IF(INDIRECT($D$4&\"AT56\")=\"\",\"★\",INDIRECT($D$4&\"AT56\"))","v":"★"},{"$f":"IF(INDIRECT($D$4&\"AW56\")=\"\",\"★\",INDIRECT($D$4&\"AW56\"))","v":"★"},{"$f":"IF(INDIRECT($D$4&\"AZ56\")=\"\",\"★\",INDIRECT($D$4&\"AZ56\"))","v":"★"},{"$f":"IF(INDIRECT($D$4&\"BC56\")=\"\",\"★\",INDIRECT($D$4&\"BC56\"))","v":"★"},{"$f":"IF(INDIRECT($D$4&\"EQ56\")=\"\",\"★\",INDIRECT($D$4&\"EQ56\"))","v":"★"},{"$f":"IF(INDIRECT($D$4&\"ER56\")=\"\",\"★\",INDIRECT($D$4&\"ER56\"))","v":"★"},{"$f":"IF(INDIRECT($D$4&\"ES56\")=\"\",\"★\",INDIRECT($D$4&\"ES56\"))","v":"★"},{"$f":"IF(INDIRECT($D$4&\"ET56\")=\"\",\"★\",INDIRECT($D$4&\"ET56\"))","v":"★"},{"$f":"IF(INDIRECT($D$4&\"EU56\")=\"\",\"★\",INDIRECT($D$4&\"EU56\"))","v":"★"},{"$f":"IF(INDIRECT($D$4&\"EV56\")=\"\",\"★\",INDIRECT($D$4&\"EV56\"))","v":"★"},{"$f":"IF(INDIRECT($D$4&\"BF56\")=\"\",\"★\",INDIRECT($D$4&\"BF56\"))","v":"★"}]
[null,null,null,null,null,null,null,null,null,null,null,null,null,null,null,null,null,null,null,null,null,null,null,null,null,null,null,null,null,null,null,null,null,null,"B22",{"$f":"IF(INDIRECT($D$4&\"C57\")=\"\",\"★\",INDIRECT($D$4&\"C57\"))","v":"★"},{"$f":"IF(INDIRECT($D$4&\"E57\")=\"\",\"★\",INDIRECT($D$4&\"E57\"))","v":"★"},{"$f":"IF(INDIRECT($D$4&\"I57\")=\"\",\"★\",INDIRECT($D$4&\"I57\"))","v":"★"},{"$f":"IF(INDIRECT($D$4&\"AC57\")=\"\",\"★\",INDIRECT($D$4&\"AC57\"))","v":"★"},{"$f":"IF(INDIRECT($D$4&\"AE57\")=\"\",\"★\",INDIRECT($D$4&\"AE57\"))","v":"★"},{"$f":"IF(INDIRECT($D$4&\"AJ57\")=\"\",\"★\",INDIRECT($D$4&\"AJ57\"))","v":"★"},{"$f":"IF(INDIRECT($D$4&\"AN57\")=\"\",\"★\",INDIRECT($D$4&\"AN57\"))","v":"★"},{"$f":"IF(INDIRECT($D$4&\"AQ57\")=\"\",\"★\",INDIRECT($D$4&\"AQ57\"))","v":"★"},{"$f":"IF(INDIRECT($D$4&\"AT57\")=\"\",\"★\",INDIRECT($D$4&\"AT57\"))","v":"★"},{"$f":"IF(INDIRECT($D$4&\"AW57\")=\"\",\"★\",INDIRECT($D$4&\"AW57\"))","v":"★"},{"$f":"IF(INDIRECT($D$4&\"AZ57\")=\"\",\"★\",INDIRECT($D$4&\"AZ57\"))","v":"★"},{"$f":"IF(INDIRECT($D$4&\"BC57\")=\"\",\"★\",INDIRECT($D$4&\"BC57\"))","v":"★"},{"$f":"IF(INDIRECT($D$4&\"EQ57\")=\"\",\"★\",INDIRECT($D$4&\"EQ57\"))","v":"★"},{"$f":"IF(INDIRECT($D$4&\"ER57\")=\"\",\"★\",INDIRECT($D$4&\"ER57\"))","v":"★"},{"$f":"IF(INDIRECT($D$4&\"ES57\")=\"\",\"★\",INDIRECT($D$4&\"ES57\"))","v":"★"},{"$f":"IF(INDIRECT($D$4&\"ET57\")=\"\",\"★\",INDIRECT($D$4&\"ET57\"))","v":"★"},{"$f":"IF(INDIRECT($D$4&\"EU57\")=\"\",\"★\",INDIRECT($D$4&\"EU57\"))","v":"★"},{"$f":"IF(INDIRECT($D$4&\"EV57\")=\"\",\"★\",INDIRECT($D$4&\"EV57\"))","v":"★"},{"$f":"IF(INDIRECT($D$4&\"BF57\")=\"\",\"★\",INDIRECT($D$4&\"BF57\"))","v":"★"}]
[null,null,null,null,null,null,null,null,null,null,null,null,null,null,null,null,null,null,null,null,null,null,null,null,null,null,null,null,null,null,null,null,null,null,"B23",{"$f":"IF(INDIRECT($D$4&\"C59\")=\"\",\"★\",INDIRECT($D$4&\"C59\"))","v":"★"},{"$f":"IF(INDIRECT($D$4&\"E59\")=\"\",\"★\",INDIRECT($D$4&\"E59\"))","v":"★"},{"$f":"IF(INDIRECT($D$4&\"I59\")=\"\",\"★\",INDIRECT($D$4&\"I59\"))","v":"★"},{"$f":"IF(INDIRECT($D$4&\"AC59\")=\"\",\"★\",INDIRECT($D$4&\"AC59\"))","v":"★"},{"$f":"IF(INDIRECT($D$4&\"AE59\")=\"\",\"★\",INDIRECT($D$4&\"AE59\"))","v":"★"},{"$f":"IF(INDIRECT($D$4&\"AJ59\")=\"\",\"★\",INDIRECT($D$4&\"AJ59\"))","v":"★"},{"$f":"IF(INDIRECT($D$4&\"AN59\")=\"\",\"★\",INDIRECT($D$4&\"AN59\"))","v":"★"},{"$f":"IF(INDIRECT($D$4&\"AQ59\")=\"\",\"★\",INDIRECT($D$4&\"AQ59\"))","v":"★"},{"$f":"IF(INDIRECT($D$4&\"AT59\")=\"\",\"★\",INDIRECT($D$4&\"AT59\"))","v":"★"},{"$f":"IF(INDIRECT($D$4&\"AW59\")=\"\",\"★\",INDIRECT($D$4&\"AW59\"))","v":"★"},{"$f":"IF(INDIRECT($D$4&\"AZ59\")=\"\",\"★\",INDIRECT($D$4&\"AZ59\"))","v":"★"},{"$f":"IF(INDIRECT($D$4&\"BC59\")=\"\",\"★\",INDIRECT($D$4&\"BC59\"))","v":"★"},{"$f":"IF(INDIRECT($D$4&\"EQ59\")=\"\",\"★\",INDIRECT($D$4&\"EQ59\"))","v":"★"},{"$f":"IF(INDIRECT($D$4&\"ER59\")=\"\",\"★\",INDIRECT($D$4&\"ER59\"))","v":"★"},{"$f":"IF(INDIRECT($D$4&\"ES59\")=\"\",\"★\",INDIRECT($D$4&\"ES59\"))","v":"★"},{"$f":"IF(INDIRECT($D$4&\"ET59\")=\"\",\"★\",INDIRECT($D$4&\"ET59\"))","v":"★"},{"$f":"IF(INDIRECT($D$4&\"EU59\")=\"\",\"★\",INDIRECT($D$4&\"EU59\"))","v":"★"},{"$f":"IF(INDIRECT($D$4&\"EV59\")=\"\",\"★\",INDIRECT($D$4&\"EV59\"))","v":"★"},{"$f":"IF(INDIRECT($D$4&\"BF59\")=\"\",\"★\",INDIRECT($D$4&\"BF59\"))","v":"★"}]
[null,null,null,null,null,null,null,null,null,null,null,null,null,null,null,null,null,null,null,null,null,null,null,null,null,null,null,null,null,null,null,null,null,null,"B24",{"$f":"IF(INDIRECT($D$4&\"C60\")=\"\",\"★\",INDIRECT($D$4&\"C60\"))","v":"★"},{"$f":"IF(INDIRECT($D$4&\"E60\")=\"\",\"★\",INDIRECT($D$4&\"E60\"))","v":"★"},{"$f":"IF(INDIRECT($D$4&\"I60\")=\"\",\"★\",INDIRECT($D$4&\"I60\"))","v":"★"},{"$f":"IF(INDIRECT($D$4&\"AC60\")=\"\",\"★\",INDIRECT($D$4&\"AC60\"))","v":"★"},{"$f":"IF(INDIRECT($D$4&\"AE60\")=\"\",\"★\",INDIRECT($D$4&\"AE60\"))","v":"★"},{"$f":"IF(INDIRECT($D$4&\"AJ60\")=\"\",\"★\",INDIRECT($D$4&\"AJ60\"))","v":"★"},{"$f":"IF(INDIRECT($D$4&\"AN60\")=\"\",\"★\",INDIRECT($D$4&\"AN60\"))","v":"★"},{"$f":"IF(INDIRECT($D$4&\"AQ60\")=\"\",\"★\",INDIRECT($D$4&\"AQ60\"))","v":"★"},{"$f":"IF(INDIRECT($D$4&\"AT60\")=\"\",\"★\",INDIRECT($D$4&\"AT60\"))","v":"★"},{"$f":"IF(INDIRECT($D$4&\"AW60\")=\"\",\"★\",INDIRECT($D$4&\"AW60\"))","v":"★"},{"$f":"IF(INDIRECT($D$4&\"AZ60\")=\"\",\"★\",INDIRECT($D$4&\"AZ60\"))","v":"★"},{"$f":"IF(INDIRECT($D$4&\"BC60\")=\"\",\"★\",INDIRECT($D$4&\"BC60\"))","v":"★"},{"$f":"IF(INDIRECT($D$4&\"EQ60\")=\"\",\"★\",INDIRECT($D$4&\"EQ60\"))","v":"★"},{"$f":"IF(INDIRECT($D$4&\"ER60\")=\"\",\"★\",INDIRECT($D$4&\"ER60\"))","v":"★"},{"$f":"IF(INDIRECT($D$4&\"ES60\")=\"\",\"★\",INDIRECT($D$4&\"ES60\"))","v":"★"},{"$f":"IF(INDIRECT($D$4&\"ET60\")=\"\",\"★\",INDIRECT($D$4&\"ET60\"))","v":"★"},{"$f":"IF(INDIRECT($D$4&\"EU60\")=\"\",\"★\",INDIRECT($D$4&\"EU60\"))","v":"★"},{"$f":"IF(INDIRECT($D$4&\"EV60\")=\"\",\"★\",INDIRECT($D$4&\"EV60\"))","v":"★"},{"$f":"IF(INDIRECT($D$4&\"BF60\")=\"\",\"★\",INDIRECT($D$4&\"BF60\"))","v":"★"}]
[]
[null,"end","end","end","end","end","end","end","end","end","end","end","end","end","end","end","end","end","end","end","end","end","end","end","end","end","end","end","end","end","end","end","end","end","end","end","end","end","end","end","end","end","end","end","end","end","end","end","end","end","end","end","end","end","end","end","end","end","end","end","end","end","end","end","end","end","end","end","end","end","end","end","end","end","end","end","end","end","end","end","end","end","end","end","end","end","end","end","end","end","end","end","end","end","end","end","end","end","end","end","end","end","end","end","end","end","end","end","end","end","end","end","end","end","end","end","end","end","end","end","end"]

{"sheet":"集計用_設備CO2削減計画","index":57,"n_rows":35,"n_cols":32,"rows_kept":35,"cut":false,"hidden":true,"merged":[[6,29,6,30],[6,31,8,31],[7,1,8,1],[7,2,8,2],[7,3,8,3],[7,6,8,6],[7,7,7,8],[6,2,6,5],[6,6,6,8],[6,9,6,11],[6,12,6,27],[7,18,7,22],[7,23,7,27],[7,9,7,11]]}
[]
[]
[null,"INDIRECT用",null,null,"INDIRECT用"]
[null,{"$f":"\"'\"&RIGHT(CELL(\"filename\",支援実施記録!$A$1),LEN(CELL(\"filename\",支援実施記録!$A$1))-FIND(\"]\",CELL(\"filename\",支援実施記録!$A$1)))&\"'!\"","v":"'支援実施記録'!"},{"$f":"\"'\"&RIGHT(CELL(\"filename\",'6-4. CO2排出量_総括'!$A$1),LEN(CELL(\"filename\",'6-4. CO2排出量_総括'!$A$1))-FIND(\"]\",CELL(\"filename\",'6-4. CO2排出量_総括'!$A$1)))&\"'!\"","v":"'6-4. CO2排出量_総括'!"},{"$f":"\"'\"&RIGHT(CELL(\"filename\",'513設備CO2削減計画'!$A$1),LEN(CELL(\"filename\",'513設備CO2削減計画'!$A$1))-FIND(\"]\",CELL(\"filename\",'513設備CO2削減計画'!$A$1)))&\"'!\"","v":"'513設備CO2削減計画'!"},"対策個票",{"$f":"\"'\"&RIGHT(CELL(\"filename\",主要機器の排出量!$A$1),LEN(CELL(\"filename\",主要機器の排出量!$A$1))-FIND(\"]\",CELL(\"filename\",主要機器の排出量!$A$1)))&\"'!\"","v":"'主要機器の排出量'!"},"表紙!"]
[null,null,null,null,null,null,null,null,null,"算定報告書",null,null,null,513]
[null,null,null,null,null,null,null,null,null,null,null,null,null,null,null,null,null,null,null,null,null,null,null,null,null,null,null,null,"個票4ページ目","主要機器"]
[null,null,"事業者情報",null,null,null,"支援機関",null,null,"基準年度",null,null,"設備CO2削減計画（対策別）",null,null,null,null,null,null,null,null,null,null,null,null,null,null,null,"法定耐用年数","主要機器の把握状況",null,"エネルギーフロー＆ロスのまとめ"]
[null,"採択番号","事業者名","事業所名",null,null,"主支援機関名、支援責任者名","副／共同支援機関",null,"事業所全体",null,null,null,null,null,null,null,null,"CO2削減効果",null,null,null,null,"エネルギー削減効果"]
[null,null,null,null,"中分類","小分類",null,"種別","支援機関名、支援責任者名","CO2排出量(h)","エネルギー使用量(i)","脱炭素化指標(h)/(i)",null,"個票番号","対策名称","導入設備","申請予定補助金","LED照明設備・再エネ設備","①対策実施【前】CO2排出量","②対策実施【計画】CO2排出量","③設備CO2削減量（①－②）","④設備CO2削減率（③/①*100)","⑤工場・事業場CO2削減率（③/(A)*100)","①対策実施【前】エネルギー使用量","②対策実施【計画】エネルギー使用量","③設備エネルギー削減量（①－②）","④設備エネルギー削減率（③/①*100)","⑤工場・事業場エネルギー削減率（③/(A)*100)",null,"主要機器のCO2排出量の合計(t-CO2/年)","事業所全体のCO2排出量に占める割合"]
[null,{"$f":"IF(INDIRECT($B$4&\"H8\")=\"\",\"★\",INDIRECT($B$4&\"H8\"))","v":"★"},{"$f":"IF(INDIRECT($B$4&\"H9\")=\"\",\"★\",INDIRECT($B$4&\"H9\"))","v":"ABC工業株式会社"},{"$f":"IF(INDIRECT($B$4&\"H10\")=\"\",\"★\",INDIRECT($B$4&\"H10\"))","v":"ABC工業株式会社SHIFT工場"},{"$f":"IF(INDIRECT($G$4&\"L47\")=\"\",\"★\",INDIRECT($G$4&\"L47\"))","v":"21 窯業・土石製品製造業"},{"$f":"IF(INDIRECT($G$4&\"L49\")=\"\",\"★\",INDIRECT($G$4&\"L49\"))","v":"211 ガラス・同製品製造業"},{"$f":"IF(INDIRECT($B$4&\"H11\")=\"\",\"★\",INDIRECT($B$4&\"H11\"))","v":"★"},{"$f":"IF(INDIRECT($B$4&\"B15\")=\"\",\"★\",INDIRECT($B$4&\"B15\"))","v":"副/共同支援機関"},{"$f":"IF(INDIRECT($B$4&\"H15\")=\"\",\"★\",INDIRECT($B$4&\"H15\"))","v":"★"},{"$f":"IF(INDIRECT($C$4&\"K11\")=\"\",\"★\",INDIRECT($C$4&\"K11\"))","v":4379.9200666666666},{"$f":"IF(INDIRECT($C$4&\"N11\")=\"\",\"★\",INDIRECT($C$4&\"N11\"))","v":67161.133333333331},{"$f":"IF(INDIRECT($C$4&\"P11\")=\"\",\"★\",INDIRECT($C$4&\"P11\"))","v":6.5215100598858267E-2},"A1",{"$f":"IF(INDIRECT($D$4&\"B16\")=\"\",\"★\",INDIRECT($D$4&\"B16\"))","v":"★"},{"$f":"IF(INDIRECT($D$4&\"C16\")=\"\",\"★\",INDIRECT($D$4&\"C16\"))","v":"★"},{"$f":"IF(INDIRECT($D$4&\"D16\")=\"\",\"★\",INDIRECT($D$4&\"D16\"))","v":"★"},{"$f":"IF(INDIRECT($D$4&\"E16\")=\"\",\"★\",INDIRECT($D$4&\"E16\"))","v":"★"},{"$f":"IF(INDIRECT($D$4&\"F16\")=\"\",\"★\",INDIRECT($D$4&\"F16\"))","v":"★"},{"$f":"IF(INDIRECT($D$4&\"G16\")=\"\",\"★\",INDIRECT($D$4&\"G16\"))","v":"★"},{"$f":"IF(INDIRECT($D$4&\"H16\")=\"\",\"★\",INDIRECT($D$4&\"H16\"))","v":"★"},{"$f":"IF(INDIRECT($D$4&\"I16\")=\"\",\"★\",INDIRECT($D$4&\"I16\"))","v":"★"},{"$f":"IF(INDIRECT($D$4&\"J16\")=\"\",\"★\",INDIRECT($D$4&\"J16\"))","v":"★"},{"$f":"IF(INDIRECT($D$4&\"K16\")=\"\",\"★\",INDIRECT($D$4&\"K16\"))","v":"★"},{"$f":"IF(INDIRECT($D$4&\"AM16\")=\"\",\"★\",INDIRECT($D$4&\"AM16\"))","v":"★"},{"$f":"IF(INDIRECT($D$4&\"AN16\")=\"\",\"★\",INDIRECT($D$4&\"AN16\"))","v":"★"},{"$f":"IF(INDIRECT($D$4&\"AO16\")=\"\",\"★\",INDIRECT($D$4&\"AO16\"))","v":"★"},{"$f":"IF(INDIRECT($D$4&\"AP16\")=\"\",\"★\",INDIRECT($D$4&\"AP16\"))","v":"★"},{"$f":"IF(INDIRECT($D$4&\"AQ16\")=\"\",\"★\",INDIRECT($D$4&\"AQ16\"))","v":"★"},{"$f":"IFERROR(IF(INDIRECT($E$4&$N10&\"!H255\")=\"\",\"★\",INDIRECT($E$4&$N10&\"!H255\")),\"★\")","v":"★"},{"$f":"IF(INDIRECT($F$4&\"T5\")=\"\",\"★\",INDIRECT($F$4&\"T5\"))","v":0},{"$f":"IF(INDIRECT($F$4&\"T6\")=\"\",\"★\",INDIRECT($F$4&\"T6\"))","v":0},{"$f":"IF(INDIRECT($F$4&\"B29\")=\"\",\"★\",INDIRECT($F$4&\"B29\"))","v":"★"}]
[null,null,null,null,null,null,{"$f":"IF(INDIRECT($B$4&\"J12\")=\"\",\"★\",INDIRECT($B$4&\"J12\"))","v":"★"},null,{"$f":"IF(INDIRECT($B$4&\"J16\")=\"\",\"★\",INDIRECT($B$4&\"J16\"))","v":"★"},null,null,null,"A2",{"$f":"IF(INDIRECT($D$4&\"B17\")=\"\",\"★\",INDIRECT($D$4&\"B17\"))","v":"★"},{"$f":"IF(INDIRECT($D$4&\"C17\")=\"\",\"★\",INDIRECT($D$4&\"C17\"))","v":"★"},{"$f":"IF(INDIRECT($D$4&\"D17\")=\"\",\"★\",INDIRECT($D$4&\"D17\"))","v":"★"},{"$f":"IF(INDIRECT($D$4&\"E17\")=\"\",\"★\",INDIRECT($D$4&\"E17\"))","v":"★"},{"$f":"IF(INDIRECT($D$4&\"F17\")=\"\",\"★\",INDIRECT($D$4&\"F17\"))","v":"★"},{"$f":"IF(INDIRECT($D$4&\"G17\")=\"\",\"★\",INDIRECT($D$4&\"G17\"))","v":"★"},{"$f":"IF(INDIRECT($D$4&\"H17\")=\"\",\"★\",INDIRECT($D$4&\"H17\"))","v":"★"},{"$f":"IF(INDIRECT($D$4&\"I17\")=\"\",\"★\",INDIRECT($D$4&\"I17\"))","v":"★"},{"$f":"IF(INDIRECT($D$4&\"J17\")=\"\",\"★\",INDIRECT($D$4&\"J17\"))","v":"★"},{"$f":"IF(INDIRECT($D$4&\"K17\")=\"\",\"★\",INDIRECT($D$4&\"K17\"))","v":"★"},{"$f":"IF(INDIRECT($D$4&\"AM17\")=\"\",\"★\",INDIRECT($D$4&\"AM17\"))","v":"★"},{"$f":"IF(INDIRECT($D$4&\"AN17\")=\"\",\"★\",INDIRECT($D$4&\"AN17\"))","v":"★"},{"$f":"IF(INDIRECT($D$4&\"AO17\")=\"\",\"★\",INDIRECT($D$4&\"AO17\"))","v":"★"},{"$f":"IF(INDIRECT($D$4&\"AP17\")=\"\",\"★\",INDIRECT($D$4&\"AP17\"))","v":"★"},{"$f":"IF(INDIRECT($D$4&\"AQ17\")=\"\",\"★\",INDIRECT($D$4&\"AQ17\"))","v":"★"},{"$f":"IFERROR(IF(INDIRECT($E$4&$N11&\"!H255\")=\"\",\"★\",INDIRECT($E$4&$N11&\"!H255\")),\"★\")","v":"★"}]
[null,null,null,null,null,null,null,null,null,null,null,null,"A3",{"$f":"IF(INDIRECT($D$4&\"B18\")=\"\",\"★\",INDIRECT($D$4&\"B18\"))","v":"★"},{"$f":"IF(INDIRECT($D$4&\"C18\")=\"\",\"★\",INDIRECT($D$4&\"C18\"))","v":"★"},{"$f":"IF(INDIRECT($D$4&\"D18\")=\"\",\"★\",INDIRECT($D$4&\"D18\"))","v":"★"},{"$f":"IF(INDIRECT($D$4&\"E18\")=\"\",\"★\",INDIRECT($D$4&\"E18\"))","v":"★"},{"$f":"IF(INDIRECT($D$4&\"F18\")=\"\",\"★\",INDIRECT($D$4&\"F18\"))","v":"★"},{"$f":"IF(INDIRECT($D$4&\"G18\")=\"\",\"★\",INDIRECT($D$4&\"G18\"))","v":"★"},{"$f":"IF(INDIRECT($D$4&\"H18\")=\"\",\"★\",INDIRECT($D$4&\"H18\"))","v":"★"},{"$f":"IF(INDIRECT($D$4&\"I18\")=\"\",\"★\",INDIRECT($D$4&\"I18\"))","v":"★"},{"$f":"IF(INDIRECT($D$4&\"J18\")=\"\",\"★\",INDIRECT($D$4&\"J18\"))","v":"★"},{"$f":"IF(INDIRECT($D$4&\"K18\")=\"\",\"★\",INDIRECT($D$4&\"K18\"))","v":"★"},{"$f":"IF(INDIRECT($D$4&\"AM18\")=\"\",\"★\",INDIRECT($D$4&\"AM18\"))","v":"★"},{"$f":"IF(INDIRECT($D$4&\"AN18\")=\"\",\"★\",INDIRECT($D$4&\"AN18\"))","v":"★"},{"$f":"IF(INDIRECT($D$4&\"AO18\")=\"\",\"★\",INDIRECT($D$4&\"AO18\"))","v":"★"},{"$f":"IF(INDIRECT($D$4&\"AP18\")=\"\",\"★\",INDIRECT($D$4&\"AP18\"))","v":"★"},{"$f":"IF(INDIRECT($D$4&\"AQ18\")=\"\",\"★\",INDIRECT($D$4&\"AQ18\"))","v":"★"},{"$f":"IFERROR(IF(INDIRECT($E$4&$N12&\"!H255\")=\"\",\"★\",INDIRECT($E$4&$N12&\"!H255\")),\"★\")","v":"★"}]
[null,null,null,null,null,null,null,null,null,null,null,null,"A4",{"$f":"IF(INDIRECT($D$4&\"B19\")=\"\",\"★\",INDIRECT($D$4&\"B19\"))","v":"★"},{"$f":"IF(INDIRECT($D$4&\"C19\")=\"\",\"★\",INDIRECT($D$4&\"C19\"))","v":"★"},{"$f":"IF(INDIRECT($D$4&\"D19\")=\"\",\"★\",INDIRECT($D$4&\"D19\"))","v":"★"},{"$f":"IF(INDIRECT($D$4&\"E19\")=\"\",\"★\",INDIRECT($D$4&\"E19\"))","v":"★"},{"$f":"IF(INDIRECT($D$4&\"F19\")=\"\",\"★\",INDIRECT($D$4&\"F19\"))","v":"★"},{"$f":"IF(INDIRECT($D$4&\"G19\")=\"\",\"★\",INDIRECT($D$4&\"G19\"))","v":"★"},{"$f":"IF(INDIRECT($D$4&\"H19\")=\"\",\"★\",INDIRECT($D$4&\"H19\"))","v":"★"},{"$f":"IF(INDIRECT($D$4&\"I19\")=\"\",\"★\",INDIRECT($D$4&\"I19\"))","v":"★"},{"$f":"IF(INDIRECT($D$4&\"J19\")=\"\",\"★\",INDIRECT($D$4&\"J19\"))","v":"★"},{"$f":"IF(INDIRECT($D$4&\"K19\")=\"\",\"★\",INDIRECT($D$4&\"K19\"))","v":"★"},{"$f":"IF(INDIRECT($D$4&\"AM19\")=\"\",\"★\",INDIRECT($D$4&\"AM19\"))","v":"★"},{"$f":"IF(INDIRECT($D$4&\"AN19\")=\"\",\"★\",INDIRECT($D$4&\"AN19\"))","v":"★"},{"$f":"IF(INDIRECT($D$4&\"AO19\")=\"\",\"★\",INDIRECT($D$4&\"AO19\"))","v":"★"},{"$f":"IF(INDIRECT($D$4&\"AP19\")=\"\",\"★\",INDIRECT($D$4&\"AP19\"))","v":"★"},{"$f":"IF(INDIRECT($D$4&\"AQ19\")=\"\",\"★\",INDIRECT($D$4&\"AQ19\"))","v":"★"},{"$f":"IFERROR(IF(INDIRECT($E$4&$N13&\"!H255\")=\"\",\"★\",INDIRECT($E$4&$N13&\"!H255\")),\"★\")","v":"★"}]
[null,null,null,null,null,null,null,null,null,null,null,null,"A5",{"$f":"IF(INDIRECT($D$4&\"B20\")=\"\",\"★\",INDIRECT($D$4&\"B20\"))","v":"★"},{"$f":"IF(INDIRECT($D$4&\"C20\")=\"\",\"★\",INDIRECT($D$4&\"C20\"))","v":"★"},{"$f":"IF(INDIRECT($D$4&\"D20\")=\"\",\"★\",INDIRECT($D$4&\"D20\"))","v":"★"},{"$f":"IF(INDIRECT($D$4&\"E20\")=\"\",\"★\",INDIRECT($D$4&\"E20\"))","v":"★"},{"$f":"IF(INDIRECT($D$4&\"F20\")=\"\",\"★\",INDIRECT($D$4&\"F20\"))","v":"★"},{"$f":"IF(INDIRECT($D$4&\"G20\")=\"\",\"★\",INDIRECT($D$4&\"G20\"))","v":"★"},{"$f":"IF(INDIRECT($D$4&\"H20\")=\"\",\"★\",INDIRECT($D$4&\"H20\"))","v":"★"},{"$f":"IF(INDIRECT($D$4&\"I20\")=\"\",\"★\",INDIRECT($D$4&\"I20\"))","v":"★"},{"$f":"IF(INDIRECT($D$4&\"J20\")=\"\",\"★\",INDIRECT($D$4&\"J20\"))","v":"★"},{"$f":"IF(INDIRECT($D$4&\"K20\")=\"\",\"★\",INDIRECT($D$4&\"K20\"))","v":"★"},{"$f":"IF(INDIRECT($D$4&\"AM20\")=\"\",\"★\",INDIRECT($D$4&\"AM20\"))","v":"★"},{"$f":"IF(INDIRECT($D$4&\"AN20\")=\"\",\"★\",INDIRECT($D$4&\"AN20\"))","v":"★"},{"$f":"IF(INDIRECT($D$4&\"AO20\")=\"\",\"★\",INDIRECT($D$4&\"AO20\"))","v":"★"},{"$f":"IF(INDIRECT($D$4&\"AP20\")=\"\",\"★\",INDIRECT($D$4&\"AP20\"))","v":"★"},{"$f":"IF(INDIRECT($D$4&\"AQ20\")=\"\",\"★\",INDIRECT($D$4&\"AQ20\"))","v":"★"},{"$f":"IFERROR(IF(INDIRECT($E$4&$N14&\"!H255\")=\"\",\"★\",INDIRECT($E$4&$N14&\"!H255\")),\"★\")","v":"★"}]
[null,null,null,null,null,null,null,null,null,null,null,null,"A6",{"$f":"IF(INDIRECT($D$4&\"B21\")=\"\",\"★\",INDIRECT($D$4&\"B21\"))","v":"★"},{"$f":"IF(INDIRECT($D$4&\"C21\")=\"\",\"★\",INDIRECT($D$4&\"C21\"))","v":"★"},{"$f":"IF(INDIRECT($D$4&\"D21\")=\"\",\"★\",INDIRECT($D$4&\"D21\"))","v":"★"},{"$f":"IF(INDIRECT($D$4&\"E21\")=\"\",\"★\",INDIRECT($D$4&\"E21\"))","v":"★"},{"$f":"IF(INDIRECT($D$4&\"F21\")=\"\",\"★\",INDIRECT($D$4&\"F21\"))","v":"★"},{"$f":"IF(INDIRECT($D$4&\"G21\")=\"\",\"★\",INDIRECT($D$4&\"G21\"))","v":"★"},{"$f":"IF(INDIRECT($D$4&\"H21\")=\"\",\"★\",INDIRECT($D$4&\"H21\"))","v":"★"},{"$f":"IF(INDIRECT($D$4&\"I21\")=\"\",\"★\",INDIRECT($D$4&\"I21\"))","v":"★"},{"$f":"IF(INDIRECT($D$4&\"J21\")=\"\",\"★\",INDIRECT($D$4&\"J21\"))","v":"★"},{"$f":"IF(INDIRECT($D$4&\"K21\")=\"\",\"★\",INDIRECT($D$4&\"K21\"))","v":"★"},{"$f":"IF(INDIRECT($D$4&\"AM21\")=\"\",\"★\",INDIRECT($D$4&\"AM21\"))","v":"★"},{"$f":"IF(INDIRECT($D$4&\"AN21\")=\"\",\"★\",INDIRECT($D$4&\"AN21\"))","v":"★"},{"$f":"IF(INDIRECT($D$4&\"AO21\")=\"\",\"★\",INDIRECT($D$4&\"AO21\"))","v":"★"},{"$f":"IF(INDIRECT($D$4&\"AP21\")=\"\",\"★\",INDIRECT($D$4&\"AP21\"))","v":"★"},{"$f":"IF(INDIRECT($D$4&\"AQ21\")=\"\",\"★\",INDIRECT($D$4&\"AQ21\"))","v":"★"},{"$f":"IFERROR(IF(INDIRECT($E$4&$N15&\"!H255\")=\"\",\"★\",INDIRECT($E$4&$N15&\"!H255\")),\"★\")","v":"★"}]
[null,null,null,null,null,null,null,null,null,null,null,null,"A7",{"$f":"IF(INDIRECT($D$4&\"B22\")=\"\",\"★\",INDIRECT($D$4&\"B22\"))","v":"★"},{"$f":"IF(INDIRECT($D$4&\"C22\")=\"\",\"★\",INDIRECT($D$4&\"C22\"))","v":"★"},{"$f":"IF(INDIRECT($D$4&\"D22\")=\"\",\"★\",INDIRECT($D$4&\"D22\"))","v":"★"},{"$f":"IF(INDIRECT($D$4&\"E22\")=\"\",\"★\",INDIRECT($D$4&\"E22\"))","v":"★"},{"$f":"IF(INDIRECT($D$4&\"F22\")=\"\",\"★\",INDIRECT($D$4&\"F22\"))","v":"★"},{"$f":"IF(INDIRECT($D$4&\"G22\")=\"\",\"★\",INDIRECT($D$4&\"G22\"))","v":"★"},{"$f":"IF(INDIRECT($D$4&\"H22\")=\"\",\"★\",INDIRECT($D$4&\"H22\"))","v":"★"},{"$f":"IF(INDIRECT($D$4&\"I22\")=\"\",\"★\",INDIRECT($D$4&\"I22\"))","v":"★"},{"$f":"IF(INDIRECT($D$4&\"J22\")=\"\",\"★\",INDIRECT($D$4&\"J22\"))","v":"★"},{"$f":"IF(INDIRECT($D$4&\"K22\")=\"\",\"★\",INDIRECT($D$4&\"K22\"))","v":"★"},{"$f":"IF(INDIRECT($D$4&\"AM22\")=\"\",\"★\",INDIRECT($D$4&\"AM22\"))","v":"★"},{"$f":"IF(INDIRECT($D$4&\"AN22\")=\"\",\"★\",INDIRECT($D$4&\"AN22\"))","v":"★"},{"$f":"IF(INDIRECT($D$4&\"AO22\")=\"\",\"★\",INDIRECT($D$4&\"AO22\"))","v":"★"},{"$f":"IF(INDIRECT($D$4&\"AP22\")=\"\",\"★\",INDIRECT($D$4&\"AP22\"))","v":"★"},{"$f":"IF(INDIRECT($D$4&\"AQ22\")=\"\",\"★\",INDIRECT($D$4&\"AQ22\"))","v":"★"},{"$f":"IFERROR(IF(INDIRECT($E$4&$N16&\"!H255\")=\"\",\"★\",INDIRECT($E$4&$N16&\"!H255\")),\"★\")","v":"★"}]
[null,null,null,null,null,null,null,null,null,null,null,null,"A8",{"$f":"IF(INDIRECT($D$4&\"B23\")=\"\",\"★\",INDIRECT($D$4&\"B23\"))","v":"★"},{"$f":"IF(INDIRECT($D$4&\"C23\")=\"\",\"★\",INDIRECT($D$4&\"C23\"))","v":"★"},{"$f":"IF(INDIRECT($D$4&\"D23\")=\"\",\"★\",INDIRECT($D$4&\"D23\"))","v":"★"},{"$f":"IF(INDIRECT($D$4&\"E23\")=\"\",\"★\",INDIRECT($D$4&\"E23\"))","v":"★"},{"$f":"IF(INDIRECT($D$4&\"F23\")=\"\",\"★\",INDIRECT($D$4&\"F23\"))","v":"★"},{"$f":"IF(INDIRECT($D$4&\"G23\")=\"\",\"★\",INDIRECT($D$4&\"G23\"))","v":"★"},{"$f":"IF(INDIRECT($D$4&\"H23\")=\"\",\"★\",INDIRECT($D$4&\"H23\"))","v":"★"},{"$f":"IF(INDIRECT($D$4&\"I23\")=\"\",\"★\",INDIRECT($D$4&\"I23\"))","v":"★"},{"$f":"IF(INDIRECT($D$4&\"J23\")=\"\",\"★\",INDIRECT($D$4&\"J23\"))","v":"★"},{"$f":"IF(INDIRECT($D$4&\"K23\")=\"\",\"★\",INDIRECT($D$4&\"K23\"))","v":"★"},{"$f":"IF(INDIRECT($D$4&\"AM23\")=\"\",\"★\",INDIRECT($D$4&\"AM23\"))","v":"★"},{"$f":"IF(INDIRECT($D$4&\"AN23\")=\"\",\"★\",INDIRECT($D$4&\"AN23\"))","v":"★"},{"$f":"IF(INDIRECT($D$4&\"AO23\")=\"\",\"★\",INDIRECT($D$4&\"AO23\"))","v":"★"},{"$f":"IF(INDIRECT($D$4&\"AP23\")=\"\",\"★\",INDIRECT($D$4&\"AP23\"))","v":"★"},{"$f":"IF(INDIRECT($D$4&\"AQ23\")=\"\",\"★\",INDIRECT($D$4&\"AQ23\"))","v":"★"},{"$f":"IFERROR(IF(INDIRECT($E$4&$N17&\"!H255\")=\"\",\"★\",INDIRECT($E$4&$N17&\"!H255\")),\"★\")","v":"★"}]
[null,null,null,null,null,null,null,null,null,null,null,null,"A9",{"$f":"IF(INDIRECT($D$4&\"B24\")=\"\",\"★\",INDIRECT($D$4&\"B24\"))","v":"★"},{"$f":"IF(INDIRECT($D$4&\"C24\")=\"\",\"★\",INDIRECT($D$4&\"C24\"))","v":"★"},{"$f":"IF(INDIRECT($D$4&\"D24\")=\"\",\"★\",INDIRECT($D$4&\"D24\"))","v":"★"},{"$f":"IF(INDIRECT($D$4&\"E24\")=\"\",\"★\",INDIRECT($D$4&\"E24\"))","v":"★"},{"$f":"IF(INDIRECT($D$4&\"F24\")=\"\",\"★\",INDIRECT($D$4&\"F24\"))","v":"★"},{"$f":"IF(INDIRECT($D$4&\"G24\")=\"\",\"★\",INDIRECT($D$4&\"G24\"))","v":"★"},{"$f":"IF(INDIRECT($D$4&\"H24\")=\"\",\"★\",INDIRECT($D$4&\"H24\"))","v":"★"},{"$f":"IF(INDIRECT($D$4&\"I24\")=\"\",\"★\",INDIRECT($D$4&\"I24\"))","v":"★"},{"$f":"IF(INDIRECT($D$4&\"J24\")=\"\",\"★\",INDIRECT($D$4&\"J24\"))","v":"★"},{"$f":"IF(INDIRECT($D$4&\"K24\")=\"\",\"★\",INDIRECT($D$4&\"K24\"))","v":"★"},{"$f":"IF(INDIRECT($D$4&\"AM24\")=\"\",\"★\",INDIRECT($D$4&\"AM24\"))","v":"★"},{"$f":"IF(INDIRECT($D$4&\"AN24\")=\"\",\"★\",INDIRECT($D$4&\"AN24\"))","v":"★"},{"$f":"IF(INDIRECT($D$4&\"AO24\")=\"\",\"★\",INDIRECT($D$4&\"AO24\"))","v":"★"},{"$f":"IF(INDIRECT($D$4&\"AP24\")=\"\",\"★\",INDIRECT($D$4&\"AP24\"))","v":"★"},{"$f":"IF(INDIRECT($D$4&\"AQ24\")=\"\",\"★\",INDIRECT($D$4&\"AQ24\"))","v":"★"},{"$f":"IFERROR(IF(INDIRECT($E$4&$N18&\"!H255\")=\"\",\"★\",INDIRECT($E$4&$N18&\"!H255\")),\"★\")","v":"★"}]
[null,null,null,null,null,null,null,null,null,null,null,null,"A10",{"$f":"IF(INDIRECT($D$4&\"B25\")=\"\",\"★\",INDIRECT($D$4&\"B25\"))","v":"★"},{"$f":"IF(INDIRECT($D$4&\"C25\")=\"\",\"★\",INDIRECT($D$4&\"C25\"))","v":"★"},{"$f":"IF(INDIRECT($D$4&\"D25\")=\"\",\"★\",INDIRECT($D$4&\"D25\"))","v":"★"},{"$f":"IF(INDIRECT($D$4&\"E25\")=\"\",\"★\",INDIRECT($D$4&\"E25\"))","v":"★"},{"$f":"IF(INDIRECT($D$4&\"F25\")=\"\",\"★\",INDIRECT($D$4&\"F25\"))","v":"★"},{"$f":"IF(INDIRECT($D$4&\"G25\")=\"\",\"★\",INDIRECT($D$4&\"G25\"))","v":"★"},{"$f":"IF(INDIRECT($D$4&\"H25\")=\"\",\"★\",INDIRECT($D$4&\"H25\"))","v":"★"},{"$f":"IF(INDIRECT($D$4&\"I25\")=\"\",\"★\",INDIRECT($D$4&\"I25\"))","v":"★"},{"$f":"IF(INDIRECT($D$4&\"J25\")=\"\",\"★\",INDIRECT($D$4&\"J25\"))","v":"★"},{"$f":"IF(INDIRECT($D$4&\"K25\")=\"\",\"★\",INDIRECT($D$4&\"K25\"))","v":"★"},{"$f":"IF(INDIRECT($D$4&\"AM25\")=\"\",\"★\",INDIRECT($D$4&\"AM25\"))","v":"★"},{"$f":"IF(INDIRECT($D$4&\"AN25\")=\"\",\"★\",INDIRECT($D$4&\"AN25\"))","v":"★"},{"$f":"IF(INDIRECT($D$4&\"AO25\")=\"\",\"★\",INDIRECT($D$4&\"AO25\"))","v":"★"},{"$f":"IF(INDIRECT($D$4&\"AP25\")=\"\",\"★\",INDIRECT($D$4&\"AP25\"))","v":"★"},{"$f":"IF(INDIRECT($D$4&\"AQ25\")=\"\",\"★\",INDIRECT($D$4&\"AQ25\"))","v":"★"},{"$f":"IFERROR(IF(INDIRECT($E$4&$N19&\"!H255\")=\"\",\"★\",INDIRECT($E$4&$N19&\"!H255\")),\"★\")","v":"★"}]
[null,null,null,null,null,null,null,null,null,null,null,null,"A11","小計(1)","申請予定補助金：国（SHIFT）","設備導入対策（LED照明設備・再エネ設備を除く）",null,null,null,null,{"$f":"IF(INDIRECT($D$4&\"I26\")=\"\",\"★\",INDIRECT($D$4&\"I26\"))","v":"★"},null,{"$f":"IF(INDIRECT($D$4&\"K26\")=\"\",\"★\",INDIRECT($D$4&\"K26\"))","v":"★"},null,null,{"$f":"IF(INDIRECT($D$4&\"AO26\")=\"\",\"★\",INDIRECT($D$4&\"AO26\"))","v":"★"},null,{"$f":"IF(INDIRECT($D$4&\"AQ26\")=\"\",\"★\",INDIRECT($D$4&\"AQ26\"))","v":"★"}]
[null,null,null,null,null,null,null,null,null,null,null,null,"A12","小計(2)","申請予定補助金：国（SHIFT）","LED照明設備・再生可能エネルギー設備導入対策",null,null,null,null,{"$f":"IF(INDIRECT($D$4&\"I27\")=\"\",\"★\",INDIRECT($D$4&\"I27\"))","v":"★"},null,{"$f":"IF(INDIRECT($D$4&\"K27\")=\"\",\"★\",INDIRECT($D$4&\"K27\"))","v":"★"},null,null,{"$f":"IF(INDIRECT($D$4&\"AO27\")=\"\",\"★\",INDIRECT($D$4&\"AO27\"))","v":"★"},null,{"$f":"IF(INDIRECT($D$4&\"AQ27\")=\"\",\"★\",INDIRECT($D$4&\"AQ27\"))","v":"★"}]
[null,null,null,null,null,null,null,null,null,null,null,null,"A13","合計((1)＋(2))",null,null,null,null,null,null,{"$f":"IF(INDIRECT($D$4&\"I28\")=\"\",\"★\",INDIRECT($D$4&\"I28\"))","v":"★"},null,{"$f":"IF(INDIRECT($D$4&\"K28\")=\"\",\"★\",INDIRECT($D$4&\"K28\"))","v":"★"},null,null,{"$f":"IF(INDIRECT($D$4&\"AO28\")=\"\",\"★\",INDIRECT($D$4&\"AO28\"))","v":"★"},null,{"$f":"IF(INDIRECT($D$4&\"AQ28\")=\"\",\"★\",INDIRECT($D$4&\"AQ28\"))","v":"★"}]
[null,null,null,null,null,null,null,null,null,null,null,null,"A14","小計(3)","自主的対策","SHIFT設備更新支援の補助対象外の対策",null,null,null,null,{"$f":"IF(INDIRECT($D$4&\"I29\")=\"\",\"★\",INDIRECT($D$4&\"I29\"))","v":"★"},null,{"$f":"IF(INDIRECT($D$4&\"K29\")=\"\",\"★\",INDIRECT($D$4&\"K29\"))","v":"★"},null,null,{"$f":"IF(INDIRECT($D$4&\"AO29\")=\"\",\"★\",INDIRECT($D$4&\"AO29\"))","v":"★"},null,{"$f":"IF(INDIRECT($D$4&\"AQ29\")=\"\",\"★\",INDIRECT($D$4&\"AQ29\"))","v":"★"}]
[null,null,null,null,null,null,null,null,null,null,null,null,"A15","合計((1)+(2)+(3))",null,null,null,null,null,null,{"$f":"IF(INDIRECT($D$4&\"I30\")=\"\",\"★\",INDIRECT($D$4&\"I30\"))","v":"★"},null,{"$f":"IF(INDIRECT($D$4&\"K30\")=\"\",\"★\",INDIRECT($D$4&\"K30\"))","v":"★"},null,null,{"$f":"IF(INDIRECT($D$4&\"AO30\")=\"\",\"★\",INDIRECT($D$4&\"AO30\"))","v":"★"},null,{"$f":"IF(INDIRECT($D$4&\"AQ30\")=\"\",\"★\",INDIRECT($D$4&\"AQ30\"))","v":"★"}]
[]
[]
[]
[]
[]
[]
[]
[]
[]
[]
[null,"end","end","end",null,null,"end","end","end","end","end","end","end","end","end","end","end","end","end","end","end","end","end","end","end","end","end","end","end"]

{"sheet":"集計用_対策概要","index":58,"n_rows":34,"n_cols":44,"rows_kept":34,"cut":false,"hidden":true,"merged":[[7,3,7,10],[7,1,8,1],[7,2,8,2],[7,11,7,14],[7,16,7,17],[6,39,6,41],[7,39,7,41],[7,30,7,31],[7,32,7,33],[7,18,7,19],[7,34,7,35],[6,18,6,35],[7,20,7,21],[7,22,7,23],[7,24,7,25],[7,26,7,27],[7,28,7,29],[6,37,6,38]]}
[]
[]
[null,null,"INDIRECT用"]
[null,null,"対策個票"]
[]
[null,null,"※対策番号順",null,null,null,null,null,null,null,null,"TRUE=1","TRUE=1","TRUE=1","TRUE=1",null,null,null,null,null,null,null,null,null,null,null,null,null,null,null,null,null,null,null,null,null,null,"4ページ目",null,"3ページ目","3ページ目","7ページ目","7ページ目"]
[null,null,null,"1ページ目",null,null,null,null,null,null,null,null,null,null,null,null,null,null,"制約条件",null,null,null,null,null,null,null,null,null,null,null,null,null,null,null,null,null,null,"法定耐用年数",null,"活動量（エネルギー使用量）の算出根拠",null,null,"導入した設備の効率的な運用方法"]
[null,"表紙の選択状況","対策番号","対策概要",null,null,null,null,null,null,null,"対策の種別",null,null,null,null,"活用可能な補助制度",null,"初期コスト",null,"投資回収年数",null,"削減効果の不確実性",null,"設置スペース",null,"既存の設備・生産ラインへの適合",null,"対策実施による操業への影響",null,"故障・不具合のリスク",null,"他の提案対策との相反性",null,"その他",null,null,"用途・目的","法定耐用年数","活動量の把握方法・計算方法の説明"]
[null,null,null,"種類","名称","対象・既存設備","導入設備","工程","メニュー番号","メニュー名","システム／設備区分","受診事業者からの診断要請あり","設備寿命による交換提案","推奨対策","DX計測","その他効果効用",1,2,"有り＝○","備考（対応策等）","有り＝○","備考（対応策等）","有り＝○","備考（対応策等）","有り＝○","備考（対応策等）","有り＝○","備考（対応策等）","有り＝○","備考（対応策等）","有り＝○","備考（対応策等）","有り＝○","備考（対応策等）","有り＝○","備考（対応策等）","備考・補足",null,null,"対策実施【前】","対策実施【計画】","対策実施【後】"]
[null,{"$f":"表紙!J21","v":"診断報告書/実施計画書"},1,{"$f":"IFERROR(IF(INDIRECT($C$4&$C10&\"!C9\")=\"\",\"★\",INDIRECT($C$4&$C10&\"!C9\")),\"★\")","v":"★"},{"$f":"IFERROR(IF(INDIRECT($C$4&$C10&\"!G9\")=\"\",\"★\",INDIRECT($C$4&$C10&\"!G9\")),\"★\")","v":"★"},{"$f":"IFERROR(IF(INDIRECT($C$4&$C10&\"!AB11\")=\"\",\"★\",INDIRECT($C$4&$C10&\"!AB11\")),\"★\")","v":"★"},{"$f":"IFERROR(IF(INDIRECT($C$4&$C10&\"!AB13\")=\"\",\"★\",INDIRECT($C$4&$C10&\"!AB13\")),\"★\")","v":"★"},{"$f":"IFERROR(IF(INDIRECT($C$4&$C10&\"!G11\")=\"\",\"★\",INDIRECT($C$4&$C10&\"!G11\")),\"★\")","v":"★"},{"$f":"IFERROR(IF(INDIRECT($C$4&$C10&\"!Y9\")=\"\",\"★\",INDIRECT($C$4&$C10&\"!Y9\")),\"★\")","v":"★"},{"$f":"IFERROR(IF(INDIRECT($C$4&$C10&\"!AB9\")=\"\",\"★\",INDIRECT($C$4&$C10&\"!AB9\")),\"★\")","v":"★"},{"$f":"IFERROR(IF(INDIRECT($C$4&$C10&\"!G13\")=\"\",\"★\",INDIRECT($C$4&$C10&\"!G13\")),\"★\")","v":"★"},{"$f":"IFERROR(INDIRECT($C$4&$C10&\"!CM25\")*1,\"★\")","v":0},{"$f":"IFERROR(INDIRECT($C$4&$C10&\"!CM26\")*1,\"★\")","v":0},{"$f":"IFERROR(INDIRECT($C$4&$C10&\"!CM27\")*1,\"★\")","v":0},{"$f":"IFERROR(INDIRECT($C$4&$C10&\"!CM28\")*1,\"★\")","v":0},{"$f":"IFERROR(IF(INDIRECT($C$4&$C10&\"!K31\")=\"\",\"★\",INDIRECT($C$4&$C10&\"!K31\")),\"★\")","v":"★"},{"$f":"IFERROR(IF(INDIRECT($C$4&$C10&\"!K36\")=\"\",\"★\",INDIRECT($C$4&$C10&\"!K36\")),\"★\")","v":"★"},{"$f":"IFERROR(IF(INDIRECT($C$4&$C10&\"!K40\")=\"\",\"★\",INDIRECT($C$4&$C10&\"!K40\")),\"★\")","v":"★"},{"$f":"IFERROR(IF(INDIRECT($C$4&$C10&\"!N45\")=\"\",\"★\",INDIRECT($C$4&$C10&\"!N45\")),\"★\")","v":"★"},{"$f":"IFERROR(IF(INDIRECT($C$4&$C10&\"!P45\")=\"\",\"★\",INDIRECT($C$4&$C10&\"!P45\")),\"★\")","v":"★"},{"$f":"IFERROR(IF(INDIRECT($C$4&$C10&\"!N47\")=\"\",\"★\",INDIRECT($C$4&$C10&\"!N47\")),\"★\")","v":"★"},{"$f":"IFERROR(IF(INDIRECT($C$4&$C10&\"!P47\")=\"\",\"★\",INDIRECT($C$4&$C10&\"!P47\")),\"★\")","v":"★"},{"$f":"IFERROR(IF(INDIRECT($C$4&$C10&\"!N49\")=\"\",\"★\",INDIRECT($C$4&$C10&\"!N49\")),\"★\")","v":"★"},{"$f":"IFERROR(IF(INDIRECT($C$4&$C10&\"!P49\")=\"\",\"★\",INDIRECT($C$4&$C10&\"!P49\")),\"★\")","v":"★"},{"$f":"IFERROR(IF(INDIRECT($C$4&$C10&\"!N51\")=\"\",\"★\",INDIRECT($C$4&$C10&\"!N51\")),\"★\")","v":"★"},{"$f":"IFERROR(IF(INDIRECT($C$4&$C10&\"!P51\")=\"\",\"★\",INDIRECT($C$4&$C10&\"!P51\")),\"★\")","v":"★"},{"$f":"IFERROR(IF(INDIRECT($C$4&$C10&\"!N53\")=\"\",\"★\",INDIRECT($C$4&$C10&\"!N53\")),\"★\")","v":"★"},{"$f":"IFERROR(IF(INDIRECT($C$4&$C10&\"!P53\")=\"\",\"★\",INDIRECT($C$4&$C10&\"!P53\")),\"★\")","v":"★"},{"$f":"IFERROR(IF(INDIRECT($C$4&$C10&\"!N55\")=\"\",\"★\",INDIRECT($C$4&$C10&\"!N55\")),\"★\")","v":"★"},{"$f":"IFERROR(IF(INDIRECT($C$4&$C10&\"!P55\")=\"\",\"★\",INDIRECT($C$4&$C10&\"!P55\")),\"★\")","v":"★"},{"$f":"IFERROR(IF(INDIRECT($C$4&$C10&\"!N57\")=\"\",\"★\",INDIRECT($C$4&$C10&\"!N57\")),\"★\")","v":"★"},{"$f":"IFERROR(IF(INDIRECT($C$4&$C10&\"!P57\")=\"\",\"★\",INDIRECT($C$4&$C10&\"!P57\")),\"★\")","v":"★"},{"$f":"IFERROR(IF(INDIRECT($C$4&$C10&\"!N59\")=\"\",\"★\",INDIRECT($C$4&$C10&\"!N59\")),\"★\")","v":"★"},{"$f":"IFERROR(IF(INDIRECT($C$4&$C10&\"!P59\")=\"\",\"★\",INDIRECT($C$4&$C10&\"!P59\")),\"★\")","v":"★"},{"$f":"IFERROR(IF(INDIRECT($C$4&$C10&\"!N61\")=\"\",\"★\",INDIRECT($C$4&$C10&\"!N61\")),\"★\")","v":"★"},{"$f":"IFERROR(IF(INDIRECT($C$4&$C10&\"!P61\")=\"\",\"★\",INDIRECT($C$4&$C10&\"!P61\")),\"★\")","v":"★"},{"$f":"IFERROR(IF(INDIRECT($C$4&$C10&\"!G63\")=\"\",\"★\",INDIRECT($C$4&$C10&\"!G63\")),\"★\")","v":"★"},{"$f":"IFERROR(IF(INDIRECT($C$4&$C10&\"!R246\")=\"\",\"★\",INDIRECT($C$4&$C10&\"!R246\")),\"★\")","v":"★"},{"$f":"IFERROR(IF(INDIRECT($C$4&$C10&\"!H255\")=\"\",\"★\",INDIRECT($C$4&$C10&\"!H255\")),\"★\")","v":"★"},{"$f":"IFERROR(IF(INDIRECT($C$4&$C10&\"!B136\")=\"\",\"★\",INDIRECT($C$4&$C10&\"!B136\")),\"★\")","v":"★"},{"$f":"IFERROR(IF(INDIRECT($C$4&$C10&\"!B166\")=\"\",\"★\",INDIRECT($C$4&$C10&\"!B166\")),\"★\")","v":"★"},{"$f":"IFERROR(IF(INDIRECT($C$4&$C10&\"!B390\")=\"\",\"★\",INDIRECT($C$4&$C10&\"!B390\")),\"★\")","v":"★"},{"$f":"IFERROR(IF(INDIRECT($C$4&$C10&\"!B438\")=\"\",\"★\",INDIRECT($C$4&$C10&\"!B438\")),\"★\")","v":"★"},"end"]
[null,null,2,{"$f":"IFERROR(IF(INDIRECT($C$4&$C11&\"!C9\")=\"\",\"★\",INDIRECT($C$4&$C11&\"!C9\")),\"★\")","v":"★"},{"$f":"IFERROR(IF(INDIRECT($C$4&$C11&\"!G9\")=\"\",\"★\",INDIRECT($C$4&$C11&\"!G9\")),\"★\")","v":"★"},{"$f":"IFERROR(IF(INDIRECT($C$4&$C11&\"!AB11\")=\"\",\"★\",INDIRECT($C$4&$C11&\"!AB11\")),\"★\")","v":"★"},{"$f":"IFERROR(IF(INDIRECT($C$4&$C11&\"!AB13\")=\"\",\"★\",INDIRECT($C$4&$C11&\"!AB13\")),\"★\")","v":"★"},{"$f":"IFERROR(IF(INDIRECT($C$4&$C11&\"!G11\")=\"\",\"★\",INDIRECT($C$4&$C11&\"!G11\")),\"★\")","v":"★"},{"$f":"IFERROR(IF(INDIRECT($C$4&$C11&\"!Y9\")=\"\",\"★\",INDIRECT($C$4&$C11&\"!Y9\")),\"★\")","v":"★"},{"$f":"IFERROR(IF(INDIRECT($C$4&$C11&\"!AB9\")=\"\",\"★\",INDIRECT($C$4&$C11&\"!AB9\")),\"★\")","v":"★"},{"$f":"IFERROR(IF(INDIRECT($C$4&$C11&\"!G13\")=\"\",\"★\",INDIRECT($C$4&$C11&\"!G13\")),\"★\")","v":"★"},{"$f":"IFERROR(INDIRECT($C$4&$C11&\"!CM25\")*1,\"★\")","v":0},{"$f":"IFERROR(INDIRECT($C$4&$C11&\"!CM26\")*1,\"★\")","v":0},{"$f":"IFERROR(INDIRECT($C$4&$C11&\"!CM27\")*1,\"★\")","v":0},{"$f":"IFERROR(INDIRECT($C$4&$C11&\"!CM28\")*1,\"★\")","v":0},{"$f":"IFERROR(IF(INDIRECT($C$4&$C11&\"!K31\")=\"\",\"★\",INDIRECT($C$4&$C11&\"!K31\")),\"★\")","v":"★"},{"$f":"IFERROR(IF(INDIRECT($C$4&$C11&\"!K36\")=\"\",\"★\",INDIRECT($C$4&$C11&\"!K36\")),\"★\")","v":"★"},{"$f":"IFERROR(IF(INDIRECT($C$4&$C11&\"!K40\")=\"\",\"★\",INDIRECT($C$4&$C11&\"!K40\")),\"★\")","v":"★"},{"$f":"IFERROR(IF(INDIRECT($C$4&$C11&\"!N45\")=\"\",\"★\",INDIRECT($C$4&$C11&\"!N45\")),\"★\")","v":"★"},{"$f":"IFERROR(IF(INDIRECT($C$4&$C11&\"!P45\")=\"\",\"★\",INDIRECT($C$4&$C11&\"!P45\")),\"★\")","v":"★"},{"$f":"IFERROR(IF(INDIRECT($C$4&$C11&\"!N47\")=\"\",\"★\",INDIRECT($C$4&$C11&\"!N47\")),\"★\")","v":"★"},{"$f":"IFERROR(IF(INDIRECT($C$4&$C11&\"!P47\")=\"\",\"★\",INDIRECT($C$4&$C11&\"!P47\")),\"★\")","v":"★"},{"$f":"IFERROR(IF(INDIRECT($C$4&$C11&\"!N49\")=\"\",\"★\",INDIRECT($C$4&$C11&\"!N49\")),\"★\")","v":"★"},{"$f":"IFERROR(IF(INDIRECT($C$4&$C11&\"!P49\")=\"\",\"★\",INDIRECT($C$4&$C11&\"!P49\")),\"★\")","v":"★"},{"$f":"IFERROR(IF(INDIRECT($C$4&$C11&\"!N51\")=\"\",\"★\",INDIRECT($C$4&$C11&\"!N51\")),\"★\")","v":"★"},{"$f":"IFERROR(IF(INDIRECT($C$4&$C11&\"!P51\")=\"\",\"★\",INDIRECT($C$4&$C11&\"!P51\")),\"★\")","v":"★"},{"$f":"IFERROR(IF(INDIRECT($C$4&$C11&\"!N53\")=\"\",\"★\",INDIRECT($C$4&$C11&\"!N53\")),\"★\")","v":"★"},{"$f":"IFERROR(IF(INDIRECT($C$4&$C11&\"!P53\")=\"\",\"★\",INDIRECT($C$4&$C11&\"!P53\")),\"★\")","v":"★"},{"$f":"IFERROR(IF(INDIRECT($C$4&$C11&\"!N55\")=\"\",\"★\",INDIRECT($C$4&$C11&\"!N55\")),\"★\")","v":"★"},{"$f":"IFERROR(IF(INDIRECT($C$4&$C11&\"!P55\")=\"\",\"★\",INDIRECT($C$4&$C11&\"!P55\")),\"★\")","v":"★"},{"$f":"IFERROR(IF(INDIRECT($C$4&$C11&\"!N57\")=\"\",\"★\",INDIRECT($C$4&$C11&\"!N57\")),\"★\")","v":"★"},{"$f":"IFERROR(IF(INDIRECT($C$4&$C11&\"!P57\")=\"\",\"★\",INDIRECT($C$4&$C11&\"!P57\")),\"★\")","v":"★"},{"$f":"IFERROR(IF(INDIRECT($C$4&$C11&\"!N59\")=\"\",\"★\",INDIRECT($C$4&$C11&\"!N59\")),\"★\")","v":"★"},{"$f":"IFERROR(IF(INDIRECT($C$4&$C11&\"!P59\")=\"\",\"★\",INDIRECT($C$4&$C11&\"!P59\")),\"★\")","v":"★"},{"$f":"IFERROR(IF(INDIRECT($C$4&$C11&\"!N61\")=\"\",\"★\",INDIRECT($C$4&$C11&\"!N61\")),\"★\")","v":"★"},{"$f":"IFERROR(IF(INDIRECT($C$4&$C11&\"!P61\")=\"\",\"★\",INDIRECT($C$4&$C11&\"!P61\")),\"★\")","v":"★"},{"$f":"IFERROR(IF(INDIRECT($C$4&$C11&\"!G63\")=\"\",\"★\",INDIRECT($C$4&$C11&\"!G63\")),\"★\")","v":"★"},{"$f":"IFERROR(IF(INDIRECT($C$4&$C11&\"!R246\")=\"\",\"★\",INDIRECT($C$4&$C11&\"!R246\")),\"★\")","v":"★"},{"$f":"IFERROR(IF(INDIRECT($C$4&$C11&\"!H255\")=\"\",\"★\",INDIRECT($C$4&$C11&\"!H255\")),\"★\")","v":"★"},{"$f":"IFERROR(IF(INDIRECT($C$4&$C11&\"!B136\")=\"\",\"★\",INDIRECT($C$4&$C11&\"!B136\")),\"★\")","v":"★"},{"$f":"IFERROR(IF(INDIRECT($C$4&$C11&\"!B166\")=\"\",\"★\",INDIRECT($C$4&$C11&\"!B166\")),\"★\")","v":"★"},{"$f":"IFERROR(IF(INDIRECT($C$4&$C11&\"!B390\")=\"\",\"★\",INDIRECT($C$4&$C11&\"!B390\")),\"★\")","v":"★"},{"$f":"IFERROR(IF(INDIRECT($C$4&$C11&\"!B438\")=\"\",\"★\",INDIRECT($C$4&$C11&\"!B438\")),\"★\")","v":"★"},"end"]
[null,null,3,{"$f":"IFERROR(IF(INDIRECT($C$4&$C12&\"!C9\")=\"\",\"★\",INDIRECT($C$4&$C12&\"!C9\")),\"★\")","v":"★"},{"$f":"IFERROR(IF(INDIRECT($C$4&$C12&\"!G9\")=\"\",\"★\",INDIRECT($C$4&$C12&\"!G9\")),\"★\")","v":"★"},{"$f":"IFERROR(IF(INDIRECT($C$4&$C12&\"!AB11\")=\"\",\"★\",INDIRECT($C$4&$C12&\"!AB11\")),\"★\")","v":"★"},{"$f":"IFERROR(IF(INDIRECT($C$4&$C12&\"!AB13\")=\"\",\"★\",INDIRECT($C$4&$C12&\"!AB13\")),\"★\")","v":"★"},{"$f":"IFERROR(IF(INDIRECT($C$4&$C12&\"!G11\")=\"\",\"★\",INDIRECT($C$4&$C12&\"!G11\")),\"★\")","v":"★"},{"$f":"IFERROR(IF(INDIRECT($C$4&$C12&\"!Y9\")=\"\",\"★\",INDIRECT($C$4&$C12&\"!Y9\")),\"★\")","v":"★"},{"$f":"IFERROR(IF(INDIRECT($C$4&$C12&\"!AB9\")=\"\",\"★\",INDIRECT($C$4&$C12&\"!AB9\")),\"★\")","v":"★"},{"$f":"IFERROR(IF(INDIRECT($C$4&$C12&\"!G13\")=\"\",\"★\",INDIRECT($C$4&$C12&\"!G13\")),\"★\")","v":"★"},{"$f":"IFERROR(INDIRECT($C$4&$C12&\"!CM25\")*1,\"★\")","v":0},{"$f":"IFERROR(INDIRECT($C$4&$C12&\"!CM26\")*1,\"★\")","v":0},{"$f":"IFERROR(INDIRECT($C$4&$C12&\"!CM27\")*1,\"★\")","v":0},{"$f":"IFERROR(INDIRECT($C$4&$C12&\"!CM28\")*1,\"★\")","v":0},{"$f":"IFERROR(IF(INDIRECT($C$4&$C12&\"!K31\")=\"\",\"★\",INDIRECT($C$4&$C12&\"!K31\")),\"★\")","v":"★"},{"$f":"IFERROR(IF(INDIRECT($C$4&$C12&\"!K36\")=\"\",\"★\",INDIRECT($C$4&$C12&\"!K36\")),\"★\")","v":"★"},{"$f":"IFERROR(IF(INDIRECT($C$4&$C12&\"!K40\")=\"\",\"★\",INDIRECT($C$4&$C12&\"!K40\")),\"★\")","v":"★"},{"$f":"IFERROR(IF(INDIRECT($C$4&$C12&\"!N45\")=\"\",\"★\",INDIRECT($C$4&$C12&\"!N45\")),\"★\")","v":"★"},{"$f":"IFERROR(IF(INDIRECT($C$4&$C12&\"!P45\")=\"\",\"★\",INDIRECT($C$4&$C12&\"!P45\")),\"★\")","v":"★"},{"$f":"IFERROR(IF(INDIRECT($C$4&$C12&\"!N47\")=\"\",\"★\",INDIRECT($C$4&$C12&\"!N47\")),\"★\")","v":"★"},{"$f":"IFERROR(IF(INDIRECT($C$4&$C12&\"!P47\")=\"\",\"★\",INDIRECT($C$4&$C12&\"!P47\")),\"★\")","v":"★"},{"$f":"IFERROR(IF(INDIRECT($C$4&$C12&\"!N49\")=\"\",\"★\",INDIRECT($C$4&$C12&\"!N49\")),\"★\")","v":"★"},{"$f":"IFERROR(IF(INDIRECT($C$4&$C12&\"!P49\")=\"\",\"★\",INDIRECT($C$4&$C12&\"!P49\")),\"★\")","v":"★"},{"$f":"IFERROR(IF(INDIRECT($C$4&$C12&\"!N51\")=\"\",\"★\",INDIRECT($C$4&$C12&\"!N51\")),\"★\")","v":"★"},{"$f":"IFERROR(IF(INDIRECT($C$4&$C12&\"!P51\")=\"\",\"★\",INDIRECT($C$4&$C12&\"!P51\")),\"★\")","v":"★"},{"$f":"IFERROR(IF(INDIRECT($C$4&$C12&\"!N53\")=\"\",\"★\",INDIRECT($C$4&$C12&\"!N53\")),\"★\")","v":"★"},{"$f":"IFERROR(IF(INDIRECT($C$4&$C12&\"!P53\")=\"\",\"★\",INDIRECT($C$4&$C12&\"!P53\")),\"★\")","v":"★"},{"$f":"IFERROR(IF(INDIRECT($C$4&$C12&\"!N55\")=\"\",\"★\",INDIRECT($C$4&$C12&\"!N55\")),\"★\")","v":"★"},{"$f":"IFERROR(IF(INDIRECT($C$4&$C12&\"!P55\")=\"\",\"★\",INDIRECT($C$4&$C12&\"!P55\")),\"★\")","v":"★"},{"$f":"IFERROR(IF(INDIRECT($C$4&$C12&\"!N57\")=\"\",\"★\",INDIRECT($C$4&$C12&\"!N57\")),\"★\")","v":"★"},{"$f":"IFERROR(IF(INDIRECT($C$4&$C12&\"!P57\")=\"\",\"★\",INDIRECT($C$4&$C12&\"!P57\")),\"★\")","v":"★"},{"$f":"IFERROR(IF(INDIRECT($C$4&$C12&\"!N59\")=\"\",\"★\",INDIRECT($C$4&$C12&\"!N59\")),\"★\")","v":"★"},{"$f":"IFERROR(IF(INDIRECT($C$4&$C12&\"!P59\")=\"\",\"★\",INDIRECT($C$4&$C12&\"!P59\")),\"★\")","v":"★"},{"$f":"IFERROR(IF(INDIRECT($C$4&$C12&\"!N61\")=\"\",\"★\",INDIRECT($C$4&$C12&\"!N61\")),\"★\")","v":"★"},{"$f":"IFERROR(IF(INDIRECT($C$4&$C12&\"!P61\")=\"\",\"★\",INDIRECT($C$4&$C12&\"!P61\")),\"★\")","v":"★"},{"$f":"IFERROR(IF(INDIRECT($C$4&$C12&\"!G63\")=\"\",\"★\",INDIRECT($C$4&$C12&\"!G63\")),\"★\")","v":"★"},{"$f":"IFERROR(IF(INDIRECT($C$4&$C12&\"!R246\")=\"\",\"★\",INDIRECT($C$4&$C12&\"!R246\")),\"★\")","v":"★"},{"$f":"IFERROR(IF(INDIRECT($C$4&$C12&\"!H255\")=\"\",\"★\",INDIRECT($C$4&$C12&\"!H255\")),\"★\")","v":"★"},{"$f":"IFERROR(IF(INDIRECT($C$4&$C12&\"!B136\")=\"\",\"★\",INDIRECT($C$4&$C12&\"!B136\")),\"★\")","v":"★"},{"$f":"IFERROR(IF(INDIRECT($C$4&$C12&\"!B166\")=\"\",\"★\",INDIRECT($C$4&$C12&\"!B166\")),\"★\")","v":"★"},{"$f":"IFERROR(IF(INDIRECT($C$4&$C12&\"!B390\")=\"\",\"★\",INDIRECT($C$4&$C12&\"!B390\")),\"★\")","v":"★"},{"$f":"IFERROR(IF(INDIRECT($C$4&$C12&\"!B438\")=\"\",\"★\",INDIRECT($C$4&$C12&\"!B438\")),\"★\")","v":"★"},"end"]
[null,null,4,{"$f":"IFERROR(IF(INDIRECT($C$4&$C13&\"!C9\")=\"\",\"★\",INDIRECT($C$4&$C13&\"!C9\")),\"★\")","v":"★"},{"$f":"IFERROR(IF(INDIRECT($C$4&$C13&\"!G9\")=\"\",\"★\",INDIRECT($C$4&$C13&\"!G9\")),\"★\")","v":"★"},{"$f":"IFERROR(IF(INDIRECT($C$4&$C13&\"!AB11\")=\"\",\"★\",INDIRECT($C$4&$C13&\"!AB11\")),\"★\")","v":"★"},{"$f":"IFERROR(IF(INDIRECT($C$4&$C13&\"!AB13\")=\"\",\"★\",INDIRECT($C$4&$C13&\"!AB13\")),\"★\")","v":"★"},{"$f":"IFERROR(IF(INDIRECT($C$4&$C13&\"!G11\")=\"\",\"★\",INDIRECT($C$4&$C13&\"!G11\")),\"★\")","v":"★"},{"$f":"IFERROR(IF(INDIRECT($C$4&$C13&\"!Y9\")=\"\",\"★\",INDIRECT($C$4&$C13&\"!Y9\")),\"★\")","v":"★"},{"$f":"IFERROR(IF(INDIRECT($C$4&$C13&\"!AB9\")=\"\",\"★\",INDIRECT($C$4&$C13&\"!AB9\")),\"★\")","v":"★"},{"$f":"IFERROR(IF(INDIRECT($C$4&$C13&\"!G13\")=\"\",\"★\",INDIRECT($C$4&$C13&\"!G13\")),\"★\")","v":"★"},{"$f":"IFERROR(INDIRECT($C$4&$C13&\"!CM25\")*1,\"★\")","v":0},{"$f":"IFERROR(INDIRECT($C$4&$C13&\"!CM26\")*1,\"★\")","v":0},{"$f":"IFERROR(INDIRECT($C$4&$C13&\"!CM27\")*1,\"★\")","v":0},{"$f":"IFERROR(INDIRECT($C$4&$C13&\"!CM28\")*1,\"★\")","v":0},{"$f":"IFERROR(IF(INDIRECT($C$4&$C13&\"!K31\")=\"\",\"★\",INDIRECT($C$4&$C13&\"!K31\")),\"★\")","v":"★"},{"$f":"IFERROR(IF(INDIRECT($C$4&$C13&\"!K36\")=\"\",\"★\",INDIRECT($C$4&$C13&\"!K36\")),\"★\")","v":"★"},{"$f":"IFERROR(IF(INDIRECT($C$4&$C13&\"!K40\")=\"\",\"★\",INDIRECT($C$4&$C13&\"!K40\")),\"★\")","v":"★"},{"$f":"IFERROR(IF(INDIRECT($C$4&$C13&\"!N45\")=\"\",\"★\",INDIRECT($C$4&$C13&\"!N45\")),\"★\")","v":"★"},{"$f":"IFERROR(IF(INDIRECT($C$4&$C13&\"!P45\")=\"\",\"★\",INDIRECT($C$4&$C13&\"!P45\")),\"★\")","v":"★"},{"$f":"IFERROR(IF(INDIRECT($C$4&$C13&\"!N47\")=\"\",\"★\",INDIRECT($C$4&$C13&\"!N47\")),\"★\")","v":"★"},{"$f":"IFERROR(IF(INDIRECT($C$4&$C13&\"!P47\")=\"\",\"★\",INDIRECT($C$4&$C13&\"!P47\")),\"★\")","v":"★"},{"$f":"IFERROR(IF(INDIRECT($C$4&$C13&\"!N49\")=\"\",\"★\",INDIRECT($C$4&$C13&\"!N49\")),\"★\")","v":"★"},{"$f":"IFERROR(IF(INDIRECT($C$4&$C13&\"!P49\")=\"\",\"★\",INDIRECT($C$4&$C13&\"!P49\")),\"★\")","v":"★"},{"$f":"IFERROR(IF(INDIRECT($C$4&$C13&\"!N51\")=\"\",\"★\",INDIRECT($C$4&$C13&\"!N51\")),\"★\")","v":"★"},{"$f":"IFERROR(IF(INDIRECT($C$4&$C13&\"!P51\")=\"\",\"★\",INDIRECT($C$4&$C13&\"!P51\")),\"★\")","v":"★"},{"$f":"IFERROR(IF(INDIRECT($C$4&$C13&\"!N53\")=\"\",\"★\",INDIRECT($C$4&$C13&\"!N53\")),\"★\")","v":"★"},{"$f":"IFERROR(IF(INDIRECT($C$4&$C13&\"!P53\")=\"\",\"★\",INDIRECT($C$4&$C13&\"!P53\")),\"★\")","v":"★"},{"$f":"IFERROR(IF(INDIRECT($C$4&$C13&\"!N55\")=\"\",\"★\",INDIRECT($C$4&$C13&\"!N55\")),\"★\")","v":"★"},{"$f":"IFERROR(IF(INDIRECT($C$4&$C13&\"!P55\")=\"\",\"★\",INDIRECT($C$4&$C13&\"!P55\")),\"★\")","v":"★"},{"$f":"IFERROR(IF(INDIRECT($C$4&$C13&\"!N57\")=\"\",\"★\",INDIRECT($C$4&$C13&\"!N57\")),\"★\")","v":"★"},{"$f":"IFERROR(IF(INDIRECT($C$4&$C13&\"!P57\")=\"\",\"★\",INDIRECT($C$4&$C13&\"!P57\")),\"★\")","v":"★"},{"$f":"IFERROR(IF(INDIRECT($C$4&$C13&\"!N59\")=\"\",\"★\",INDIRECT($C$4&$C13&\"!N59\")),\"★\")","v":"★"},{"$f":"IFERROR(IF(INDIRECT($C$4&$C13&\"!P59\")=\"\",\"★\",INDIRECT($C$4&$C13&\"!P59\")),\"★\")","v":"★"},{"$f":"IFERROR(IF(INDIRECT($C$4&$C13&\"!N61\")=\"\",\"★\",INDIRECT($C$4&$C13&\"!N61\")),\"★\")","v":"★"},{"$f":"IFERROR(IF(INDIRECT($C$4&$C13&\"!P61\")=\"\",\"★\",INDIRECT($C$4&$C13&\"!P61\")),\"★\")","v":"★"},{"$f":"IFERROR(IF(INDIRECT($C$4&$C13&\"!G63\")=\"\",\"★\",INDIRECT($C$4&$C13&\"!G63\")),\"★\")","v":"★"},{"$f":"IFERROR(IF(INDIRECT($C$4&$C13&\"!R246\")=\"\",\"★\",INDIRECT($C$4&$C13&\"!R246\")),\"★\")","v":"★"},{"$f":"IFERROR(IF(INDIRECT($C$4&$C13&\"!H255\")=\"\",\"★\",INDIRECT($C$4&$C13&\"!H255\")),\"★\")","v":"★"},{"$f":"IFERROR(IF(INDIRECT($C$4&$C13&\"!B136\")=\"\",\"★\",INDIRECT($C$4&$C13&\"!B136\")),\"★\")","v":"★"},{"$f":"IFERROR(IF(INDIRECT($C$4&$C13&\"!B166\")=\"\",\"★\",INDIRECT($C$4&$C13&\"!B166\")),\"★\")","v":"★"},{"$f":"IFERROR(IF(INDIRECT($C$4&$C13&\"!B390\")=\"\",\"★\",INDIRECT($C$4&$C13&\"!B390\")),\"★\")","v":"★"},{"$f":"IFERROR(IF(INDIRECT($C$4&$C13&\"!B438\")=\"\",\"★\",INDIRECT($C$4&$C13&\"!B438\")),\"★\")","v":"★"},"end"]
[null,null,5,{"$f":"IFERROR(IF(INDIRECT($C$4&$C14&\"!C9\")=\"\",\"★\",INDIRECT($C$4&$C14&\"!C9\")),\"★\")","v":"★"},{"$f":"IFERROR(IF(INDIRECT($C$4&$C14&\"!G9\")=\"\",\"★\",INDIRECT($C$4&$C14&\"!G9\")),\"★\")","v":"★"},{"$f":"IFERROR(IF(INDIRECT($C$4&$C14&\"!AB11\")=\"\",\"★\",INDIRECT($C$4&$C14&\"!AB11\")),\"★\")","v":"★"},{"$f":"IFERROR(IF(INDIRECT($C$4&$C14&\"!AB13\")=\"\",\"★\",INDIRECT($C$4&$C14&\"!AB13\")),\"★\")","v":"★"},{"$f":"IFERROR(IF(INDIRECT($C$4&$C14&\"!G11\")=\"\",\"★\",INDIRECT($C$4&$C14&\"!G11\")),\"★\")","v":"★"},{"$f":"IFERROR(IF(INDIRECT($C$4&$C14&\"!Y9\")=\"\",\"★\",INDIRECT($C$4&$C14&\"!Y9\")),\"★\")","v":"★"},{"$f":"IFERROR(IF(INDIRECT($C$4&$C14&\"!AB9\")=\"\",\"★\",INDIRECT($C$4&$C14&\"!AB9\")),\"★\")","v":"★"},{"$f":"IFERROR(IF(INDIRECT($C$4&$C14&\"!G13\")=\"\",\"★\",INDIRECT($C$4&$C14&\"!G13\")),\"★\")","v":"★"},{"$f":"IFERROR(INDIRECT($C$4&$C14&\"!CM25\")*1,\"★\")","v":0},{"$f":"IFERROR(INDIRECT($C$4&$C14&\"!CM26\")*1,\"★\")","v":0},{"$f":"IFERROR(INDIRECT($C$4&$C14&\"!CM27\")*1,\"★\")","v":0},{"$f":"IFERROR(INDIRECT($C$4&$C14&\"!CM28\")*1,\"★\")","v":0},{"$f":"IFERROR(IF(INDIRECT($C$4&$C14&\"!K31\")=\"\",\"★\",INDIRECT($C$4&$C14&\"!K31\")),\"★\")","v":"★"},{"$f":"IFERROR(IF(INDIRECT($C$4&$C14&\"!K36\")=\"\",\"★\",INDIRECT($C$4&$C14&\"!K36\")),\"★\")","v":"★"},{"$f":"IFERROR(IF(INDIRECT($C$4&$C14&\"!K40\")=\"\",\"★\",INDIRECT($C$4&$C14&\"!K40\")),\"★\")","v":"★"},{"$f":"IFERROR(IF(INDIRECT($C$4&$C14&\"!N45\")=\"\",\"★\",INDIRECT($C$4&$C14&\"!N45\")),\"★\")","v":"★"},{"$f":"IFERROR(IF(INDIRECT($C$4&$C14&\"!P45\")=\"\",\"★\",INDIRECT($C$4&$C14&\"!P45\")),\"★\")","v":"★"},{"$f":"IFERROR(IF(INDIRECT($C$4&$C14&\"!N47\")=\"\",\"★\",INDIRECT($C$4&$C14&\"!N47\")),\"★\")","v":"★"},{"$f":"IFERROR(IF(INDIRECT($C$4&$C14&\"!P47\")=\"\",\"★\",INDIRECT($C$4&$C14&\"!P47\")),\"★\")","v":"★"},{"$f":"IFERROR(IF(INDIRECT($C$4&$C14&\"!N49\")=\"\",\"★\",INDIRECT($C$4&$C14&\"!N49\")),\"★\")","v":"★"},{"$f":"IFERROR(IF(INDIRECT($C$4&$C14&\"!P49\")=\"\",\"★\",INDIRECT($C$4&$C14&\"!P49\")),\"★\")","v":"★"},{"$f":"IFERROR(IF(INDIRECT($C$4&$C14&\"!N51\")=\"\",\"★\",INDIRECT($C$4&$C14&\"!N51\")),\"★\")","v":"★"},{"$f":"IFERROR(IF(INDIRECT($C$4&$C14&\"!P51\")=\"\",\"★\",INDIRECT($C$4&$C14&\"!P51\")),\"★\")","v":"★"},{"$f":"IFERROR(IF(INDIRECT($C$4&$C14&\"!N53\")=\"\",\"★\",INDIRECT($C$4&$C14&\"!N53\")),\"★\")","v":"★"},{"$f":"IFERROR(IF(INDIRECT($C$4&$C14&\"!P53\")=\"\",\"★\",INDIRECT($C$4&$C14&\"!P53\")),\"★\")","v":"★"},{"$f":"IFERROR(IF(INDIRECT($C$4&$C14&\"!N55\")=\"\",\"★\",INDIRECT($C$4&$C14&\"!N55\")),\"★\")","v":"★"},{"$f":"IFERROR(IF(INDIRECT($C$4&$C14&\"!P55\")=\"\",\"★\",INDIRECT($C$4&$C14&\"!P55\")),\"★\")","v":"★"},{"$f":"IFERROR(IF(INDIRECT($C$4&$C14&\"!N57\")=\"\",\"★\",INDIRECT($C$4&$C14&\"!N57\")),\"★\")","v":"★"},{"$f":"IFERROR(IF(INDIRECT($C$4&$C14&\"!P57\")=\"\",\"★\",INDIRECT($C$4&$C14&\"!P57\")),\"★\")","v":"★"},{"$f":"IFERROR(IF(INDIRECT($C$4&$C14&\"!N59\")=\"\",\"★\",INDIRECT($C$4&$C14&\"!N59\")),\"★\")","v":"★"},{"$f":"IFERROR(IF(INDIRECT($C$4&$C14&\"!P59\")=\"\",\"★\",INDIRECT($C$4&$C14&\"!P59\")),\"★\")","v":"★"},{"$f":"IFERROR(IF(INDIRECT($C$4&$C14&\"!N61\")=\"\",\"★\",INDIRECT($C$4&$C14&\"!N61\")),\"★\")","v":"★"},{"$f":"IFERROR(IF(INDIRECT($C$4&$C14&\"!P61\")=\"\",\"★\",INDIRECT($C$4&$C14&\"!P61\")),\"★\")","v":"★"},{"$f":"IFERROR(IF(INDIRECT($C$4&$C14&\"!G63\")=\"\",\"★\",INDIRECT($C$4&$C14&\"!G63\")),\"★\")","v":"★"},{"$f":"IFERROR(IF(INDIRECT($C$4&$C14&\"!R246\")=\"\",\"★\",INDIRECT($C$4&$C14&\"!R246\")),\"★\")","v":"★"},{"$f":"IFERROR(IF(INDIRECT($C$4&$C14&\"!H255\")=\"\",\"★\",INDIRECT($C$4&$C14&\"!H255\")),\"★\")","v":"★"},{"$f":"IFERROR(IF(INDIRECT($C$4&$C14&\"!B136\")=\"\",\"★\",INDIRECT($C$4&$C14&\"!B136\")),\"★\")","v":"★"},{"$f":"IFERROR(IF(INDIRECT($C$4&$C14&\"!B166\")=\"\",\"★\",INDIRECT($C$4&$C14&\"!B166\")),\"★\")","v":"★"},{"$f":"IFERROR(IF(INDIRECT($C$4&$C14&\"!B390\")=\"\",\"★\",INDIRECT($C$4&$C14&\"!B390\")),\"★\")","v":"★"},{"$f":"IFERROR(IF(INDIRECT($C$4&$C14&\"!B438\")=\"\",\"★\",INDIRECT($C$4&$C14&\"!B438\")),\"★\")","v":"★"},"end"]
[null,null,6,{"$f":"IFERROR(IF(INDIRECT($C$4&$C15&\"!C9\")=\"\",\"★\",INDIRECT($C$4&$C15&\"!C9\")),\"★\")","v":"★"},{"$f":"IFERROR(IF(INDIRECT($C$4&$C15&\"!G9\")=\"\",\"★\",INDIRECT($C$4&$C15&\"!G9\")),\"★\")","v":"★"},{"$f":"IFERROR(IF(INDIRECT($C$4&$C15&\"!AB11\")=\"\",\"★\",INDIRECT($C$4&$C15&\"!AB11\")),\"★\")","v":"★"},{"$f":"IFERROR(IF(INDIRECT($C$4&$C15&\"!AB13\")=\"\",\"★\",INDIRECT($C$4&$C15&\"!AB13\")),\"★\")","v":"★"},{"$f":"IFERROR(IF(INDIRECT($C$4&$C15&\"!G11\")=\"\",\"★\",INDIRECT($C$4&$C15&\"!G11\")),\"★\")","v":"★"},{"$f":"IFERROR(IF(INDIRECT($C$4&$C15&\"!Y9\")=\"\",\"★\",INDIRECT($C$4&$C15&\"!Y9\")),\"★\")","v":"★"},{"$f":"IFERROR(IF(INDIRECT($C$4&$C15&\"!AB9\")=\"\",\"★\",INDIRECT($C$4&$C15&\"!AB9\")),\"★\")","v":"★"},{"$f":"IFERROR(IF(INDIRECT($C$4&$C15&\"!G13\")=\"\",\"★\",INDIRECT($C$4&$C15&\"!G13\")),\"★\")","v":"★"},{"$f":"IFERROR(INDIRECT($C$4&$C15&\"!CM25\")*1,\"★\")","v":0},{"$f":"IFERROR(INDIRECT($C$4&$C15&\"!CM26\")*1,\"★\")","v":0},{"$f":"IFERROR(INDIRECT($C$4&$C15&\"!CM27\")*1,\"★\")","v":0},{"$f":"IFERROR(INDIRECT($C$4&$C15&\"!CM28\")*1,\"★\")","v":0},{"$f":"IFERROR(IF(INDIRECT($C$4&$C15&\"!K31\")=\"\",\"★\",INDIRECT($C$4&$C15&\"!K31\")),\"★\")","v":"★"},{"$f":"IFERROR(IF(INDIRECT($C$4&$C15&\"!K36\")=\"\",\"★\",INDIRECT($C$4&$C15&\"!K36\")),\"★\")","v":"★"},{"$f":"IFERROR(IF(INDIRECT($C$4&$C15&\"!K40\")=\"\",\"★\",INDIRECT($C$4&$C15&\"!K40\")),\"★\")","v":"★"},{"$f":"IFERROR(IF(INDIRECT($C$4&$C15&\"!N45\")=\"\",\"★\",INDIRECT($C$4&$C15&\"!N45\")),\"★\")","v":"★"},{"$f":"IFERROR(IF(INDIRECT($C$4&$C15&\"!P45\")=\"\",\"★\",INDIRECT($C$4&$C15&\"!P45\")),\"★\")","v":"★"},{"$f":"IFERROR(IF(INDIRECT($C$4&$C15&\"!N47\")=\"\",\"★\",INDIRECT($C$4&$C15&\"!N47\")),\"★\")","v":"★"},{"$f":"IFERROR(IF(INDIRECT($C$4&$C15&\"!P47\")=\"\",\"★\",INDIRECT($C$4&$C15&\"!P47\")),\"★\")","v":"★"},{"$f":"IFERROR(IF(INDIRECT($C$4&$C15&\"!N49\")=\"\",\"★\",INDIRECT($C$4&$C15&\"!N49\")),\"★\")","v":"★"},{"$f":"IFERROR(IF(INDIRECT($C$4&$C15&\"!P49\")=\"\",\"★\",INDIRECT($C$4&$C15&\"!P49\")),\"★\")","v":"★"},{"$f":"IFERROR(IF(INDIRECT($C$4&$C15&\"!N51\")=\"\",\"★\",INDIRECT($C$4&$C15&\"!N51\")),\"★\")","v":"★"},{"$f":"IFERROR(IF(INDIRECT($C$4&$C15&\"!P51\")=\"\",\"★\",INDIRECT($C$4&$C15&\"!P51\")),\"★\")","v":"★"},{"$f":"IFERROR(IF(INDIRECT($C$4&$C15&\"!N53\")=\"\",\"★\",INDIRECT($C$4&$C15&\"!N53\")),\"★\")","v":"★"},{"$f":"IFERROR(IF(INDIRECT($C$4&$C15&\"!P53\")=\"\",\"★\",INDIRECT($C$4&$C15&\"!P53\")),\"★\")","v":"★"},{"$f":"IFERROR(IF(INDIRECT($C$4&$C15&\"!N55\")=\"\",\"★\",INDIRECT($C$4&$C15&\"!N55\")),\"★\")","v":"★"},{"$f":"IFERROR(IF(INDIRECT($C$4&$C15&\"!P55\")=\"\",\"★\",INDIRECT($C$4&$C15&\"!P55\")),\"★\")","v":"★"},{"$f":"IFERROR(IF(INDIRECT($C$4&$C15&\"!N57\")=\"\",\"★\",INDIRECT($C$4&$C15&\"!N57\")),\"★\")","v":"★"},{"$f":"IFERROR(IF(INDIRECT($C$4&$C15&\"!P57\")=\"\",\"★\",INDIRECT($C$4&$C15&\"!P57\")),\"★\")","v":"★"},{"$f":"IFERROR(IF(INDIRECT($C$4&$C15&\"!N59\")=\"\",\"★\",INDIRECT($C$4&$C15&\"!N59\")),\"★\")","v":"★"},{"$f":"IFERROR(IF(INDIRECT($C$4&$C15&\"!P59\")=\"\",\"★\",INDIRECT($C$4&$C15&\"!P59\")),\"★\")","v":"★"},{"$f":"IFERROR(IF(INDIRECT($C$4&$C15&\"!N61\")=\"\",\"★\",INDIRECT($C$4&$C15&\"!N61\")),\"★\")","v":"★"},{"$f":"IFERROR(IF(INDIRECT($C$4&$C15&\"!P61\")=\"\",\"★\",INDIRECT($C$4&$C15&\"!P61\")),\"★\")","v":"★"},{"$f":"IFERROR(IF(INDIRECT($C$4&$C15&\"!G63\")=\"\",\"★\",INDIRECT($C$4&$C15&\"!G63\")),\"★\")","v":"★"},{"$f":"IFERROR(IF(INDIRECT($C$4&$C15&\"!R246\")=\"\",\"★\",INDIRECT($C$4&$C15&\"!R246\")),\"★\")","v":"★"},{"$f":"IFERROR(IF(INDIRECT($C$4&$C15&\"!H255\")=\"\",\"★\",INDIRECT($C$4&$C15&\"!H255\")),\"★\")","v":"★"},{"$f":"IFERROR(IF(INDIRECT($C$4&$C15&\"!B136\")=\"\",\"★\",INDIRECT($C$4&$C15&\"!B136\")),\"★\")","v":"★"},{"$f":"IFERROR(IF(INDIRECT($C$4&$C15&\"!B166\")=\"\",\"★\",INDIRECT($C$4&$C15&\"!B166\")),\"★\")","v":"★"},{"$f":"IFERROR(IF(INDIRECT($C$4&$C15&\"!B390\")=\"\",\"★\",INDIRECT($C$4&$C15&\"!B390\")),\"★\")","v":"★"},{"$f":"IFERROR(IF(INDIRECT($C$4&$C15&\"!B438\")=\"\",\"★\",INDIRECT($C$4&$C15&\"!B438\")),\"★\")","v":"★"},"end"]
[null,null,7,{"$f":"IFERROR(IF(INDIRECT($C$4&$C16&\"!C9\")=\"\",\"★\",INDIRECT($C$4&$C16&\"!C9\")),\"★\")","v":"★"},{"$f":"IFERROR(IF(INDIRECT($C$4&$C16&\"!G9\")=\"\",\"★\",INDIRECT($C$4&$C16&\"!G9\")),\"★\")","v":"★"},{"$f":"IFERROR(IF(INDIRECT($C$4&$C16&\"!AB11\")=\"\",\"★\",INDIRECT($C$4&$C16&\"!AB11\")),\"★\")","v":"★"},{"$f":"IFERROR(IF(INDIRECT($C$4&$C16&\"!AB13\")=\"\",\"★\",INDIRECT($C$4&$C16&\"!AB13\")),\"★\")","v":"★"},{"$f":"IFERROR(IF(INDIRECT($C$4&$C16&\"!G11\")=\"\",\"★\",INDIRECT($C$4&$C16&\"!G11\")),\"★\")","v":"★"},{"$f":"IFERROR(IF(INDIRECT($C$4&$C16&\"!Y9\")=\"\",\"★\",INDIRECT($C$4&$C16&\"!Y9\")),\"★\")","v":"★"},{"$f":"IFERROR(IF(INDIRECT($C$4&$C16&\"!AB9\")=\"\",\"★\",INDIRECT($C$4&$C16&\"!AB9\")),\"★\")","v":"★"},{"$f":"IFERROR(IF(INDIRECT($C$4&$C16&\"!G13\")=\"\",\"★\",INDIRECT($C$4&$C16&\"!G13\")),\"★\")","v":"★"},{"$f":"IFERROR(INDIRECT($C$4&$C16&\"!CM25\")*1,\"★\")","v":0},{"$f":"IFERROR(INDIRECT($C$4&$C16&\"!CM26\")*1,\"★\")","v":0},{"$f":"IFERROR(INDIRECT($C$4&$C16&\"!CM27\")*1,\"★\")","v":0},{"$f":"IFERROR(INDIRECT($C$4&$C16&\"!CM28\")*1,\"★\")","v":0},{"$f":"IFERROR(IF(INDIRECT($C$4&$C16&\"!K31\")=\"\",\"★\",INDIRECT($C$4&$C16&\"!K31\")),\"★\")","v":"★"},{"$f":"IFERROR(IF(INDIRECT($C$4&$C16&\"!K36\")=\"\",\"★\",INDIRECT($C$4&$C16&\"!K36\")),\"★\")","v":"★"},{"$f":"IFERROR(IF(INDIRECT($C$4&$C16&\"!K40\")=\"\",\"★\",INDIRECT($C$4&$C16&\"!K40\")),\"★\")","v":"★"},{"$f":"IFERROR(IF(INDIRECT($C$4&$C16&\"!N45\")=\"\",\"★\",INDIRECT($C$4&$C16&\"!N45\")),\"★\")","v":"★"},{"$f":"IFERROR(IF(INDIRECT($C$4&$C16&\"!P45\")=\"\",\"★\",INDIRECT($C$4&$C16&\"!P45\")),\"★\")","v":"★"},{"$f":"IFERROR(IF(INDIRECT($C$4&$C16&\"!N47\")=\"\",\"★\",INDIRECT($C$4&$C16&\"!N47\")),\"★\")","v":"★"},{"$f":"IFERROR(IF(INDIRECT($C$4&$C16&\"!P47\")=\"\",\"★\",INDIRECT($C$4&$C16&\"!P47\")),\"★\")","v":"★"},{"$f":"IFERROR(IF(INDIRECT($C$4&$C16&\"!N49\")=\"\",\"★\",INDIRECT($C$4&$C16&\"!N49\")),\"★\")","v":"★"},{"$f":"IFERROR(IF(INDIRECT($C$4&$C16&\"!P49\")=\"\",\"★\",INDIRECT($C$4&$C16&\"!P49\")),\"★\")","v":"★"},{"$f":"IFERROR(IF(INDIRECT($C$4&$C16&\"!N51\")=\"\",\"★\",INDIRECT($C$4&$C16&\"!N51\")),\"★\")","v":"★"},{"$f":"IFERROR(IF(INDIRECT($C$4&$C16&\"!P51\")=\"\",\"★\",INDIRECT($C$4&$C16&\"!P51\")),\"★\")","v":"★"},{"$f":"IFERROR(IF(INDIRECT($C$4&$C16&\"!N53\")=\"\",\"★\",INDIRECT($C$4&$C16&\"!N53\")),\"★\")","v":"★"},{"$f":"IFERROR(IF(INDIRECT($C$4&$C16&\"!P53\")=\"\",\"★\",INDIRECT($C$4&$C16&\"!P53\")),\"★\")","v":"★"},{"$f":"IFERROR(IF(INDIRECT($C$4&$C16&\"!N55\")=\"\",\"★\",INDIRECT($C$4&$C16&\"!N55\")),\"★\")","v":"★"},{"$f":"IFERROR(IF(INDIRECT($C$4&$C16&\"!P55\")=\"\",\"★\",INDIRECT($C$4&$C16&\"!P55\")),\"★\")","v":"★"},{"$f":"IFERROR(IF(INDIRECT($C$4&$C16&\"!N57\")=\"\",\"★\",INDIRECT($C$4&$C16&\"!N57\")),\"★\")","v":"★"},{"$f":"IFERROR(IF(INDIRECT($C$4&$C16&\"!P57\")=\"\",\"★\",INDIRECT($C$4&$C16&\"!P57\")),\"★\")","v":"★"},{"$f":"IFERROR(IF(INDIRECT($C$4&$C16&\"!N59\")=\"\",\"★\",INDIRECT($C$4&$C16&\"!N59\")),\"★\")","v":"★"},{"$f":"IFERROR(IF(INDIRECT($C$4&$C16&\"!P59\")=\"\",\"★\",INDIRECT($C$4&$C16&\"!P59\")),\"★\")","v":"★"},{"$f":"IFERROR(IF(INDIRECT($C$4&$C16&\"!N61\")=\"\",\"★\",INDIRECT($C$4&$C16&\"!N61\")),\"★\")","v":"★"},{"$f":"IFERROR(IF(INDIRECT($C$4&$C16&\"!P61\")=\"\",\"★\",INDIRECT($C$4&$C16&\"!P61\")),\"★\")","v":"★"},{"$f":"IFERROR(IF(INDIRECT($C$4&$C16&\"!G63\")=\"\",\"★\",INDIRECT($C$4&$C16&\"!G63\")),\"★\")","v":"★"},{"$f":"IFERROR(IF(INDIRECT($C$4&$C16&\"!R246\")=\"\",\"★\",INDIRECT($C$4&$C16&\"!R246\")),\"★\")","v":"★"},{"$f":"IFERROR(IF(INDIRECT($C$4&$C16&\"!H255\")=\"\",\"★\",INDIRECT($C$4&$C16&\"!H255\")),\"★\")","v":"★"},{"$f":"IFERROR(IF(INDIRECT($C$4&$C16&\"!B136\")=\"\",\"★\",INDIRECT($C$4&$C16&\"!B136\")),\"★\")","v":"★"},{"$f":"IFERROR(IF(INDIRECT($C$4&$C16&\"!B166\")=\"\",\"★\",INDIRECT($C$4&$C16&\"!B166\")),\"★\")","v":"★"},{"$f":"IFERROR(IF(INDIRECT($C$4&$C16&\"!B390\")=\"\",\"★\",INDIRECT($C$4&$C16&\"!B390\")),\"★\")","v":"★"},{"$f":"IFERROR(IF(INDIRECT($C$4&$C16&\"!B438\")=\"\",\"★\",INDIRECT($C$4&$C16&\"!B438\")),\"★\")","v":"★"},"end"]
[null,null,8,{"$f":"IFERROR(IF(INDIRECT($C$4&$C17&\"!C9\")=\"\",\"★\",INDIRECT($C$4&$C17&\"!C9\")),\"★\")","v":"★"},{"$f":"IFERROR(IF(INDIRECT($C$4&$C17&\"!G9\")=\"\",\"★\",INDIRECT($C$4&$C17&\"!G9\")),\"★\")","v":"★"},{"$f":"IFERROR(IF(INDIRECT($C$4&$C17&\"!AB11\")=\"\",\"★\",INDIRECT($C$4&$C17&\"!AB11\")),\"★\")","v":"★"},{"$f":"IFERROR(IF(INDIRECT($C$4&$C17&\"!AB13\")=\"\",\"★\",INDIRECT($C$4&$C17&\"!AB13\")),\"★\")","v":"★"},{"$f":"IFERROR(IF(INDIRECT($C$4&$C17&\"!G11\")=\"\",\"★\",INDIRECT($C$4&$C17&\"!G11\")),\"★\")","v":"★"},{"$f":"IFERROR(IF(INDIRECT($C$4&$C17&\"!Y9\")=\"\",\"★\",INDIRECT($C$4&$C17&\"!Y9\")),\"★\")","v":"★"},{"$f":"IFERROR(IF(INDIRECT($C$4&$C17&\"!AB9\")=\"\",\"★\",INDIRECT($C$4&$C17&\"!AB9\")),\"★\")","v":"★"},{"$f":"IFERROR(IF(INDIRECT($C$4&$C17&\"!G13\")=\"\",\"★\",INDIRECT($C$4&$C17&\"!G13\")),\"★\")","v":"★"},{"$f":"IFERROR(INDIRECT($C$4&$C17&\"!CM25\")*1,\"★\")","v":0},{"$f":"IFERROR(INDIRECT($C$4&$C17&\"!CM26\")*1,\"★\")","v":0},{"$f":"IFERROR(INDIRECT($C$4&$C17&\"!CM27\")*1,\"★\")","v":0},{"$f":"IFERROR(INDIRECT($C$4&$C17&\"!CM28\")*1,\"★\")","v":0},{"$f":"IFERROR(IF(INDIRECT($C$4&$C17&\"!K31\")=\"\",\"★\",INDIRECT($C$4&$C17&\"!K31\")),\"★\")","v":"★"},{"$f":"IFERROR(IF(INDIRECT($C$4&$C17&\"!K36\")=\"\",\"★\",INDIRECT($C$4&$C17&\"!K36\")),\"★\")","v":"★"},{"$f":"IFERROR(IF(INDIRECT($C$4&$C17&\"!K40\")=\"\",\"★\",INDIRECT($C$4&$C17&\"!K40\")),\"★\")","v":"★"},{"$f":"IFERROR(IF(INDIRECT($C$4&$C17&\"!N45\")=\"\",\"★\",INDIRECT($C$4&$C17&\"!N45\")),\"★\")","v":"★"},{"$f":"IFERROR(IF(INDIRECT($C$4&$C17&\"!P45\")=\"\",\"★\",INDIRECT($C$4&$C17&\"!P45\")),\"★\")","v":"★"},{"$f":"IFERROR(IF(INDIRECT($C$4&$C17&\"!N47\")=\"\",\"★\",INDIRECT($C$4&$C17&\"!N47\")),\"★\")","v":"★"},{"$f":"IFERROR(IF(INDIRECT($C$4&$C17&\"!P47\")=\"\",\"★\",INDIRECT($C$4&$C17&\"!P47\")),\"★\")","v":"★"},{"$f":"IFERROR(IF(INDIRECT($C$4&$C17&\"!N49\")=\"\",\"★\",INDIRECT($C$4&$C17&\"!N49\")),\"★\")","v":"★"},{"$f":"IFERROR(IF(INDIRECT($C$4&$C17&\"!P49\")=\"\",\"★\",INDIRECT($C$4&$C17&\"!P49\")),\"★\")","v":"★"},{"$f":"IFERROR(IF(INDIRECT($C$4&$C17&\"!N51\")=\"\",\"★\",INDIRECT($C$4&$C17&\"!N51\")),\"★\")","v":"★"},{"$f":"IFERROR(IF(INDIRECT($C$4&$C17&\"!P51\")=\"\",\"★\",INDIRECT($C$4&$C17&\"!P51\")),\"★\")","v":"★"},{"$f":"IFERROR(IF(INDIRECT($C$4&$C17&\"!N53\")=\"\",\"★\",INDIRECT($C$4&$C17&\"!N53\")),\"★\")","v":"★"},{"$f":"IFERROR(IF(INDIRECT($C$4&$C17&\"!P53\")=\"\",\"★\",INDIRECT($C$4&$C17&\"!P53\")),\"★\")","v":"★"},{"$f":"IFERROR(IF(INDIRECT($C$4&$C17&\"!N55\")=\"\",\"★\",INDIRECT($C$4&$C17&\"!N55\")),\"★\")","v":"★"},{"$f":"IFERROR(IF(INDIRECT($C$4&$C17&\"!P55\")=\"\",\"★\",INDIRECT($C$4&$C17&\"!P55\")),\"★\")","v":"★"},{"$f":"IFERROR(IF(INDIRECT($C$4&$C17&\"!N57\")=\"\",\"★\",INDIRECT($C$4&$C17&\"!N57\")),\"★\")","v":"★"},{"$f":"IFERROR(IF(INDIRECT($C$4&$C17&\"!P57\")=\"\",\"★\",INDIRECT($C$4&$C17&\"!P57\")),\"★\")","v":"★"},{"$f":"IFERROR(IF(INDIRECT($C$4&$C17&\"!N59\")=\"\",\"★\",INDIRECT($C$4&$C17&\"!N59\")),\"★\")","v":"★"},{"$f":"IFERROR(IF(INDIRECT($C$4&$C17&\"!P59\")=\"\",\"★\",INDIRECT($C$4&$C17&\"!P59\")),\"★\")","v":"★"},{"$f":"IFERROR(IF(INDIRECT($C$4&$C17&\"!N61\")=\"\",\"★\",INDIRECT($C$4&$C17&\"!N61\")),\"★\")","v":"★"},{"$f":"IFERROR(IF(INDIRECT($C$4&$C17&\"!P61\")=\"\",\"★\",INDIRECT($C$4&$C17&\"!P61\")),\"★\")","v":"★"},{"$f":"IFERROR(IF(INDIRECT($C$4&$C17&\"!G63\")=\"\",\"★\",INDIRECT($C$4&$C17&\"!G63\")),\"★\")","v":"★"},{"$f":"IFERROR(IF(INDIRECT($C$4&$C17&\"!R246\")=\"\",\"★\",INDIRECT($C$4&$C17&\"!R246\")),\"★\")","v":"★"},{"$f":"IFERROR(IF(INDIRECT($C$4&$C17&\"!H255\")=\"\",\"★\",INDIRECT($C$4&$C17&\"!H255\")),\"★\")","v":"★"},{"$f":"IFERROR(IF(INDIRECT($C$4&$C17&\"!B136\")=\"\",\"★\",INDIRECT($C$4&$C17&\"!B136\")),\"★\")","v":"★"},{"$f":"IFERROR(IF(INDIRECT($C$4&$C17&\"!B166\")=\"\",\"★\",INDIRECT($C$4&$C17&\"!B166\")),\"★\")","v":"★"},{"$f":"IFERROR(IF(INDIRECT($C$4&$C17&\"!B390\")=\"\",\"★\",INDIRECT($C$4&$C17&\"!B390\")),\"★\")","v":"★"},{"$f":"IFERROR(IF(INDIRECT($C$4&$C17&\"!B438\")=\"\",\"★\",INDIRECT($C$4&$C17&\"!B438\")),\"★\")","v":"★"},"end"]
[null,null,9,{"$f":"IFERROR(IF(INDIRECT($C$4&$C18&\"!C9\")=\"\",\"★\",INDIRECT($C$4&$C18&\"!C9\")),\"★\")","v":"★"},{"$f":"IFERROR(IF(INDIRECT($C$4&$C18&\"!G9\")=\"\",\"★\",INDIRECT($C$4&$C18&\"!G9\")),\"★\")","v":"★"},{"$f":"IFERROR(IF(INDIRECT($C$4&$C18&\"!AB11\")=\"\",\"★\",INDIRECT($C$4&$C18&\"!AB11\")),\"★\")","v":"★"},{"$f":"IFERROR(IF(INDIRECT($C$4&$C18&\"!AB13\")=\"\",\"★\",INDIRECT($C$4&$C18&\"!AB13\")),\"★\")","v":"★"},{"$f":"IFERROR(IF(INDIRECT($C$4&$C18&\"!G11\")=\"\",\"★\",INDIRECT($C$4&$C18&\"!G11\")),\"★\")","v":"★"},{"$f":"IFERROR(IF(INDIRECT($C$4&$C18&\"!Y9\")=\"\",\"★\",INDIRECT($C$4&$C18&\"!Y9\")),\"★\")","v":"★"},{"$f":"IFERROR(IF(INDIRECT($C$4&$C18&\"!AB9\")=\"\",\"★\",INDIRECT($C$4&$C18&\"!AB9\")),\"★\")","v":"★"},{"$f":"IFERROR(IF(INDIRECT($C$4&$C18&\"!G13\")=\"\",\"★\",INDIRECT($C$4&$C18&\"!G13\")),\"★\")","v":"★"},{"$f":"IFERROR(INDIRECT($C$4&$C18&\"!CM25\")*1,\"★\")","v":0},{"$f":"IFERROR(INDIRECT($C$4&$C18&\"!CM26\")*1,\"★\")","v":0},{"$f":"IFERROR(INDIRECT($C$4&$C18&\"!CM27\")*1,\"★\")","v":0},{"$f":"IFERROR(INDIRECT($C$4&$C18&\"!CM28\")*1,\"★\")","v":0},{"$f":"IFERROR(IF(INDIRECT($C$4&$C18&\"!K31\")=\"\",\"★\",INDIRECT($C$4&$C18&\"!K31\")),\"★\")","v":"★"},{"$f":"IFERROR(IF(INDIRECT($C$4&$C18&\"!K36\")=\"\",\"★\",INDIRECT($C$4&$C18&\"!K36\")),\"★\")","v":"★"},{"$f":"IFERROR(IF(INDIRECT($C$4&$C18&\"!K40\")=\"\",\"★\",INDIRECT($C$4&$C18&\"!K40\")),\"★\")","v":"★"},{"$f":"IFERROR(IF(INDIRECT($C$4&$C18&\"!N45\")=\"\",\"★\",INDIRECT($C$4&$C18&\"!N45\")),\"★\")","v":"★"},{"$f":"IFERROR(IF(INDIRECT($C$4&$C18&\"!P45\")=\"\",\"★\",INDIRECT($C$4&$C18&\"!P45\")),\"★\")","v":"★"},{"$f":"IFERROR(IF(INDIRECT($C$4&$C18&\"!N47\")=\"\",\"★\",INDIRECT($C$4&$C18&\"!N47\")),\"★\")","v":"★"},{"$f":"IFERROR(IF(INDIRECT($C$4&$C18&\"!P47\")=\"\",\"★\",INDIRECT($C$4&$C18&\"!P47\")),\"★\")","v":"★"},{"$f":"IFERROR(IF(INDIRECT($C$4&$C18&\"!N49\")=\"\",\"★\",INDIRECT($C$4&$C18&\"!N49\")),\"★\")","v":"★"},{"$f":"IFERROR(IF(INDIRECT($C$4&$C18&\"!P49\")=\"\",\"★\",INDIRECT($C$4&$C18&\"!P49\")),\"★\")","v":"★"},{"$f":"IFERROR(IF(INDIRECT($C$4&$C18&\"!N51\")=\"\",\"★\",INDIRECT($C$4&$C18&\"!N51\")),\"★\")","v":"★"},{"$f":"IFERROR(IF(INDIRECT($C$4&$C18&\"!P51\")=\"\",\"★\",INDIRECT($C$4&$C18&\"!P51\")),\"★\")","v":"★"},{"$f":"IFERROR(IF(INDIRECT($C$4&$C18&\"!N53\")=\"\",\"★\",INDIRECT($C$4&$C18&\"!N53\")),\"★\")","v":"★"},{"$f":"IFERROR(IF(INDIRECT($C$4&$C18&\"!P53\")=\"\",\"★\",INDIRECT($C$4&$C18&\"!P53\")),\"★\")","v":"★"},{"$f":"IFERROR(IF(INDIRECT($C$4&$C18&\"!N55\")=\"\",\"★\",INDIRECT($C$4&$C18&\"!N55\")),\"★\")","v":"★"},{"$f":"IFERROR(IF(INDIRECT($C$4&$C18&\"!P55\")=\"\",\"★\",INDIRECT($C$4&$C18&\"!P55\")),\"★\")","v":"★"},{"$f":"IFERROR(IF(INDIRECT($C$4&$C18&\"!N57\")=\"\",\"★\",INDIRECT($C$4&$C18&\"!N57\")),\"★\")","v":"★"},{"$f":"IFERROR(IF(INDIRECT($C$4&$C18&\"!P57\")=\"\",\"★\",INDIRECT($C$4&$C18&\"!P57\")),\"★\")","v":"★"},{"$f":"IFERROR(IF(INDIRECT($C$4&$C18&\"!N59\")=\"\",\"★\",INDIRECT($C$4&$C18&\"!N59\")),\"★\")","v":"★"},{"$f":"IFERROR(IF(INDIRECT($C$4&$C18&\"!P59\")=\"\",\"★\",INDIRECT($C$4&$C18&\"!P59\")),\"★\")","v":"★"},{"$f":"IFERROR(IF(INDIRECT($C$4&$C18&\"!N61\")=\"\",\"★\",INDIRECT($C$4&$C18&\"!N61\")),\"★\")","v":"★"},{"$f":"IFERROR(IF(INDIRECT($C$4&$C18&\"!P61\")=\"\",\"★\",INDIRECT($C$4&$C18&\"!P61\")),\"★\")","v":"★"},{"$f":"IFERROR(IF(INDIRECT($C$4&$C18&\"!G63\")=\"\",\"★\",INDIRECT($C$4&$C18&\"!G63\")),\"★\")","v":"★"},{"$f":"IFERROR(IF(INDIRECT($C$4&$C18&\"!R246\")=\"\",\"★\",INDIRECT($C$4&$C18&\"!R246\")),\"★\")","v":"★"},{"$f":"IFERROR(IF(INDIRECT($C$4&$C18&\"!H255\")=\"\",\"★\",INDIRECT($C$4&$C18&\"!H255\")),\"★\")","v":"★"},{"$f":"IFERROR(IF(INDIRECT($C$4&$C18&\"!B136\")=\"\",\"★\",INDIRECT($C$4&$C18&\"!B136\")),\"★\")","v":"★"},{"$f":"IFERROR(IF(INDIRECT($C$4&$C18&\"!B166\")=\"\",\"★\",INDIRECT($C$4&$C18&\"!B166\")),\"★\")","v":"★"},{"$f":"IFERROR(IF(INDIRECT($C$4&$C18&\"!B390\")=\"\",\"★\",INDIRECT($C$4&$C18&\"!B390\")),\"★\")","v":"★"},{"$f":"IFERROR(IF(INDIRECT($C$4&$C18&\"!B438\")=\"\",\"★\",INDIRECT($C$4&$C18&\"!B438\")),\"★\")","v":"★"},"end"]
[null,null,10,{"$f":"IFERROR(IF(INDIRECT($C$4&$C19&\"!C9\")=\"\",\"★\",INDIRECT($C$4&$C19&\"!C9\")),\"★\")","v":"★"},{"$f":"IFERROR(IF(INDIRECT($C$4&$C19&\"!G9\")=\"\",\"★\",INDIRECT($C$4&$C19&\"!G9\")),\"★\")","v":"★"},{"$f":"IFERROR(IF(INDIRECT($C$4&$C19&\"!AB11\")=\"\",\"★\",INDIRECT($C$4&$C19&\"!AB11\")),\"★\")","v":"★"},{"$f":"IFERROR(IF(INDIRECT($C$4&$C19&\"!AB13\")=\"\",\"★\",INDIRECT($C$4&$C19&\"!AB13\")),\"★\")","v":"★"},{"$f":"IFERROR(IF(INDIRECT($C$4&$C19&\"!G11\")=\"\",\"★\",INDIRECT($C$4&$C19&\"!G11\")),\"★\")","v":"★"},{"$f":"IFERROR(IF(INDIRECT($C$4&$C19&\"!Y9\")=\"\",\"★\",INDIRECT($C$4&$C19&\"!Y9\")),\"★\")","v":"★"},{"$f":"IFERROR(IF(INDIRECT($C$4&$C19&\"!AB9\")=\"\",\"★\",INDIRECT($C$4&$C19&\"!AB9\")),\"★\")","v":"★"},{"$f":"IFERROR(IF(INDIRECT($C$4&$C19&\"!G13\")=\"\",\"★\",INDIRECT($C$4&$C19&\"!G13\")),\"★\")","v":"★"},{"$f":"IFERROR(INDIRECT($C$4&$C19&\"!CM25\")*1,\"★\")","v":0},{"$f":"IFERROR(INDIRECT($C$4&$C19&\"!CM26\")*1,\"★\")","v":0},{"$f":"IFERROR(INDIRECT($C$4&$C19&\"!CM27\")*1,\"★\")","v":0},{"$f":"IFERROR(INDIRECT($C$4&$C19&\"!CM28\")*1,\"★\")","v":0},{"$f":"IFERROR(IF(INDIRECT($C$4&$C19&\"!K31\")=\"\",\"★\",INDIRECT($C$4&$C19&\"!K31\")),\"★\")","v":"★"},{"$f":"IFERROR(IF(INDIRECT($C$4&$C19&\"!K36\")=\"\",\"★\",INDIRECT($C$4&$C19&\"!K36\")),\"★\")","v":"★"},{"$f":"IFERROR(IF(INDIRECT($C$4&$C19&\"!K40\")=\"\",\"★\",INDIRECT($C$4&$C19&\"!K40\")),\"★\")","v":"★"},{"$f":"IFERROR(IF(INDIRECT($C$4&$C19&\"!N45\")=\"\",\"★\",INDIRECT($C$4&$C19&\"!N45\")),\"★\")","v":"★"},{"$f":"IFERROR(IF(INDIRECT($C$4&$C19&\"!P45\")=\"\",\"★\",INDIRECT($C$4&$C19&\"!P45\")),\"★\")","v":"★"},{"$f":"IFERROR(IF(INDIRECT($C$4&$C19&\"!N47\")=\"\",\"★\",INDIRECT($C$4&$C19&\"!N47\")),\"★\")","v":"★"},{"$f":"IFERROR(IF(INDIRECT($C$4&$C19&\"!P47\")=\"\",\"★\",INDIRECT($C$4&$C19&\"!P47\")),\"★\")","v":"★"},{"$f":"IFERROR(IF(INDIRECT($C$4&$C19&\"!N49\")=\"\",\"★\",INDIRECT($C$4&$C19&\"!N49\")),\"★\")","v":"★"},{"$f":"IFERROR(IF(INDIRECT($C$4&$C19&\"!P49\")=\"\",\"★\",INDIRECT($C$4&$C19&\"!P49\")),\"★\")","v":"★"},{"$f":"IFERROR(IF(INDIRECT($C$4&$C19&\"!N51\")=\"\",\"★\",INDIRECT($C$4&$C19&\"!N51\")),\"★\")","v":"★"},{"$f":"IFERROR(IF(INDIRECT($C$4&$C19&\"!P51\")=\"\",\"★\",INDIRECT($C$4&$C19&\"!P51\")),\"★\")","v":"★"},{"$f":"IFERROR(IF(INDIRECT($C$4&$C19&\"!N53\")=\"\",\"★\",INDIRECT($C$4&$C19&\"!N53\")),\"★\")","v":"★"},{"$f":"IFERROR(IF(INDIRECT($C$4&$C19&\"!P53\")=\"\",\"★\",INDIRECT($C$4&$C19&\"!P53\")),\"★\")","v":"★"},{"$f":"IFERROR(IF(INDIRECT($C$4&$C19&\"!N55\")=\"\",\"★\",INDIRECT($C$4&$C19&\"!N55\")),\"★\")","v":"★"},{"$f":"IFERROR(IF(INDIRECT($C$4&$C19&\"!P55\")=\"\",\"★\",INDIRECT($C$4&$C19&\"!P55\")),\"★\")","v":"★"},{"$f":"IFERROR(IF(INDIRECT($C$4&$C19&\"!N57\")=\"\",\"★\",INDIRECT($C$4&$C19&\"!N57\")),\"★\")","v":"★"},{"$f":"IFERROR(IF(INDIRECT($C$4&$C19&\"!P57\")=\"\",\"★\",INDIRECT($C$4&$C19&\"!P57\")),\"★\")","v":"★"},{"$f":"IFERROR(IF(INDIRECT($C$4&$C19&\"!N59\")=\"\",\"★\",INDIRECT($C$4&$C19&\"!N59\")),\"★\")","v":"★"},{"$f":"IFERROR(IF(INDIRECT($C$4&$C19&\"!P59\")=\"\",\"★\",INDIRECT($C$4&$C19&\"!P59\")),\"★\")","v":"★"},{"$f":"IFERROR(IF(INDIRECT($C$4&$C19&\"!N61\")=\"\",\"★\",INDIRECT($C$4&$C19&\"!N61\")),\"★\")","v":"★"},{"$f":"IFERROR(IF(INDIRECT($C$4&$C19&\"!P61\")=\"\",\"★\",INDIRECT($C$4&$C19&\"!P61\")),\"★\")","v":"★"},{"$f":"IFERROR(IF(INDIRECT($C$4&$C19&\"!G63\")=\"\",\"★\",INDIRECT($C$4&$C19&\"!G63\")),\"★\")","v":"★"},{"$f":"IFERROR(IF(INDIRECT($C$4&$C19&\"!R246\")=\"\",\"★\",INDIRECT($C$4&$C19&\"!R246\")),\"★\")","v":"★"},{"$f":"IFERROR(IF(INDIRECT($C$4&$C19&\"!H255\")=\"\",\"★\",INDIRECT($C$4&$C19&\"!H255\")),\"★\")","v":"★"},{"$f":"IFERROR(IF(INDIRECT($C$4&$C19&\"!B136\")=\"\",\"★\",INDIRECT($C$4&$C19&\"!B136\")),\"★\")","v":"★"},{"$f":"IFERROR(IF(INDIRECT($C$4&$C19&\"!B166\")=\"\",\"★\",INDIRECT($C$4&$C19&\"!B166\")),\"★\")","v":"★"},{"$f":"IFERROR(IF(INDIRECT($C$4&$C19&\"!B390\")=\"\",\"★\",INDIRECT($C$4&$C19&\"!B390\")),\"★\")","v":"★"},{"$f":"IFERROR(IF(INDIRECT($C$4&$C19&\"!B438\")=\"\",\"★\",INDIRECT($C$4&$C19&\"!B438\")),\"★\")","v":"★"},"end"]
[null,null,11,{"$f":"IFERROR(IF(INDIRECT($C$4&$C20&\"!C9\")=\"\",\"★\",INDIRECT($C$4&$C20&\"!C9\")),\"★\")","v":"★"},{"$f":"IFERROR(IF(INDIRECT($C$4&$C20&\"!G9\")=\"\",\"★\",INDIRECT($C$4&$C20&\"!G9\")),\"★\")","v":"★"},{"$f":"IFERROR(IF(INDIRECT($C$4&$C20&\"!AB11\")=\"\",\"★\",INDIRECT($C$4&$C20&\"!AB11\")),\"★\")","v":"★"},{"$f":"IFERROR(IF(INDIRECT($C$4&$C20&\"!AB13\")=\"\",\"★\",INDIRECT($C$4&$C20&\"!AB13\")),\"★\")","v":"★"},{"$f":"IFERROR(IF(INDIRECT($C$4&$C20&\"!G11\")=\"\",\"★\",INDIRECT($C$4&$C20&\"!G11\")),\"★\")","v":"★"},{"$f":"IFERROR(IF(INDIRECT($C$4&$C20&\"!Y9\")=\"\",\"★\",INDIRECT($C$4&$C20&\"!Y9\")),\"★\")","v":"★"},{"$f":"IFERROR(IF(INDIRECT($C$4&$C20&\"!AB9\")=\"\",\"★\",INDIRECT($C$4&$C20&\"!AB9\")),\"★\")","v":"★"},{"$f":"IFERROR(IF(INDIRECT($C$4&$C20&\"!G13\")=\"\",\"★\",INDIRECT($C$4&$C20&\"!G13\")),\"★\")","v":"★"},{"$f":"IFERROR(INDIRECT($C$4&$C20&\"!CM25\")*1,\"★\")","v":0},{"$f":"IFERROR(INDIRECT($C$4&$C20&\"!CM26\")*1,\"★\")","v":0},{"$f":"IFERROR(INDIRECT($C$4&$C20&\"!CM27\")*1,\"★\")","v":0},{"$f":"IFERROR(INDIRECT($C$4&$C20&\"!CM28\")*1,\"★\")","v":0},{"$f":"IFERROR(IF(INDIRECT($C$4&$C20&\"!K31\")=\"\",\"★\",INDIRECT($C$4&$C20&\"!K31\")),\"★\")","v":"★"},{"$f":"IFERROR(IF(INDIRECT($C$4&$C20&\"!K36\")=\"\",\"★\",INDIRECT($C$4&$C20&\"!K36\")),\"★\")","v":"★"},{"$f":"IFERROR(IF(INDIRECT($C$4&$C20&\"!K40\")=\"\",\"★\",INDIRECT($C$4&$C20&\"!K40\")),\"★\")","v":"★"},{"$f":"IFERROR(IF(INDIRECT($C$4&$C20&\"!N45\")=\"\",\"★\",INDIRECT($C$4&$C20&\"!N45\")),\"★\")","v":"★"},{"$f":"IFERROR(IF(INDIRECT($C$4&$C20&\"!P45\")=\"\",\"★\",INDIRECT($C$4&$C20&\"!P45\")),\"★\")","v":"★"},{"$f":"IFERROR(IF(INDIRECT($C$4&$C20&\"!N47\")=\"\",\"★\",INDIRECT($C$4&$C20&\"!N47\")),\"★\")","v":"★"},{"$f":"IFERROR(IF(INDIRECT($C$4&$C20&\"!P47\")=\"\",\"★\",INDIRECT($C$4&$C20&\"!P47\")),\"★\")","v":"★"},{"$f":"IFERROR(IF(INDIRECT($C$4&$C20&\"!N49\")=\"\",\"★\",INDIRECT($C$4&$C20&\"!N49\")),\"★\")","v":"★"},{"$f":"IFERROR(IF(INDIRECT($C$4&$C20&\"!P49\")=\"\",\"★\",INDIRECT($C$4&$C20&\"!P49\")),\"★\")","v":"★"},{"$f":"IFERROR(IF(INDIRECT($C$4&$C20&\"!N51\")=\"\",\"★\",INDIRECT($C$4&$C20&\"!N51\")),\"★\")","v":"★"},{"$f":"IFERROR(IF(INDIRECT($C$4&$C20&\"!P51\")=\"\",\"★\",INDIRECT($C$4&$C20&\"!P51\")),\"★\")","v":"★"},{"$f":"IFERROR(IF(INDIRECT($C$4&$C20&\"!N53\")=\"\",\"★\",INDIRECT($C$4&$C20&\"!N53\")),\"★\")","v":"★"},{"$f":"IFERROR(IF(INDIRECT($C$4&$C20&\"!P53\")=\"\",\"★\",INDIRECT($C$4&$C20&\"!P53\")),\"★\")","v":"★"},{"$f":"IFERROR(IF(INDIRECT($C$4&$C20&\"!N55\")=\"\",\"★\",INDIRECT($C$4&$C20&\"!N55\")),\"★\")","v":"★"},{"$f":"IFERROR(IF(INDIRECT($C$4&$C20&\"!P55\")=\"\",\"★\",INDIRECT($C$4&$C20&\"!P55\")),\"★\")","v":"★"},{"$f":"IFERROR(IF(INDIRECT($C$4&$C20&\"!N57\")=\"\",\"★\",INDIRECT($C$4&$C20&\"!N57\")),\"★\")","v":"★"},{"$f":"IFERROR(IF(INDIRECT($C$4&$C20&\"!P57\")=\"\",\"★\",INDIRECT($C$4&$C20&\"!P57\")),\"★\")","v":"★"},{"$f":"IFERROR(IF(INDIRECT($C$4&$C20&\"!N59\")=\"\",\"★\",INDIRECT($C$4&$C20&\"!N59\")),\"★\")","v":"★"},{"$f":"IFERROR(IF(INDIRECT($C$4&$C20&\"!P59\")=\"\",\"★\",INDIRECT($C$4&$C20&\"!P59\")),\"★\")","v":"★"},{"$f":"IFERROR(IF(INDIRECT($C$4&$C20&\"!N61\")=\"\",\"★\",INDIRECT($C$4&$C20&\"!N61\")),\"★\")","v":"★"},{"$f":"IFERROR(IF(INDIRECT($C$4&$C20&\"!P61\")=\"\",\"★\",INDIRECT($C$4&$C20&\"!P61\")),\"★\")","v":"★"},{"$f":"IFERROR(IF(INDIRECT($C$4&$C20&\"!G63\")=\"\",\"★\",INDIRECT($C$4&$C20&\"!G63\")),\"★\")","v":"★"},{"$f":"IFERROR(IF(INDIRECT($C$4&$C20&\"!R246\")=\"\",\"★\",INDIRECT($C$4&$C20&\"!R246\")),\"★\")","v":"★"},{"$f":"IFERROR(IF(INDIRECT($C$4&$C20&\"!H255\")=\"\",\"★\",INDIRECT($C$4&$C20&\"!H255\")),\"★\")","v":"★"},{"$f":"IFERROR(IF(INDIRECT($C$4&$C20&\"!B136\")=\"\",\"★\",INDIRECT($C$4&$C20&\"!B136\")),\"★\")","v":"★"},{"$f":"IFERROR(IF(INDIRECT($C$4&$C20&\"!B166\")=\"\",\"★\",INDIRECT($C$4&$C20&\"!B166\")),\"★\")","v":"★"},{"$f":"IFERROR(IF(INDIRECT($C$4&$C20&\"!B390\")=\"\",\"★\",INDIRECT($C$4&$C20&\"!B390\")),\"★\")","v":"★"},{"$f":"IFERROR(IF(INDIRECT($C$4&$C20&\"!B438\")=\"\",\"★\",INDIRECT($C$4&$C20&\"!B438\")),\"★\")","v":"★"},"end"]
[null,null,12,{"$f":"IFERROR(IF(INDIRECT($C$4&$C21&\"!C9\")=\"\",\"★\",INDIRECT($C$4&$C21&\"!C9\")),\"★\")","v":"★"},{"$f":"IFERROR(IF(INDIRECT($C$4&$C21&\"!G9\")=\"\",\"★\",INDIRECT($C$4&$C21&\"!G9\")),\"★\")","v":"★"},{"$f":"IFERROR(IF(INDIRECT($C$4&$C21&\"!AB11\")=\"\",\"★\",INDIRECT($C$4&$C21&\"!AB11\")),\"★\")","v":"★"},{"$f":"IFERROR(IF(INDIRECT($C$4&$C21&\"!AB13\")=\"\",\"★\",INDIRECT($C$4&$C21&\"!AB13\")),\"★\")","v":"★"},{"$f":"IFERROR(IF(INDIRECT($C$4&$C21&\"!G11\")=\"\",\"★\",INDIRECT($C$4&$C21&\"!G11\")),\"★\")","v":"★"},{"$f":"IFERROR(IF(INDIRECT($C$4&$C21&\"!Y9\")=\"\",\"★\",INDIRECT($C$4&$C21&\"!Y9\")),\"★\")","v":"★"},{"$f":"IFERROR(IF(INDIRECT($C$4&$C21&\"!AB9\")=\"\",\"★\",INDIRECT($C$4&$C21&\"!AB9\")),\"★\")","v":"★"},{"$f":"IFERROR(IF(INDIRECT($C$4&$C21&\"!G13\")=\"\",\"★\",INDIRECT($C$4&$C21&\"!G13\")),\"★\")","v":"★"},{"$f":"IFERROR(INDIRECT($C$4&$C21&\"!CM25\")*1,\"★\")","v":0},{"$f":"IFERROR(INDIRECT($C$4&$C21&\"!CM26\")*1,\"★\")","v":0},{"$f":"IFERROR(INDIRECT($C$4&$C21&\"!CM27\")*1,\"★\")","v":0},{"$f":"IFERROR(INDIRECT($C$4&$C21&\"!CM28\")*1,\"★\")","v":0},{"$f":"IFERROR(IF(INDIRECT($C$4&$C21&\"!K31\")=\"\",\"★\",INDIRECT($C$4&$C21&\"!K31\")),\"★\")","v":"★"},{"$f":"IFERROR(IF(INDIRECT($C$4&$C21&\"!K36\")=\"\",\"★\",INDIRECT($C$4&$C21&\"!K36\")),\"★\")","v":"★"},{"$f":"IFERROR(IF(INDIRECT($C$4&$C21&\"!K40\")=\"\",\"★\",INDIRECT($C$4&$C21&\"!K40\")),\"★\")","v":"★"},{"$f":"IFERROR(IF(INDIRECT($C$4&$C21&\"!N45\")=\"\",\"★\",INDIRECT($C$4&$C21&\"!N45\")),\"★\")","v":"★"},{"$f":"IFERROR(IF(INDIRECT($C$4&$C21&\"!P45\")=\"\",\"★\",INDIRECT($C$4&$C21&\"!P45\")),\"★\")","v":"★"},{"$f":"IFERROR(IF(INDIRECT($C$4&$C21&\"!N47\")=\"\",\"★\",INDIRECT($C$4&$C21&\"!N47\")),\"★\")","v":"★"},{"$f":"IFERROR(IF(INDIRECT($C$4&$C21&\"!P47\")=\"\",\"★\",INDIRECT($C$4&$C21&\"!P47\")),\"★\")","v":"★"},{"$f":"IFERROR(IF(INDIRECT($C$4&$C21&\"!N49\")=\"\",\"★\",INDIRECT($C$4&$C21&\"!N49\")),\"★\")","v":"★"},{"$f":"IFERROR(IF(INDIRECT($C$4&$C21&\"!P49\")=\"\",\"★\",INDIRECT($C$4&$C21&\"!P49\")),\"★\")","v":"★"},{"$f":"IFERROR(IF(INDIRECT($C$4&$C21&\"!N51\")=\"\",\"★\",INDIRECT($C$4&$C21&\"!N51\")),\"★\")","v":"★"},{"$f":"IFERROR(IF(INDIRECT($C$4&$C21&\"!P51\")=\"\",\"★\",INDIRECT($C$4&$C21&\"!P51\")),\"★\")","v":"★"},{"$f":"IFERROR(IF(INDIRECT($C$4&$C21&\"!N53\")=\"\",\"★\",INDIRECT($C$4&$C21&\"!N53\")),\"★\")","v":"★"},{"$f":"IFERROR(IF(INDIRECT($C$4&$C21&\"!P53\")=\"\",\"★\",INDIRECT($C$4&$C21&\"!P53\")),\"★\")","v":"★"},{"$f":"IFERROR(IF(INDIRECT($C$4&$C21&\"!N55\")=\"\",\"★\",INDIRECT($C$4&$C21&\"!N55\")),\"★\")","v":"★"},{"$f":"IFERROR(IF(INDIRECT($C$4&$C21&\"!P55\")=\"\",\"★\",INDIRECT($C$4&$C21&\"!P55\")),\"★\")","v":"★"},{"$f":"IFERROR(IF(INDIRECT($C$4&$C21&\"!N57\")=\"\",\"★\",INDIRECT($C$4&$C21&\"!N57\")),\"★\")","v":"★"},{"$f":"IFERROR(IF(INDIRECT($C$4&$C21&\"!P57\")=\"\",\"★\",INDIRECT($C$4&$C21&\"!P57\")),\"★\")","v":"★"},{"$f":"IFERROR(IF(INDIRECT($C$4&$C21&\"!N59\")=\"\",\"★\",INDIRECT($C$4&$C21&\"!N59\")),\"★\")","v":"★"},{"$f":"IFERROR(IF(INDIRECT($C$4&$C21&\"!P59\")=\"\",\"★\",INDIRECT($C$4&$C21&\"!P59\")),\"★\")","v":"★"},{"$f":"IFERROR(IF(INDIRECT($C$4&$C21&\"!N61\")=\"\",\"★\",INDIRECT($C$4&$C21&\"!N61\")),\"★\")","v":"★"},{"$f":"IFERROR(IF(INDIRECT($C$4&$C21&\"!P61\")=\"\",\"★\",INDIRECT($C$4&$C21&\"!P61\")),\"★\")","v":"★"},{"$f":"IFERROR(IF(INDIRECT($C$4&$C21&\"!G63\")=\"\",\"★\",INDIRECT($C$4&$C21&\"!G63\")),\"★\")","v":"★"},{"$f":"IFERROR(IF(INDIRECT($C$4&$C21&\"!R246\")=\"\",\"★\",INDIRECT($C$4&$C21&\"!R246\")),\"★\")","v":"★"},{"$f":"IFERROR(IF(INDIRECT($C$4&$C21&\"!H255\")=\"\",\"★\",INDIRECT($C$4&$C21&\"!H255\")),\"★\")","v":"★"},{"$f":"IFERROR(IF(INDIRECT($C$4&$C21&\"!B136\")=\"\",\"★\",INDIRECT($C$4&$C21&\"!B136\")),\"★\")","v":"★"},{"$f":"IFERROR(IF(INDIRECT($C$4&$C21&\"!B166\")=\"\",\"★\",INDIRECT($C$4&$C21&\"!B166\")),\"★\")","v":"★"},{"$f":"IFERROR(IF(INDIRECT($C$4&$C21&\"!B390\")=\"\",\"★\",INDIRECT($C$4&$C21&\"!B390\")),\"★\")","v":"★"},{"$f":"IFERROR(IF(INDIRECT($C$4&$C21&\"!B438\")=\"\",\"★\",INDIRECT($C$4&$C21&\"!B438\")),\"★\")","v":"★"},"end"]
[null,null,13,{"$f":"IFERROR(IF(INDIRECT($C$4&$C22&\"!C9\")=\"\",\"★\",INDIRECT($C$4&$C22&\"!C9\")),\"★\")","v":"★"},{"$f":"IFERROR(IF(INDIRECT($C$4&$C22&\"!G9\")=\"\",\"★\",INDIRECT($C$4&$C22&\"!G9\")),\"★\")","v":"★"},{"$f":"IFERROR(IF(INDIRECT($C$4&$C22&\"!AB11\")=\"\",\"★\",INDIRECT($C$4&$C22&\"!AB11\")),\"★\")","v":"★"},{"$f":"IFERROR(IF(INDIRECT($C$4&$C22&\"!AB13\")=\"\",\"★\",INDIRECT($C$4&$C22&\"!AB13\")),\"★\")","v":"★"},{"$f":"IFERROR(IF(INDIRECT($C$4&$C22&\"!G11\")=\"\",\"★\",INDIRECT($C$4&$C22&\"!G11\")),\"★\")","v":"★"},{"$f":"IFERROR(IF(INDIRECT($C$4&$C22&\"!Y9\")=\"\",\"★\",INDIRECT($C$4&$C22&\"!Y9\")),\"★\")","v":"★"},{"$f":"IFERROR(IF(INDIRECT($C$4&$C22&\"!AB9\")=\"\",\"★\",INDIRECT($C$4&$C22&\"!AB9\")),\"★\")","v":"★"},{"$f":"IFERROR(IF(INDIRECT($C$4&$C22&\"!G13\")=\"\",\"★\",INDIRECT($C$4&$C22&\"!G13\")),\"★\")","v":"★"},{"$f":"IFERROR(INDIRECT($C$4&$C22&\"!CM25\")*1,\"★\")","v":"★"},{"$f":"IFERROR(INDIRECT($C$4&$C22&\"!CM26\")*1,\"★\")","v":"★"},{"$f":"IFERROR(INDIRECT($C$4&$C22&\"!CM27\")*1,\"★\")","v":"★"},{"$f":"IFERROR(INDIRECT($C$4&$C22&\"!CM28\")*1,\"★\")","v":"★"},{"$f":"IFERROR(IF(INDIRECT($C$4&$C22&\"!K31\")=\"\",\"★\",INDIRECT($C$4&$C22&\"!K31\")),\"★\")","v":"★"},{"$f":"IFERROR(IF(INDIRECT($C$4&$C22&\"!K36\")=\"\",\"★\",INDIRECT($C$4&$C22&\"!K36\")),\"★\")","v":"★"},{"$f":"IFERROR(IF(INDIRECT($C$4&$C22&\"!K40\")=\"\",\"★\",INDIRECT($C$4&$C22&\"!K40\")),\"★\")","v":"★"},{"$f":"IFERROR(IF(INDIRECT($C$4&$C22&\"!N45\")=\"\",\"★\",INDIRECT($C$4&$C22&\"!N45\")),\"★\")","v":"★"},{"$f":"IFERROR(IF(INDIRECT($C$4&$C22&\"!P45\")=\"\",\"★\",INDIRECT($C$4&$C22&\"!P45\")),\"★\")","v":"★"},{"$f":"IFERROR(IF(INDIRECT($C$4&$C22&\"!N47\")=\"\",\"★\",INDIRECT($C$4&$C22&\"!N47\")),\"★\")","v":"★"},{"$f":"IFERROR(IF(INDIRECT($C$4&$C22&\"!P47\")=\"\",\"★\",INDIRECT($C$4&$C22&\"!P47\")),\"★\")","v":"★"},{"$f":"IFERROR(IF(INDIRECT($C$4&$C22&\"!N49\")=\"\",\"★\",INDIRECT($C$4&$C22&\"!N49\")),\"★\")","v":"★"},{"$f":"IFERROR(IF(INDIRECT($C$4&$C22&\"!P49\")=\"\",\"★\",INDIRECT($C$4&$C22&\"!P49\")),\"★\")","v":"★"},{"$f":"IFERROR(IF(INDIRECT($C$4&$C22&\"!N51\")=\"\",\"★\",INDIRECT($C$4&$C22&\"!N51\")),\"★\")","v":"★"},{"$f":"IFERROR(IF(INDIRECT($C$4&$C22&\"!P51\")=\"\",\"★\",INDIRECT($C$4&$C22&\"!P51\")),\"★\")","v":"★"},{"$f":"IFERROR(IF(INDIRECT($C$4&$C22&\"!N53\")=\"\",\"★\",INDIRECT($C$4&$C22&\"!N53\")),\"★\")","v":"★"},{"$f":"IFERROR(IF(INDIRECT($C$4&$C22&\"!P53\")=\"\",\"★\",INDIRECT($C$4&$C22&\"!P53\")),\"★\")","v":"★"},{"$f":"IFERROR(IF(INDIRECT($C$4&$C22&\"!N55\")=\"\",\"★\",INDIRECT($C$4&$C22&\"!N55\")),\"★\")","v":"★"},{"$f":"IFERROR(IF(INDIRECT($C$4&$C22&\"!P55\")=\"\",\"★\",INDIRECT($C$4&$C22&\"!P55\")),\"★\")","v":"★"},{"$f":"IFERROR(IF(INDIRECT($C$4&$C22&\"!N57\")=\"\",\"★\",INDIRECT($C$4&$C22&\"!N57\")),\"★\")","v":"★"},{"$f":"IFERROR(IF(INDIRECT($C$4&$C22&\"!P57\")=\"\",\"★\",INDIRECT($C$4&$C22&\"!P57\")),\"★\")","v":"★"},{"$f":"IFERROR(IF(INDIRECT($C$4&$C22&\"!N59\")=\"\",\"★\",INDIRECT($C$4&$C22&\"!N59\")),\"★\")","v":"★"},{"$f":"IFERROR(IF(INDIRECT($C$4&$C22&\"!P59\")=\"\",\"★\",INDIRECT($C$4&$C22&\"!P59\")),\"★\")","v":"★"},{"$f":"IFERROR(IF(INDIRECT($C$4&$C22&\"!N61\")=\"\",\"★\",INDIRECT($C$4&$C22&\"!N61\")),\"★\")","v":"★"},{"$f":"IFERROR(IF(INDIRECT($C$4&$C22&\"!P61\")=\"\",\"★\",INDIRECT($C$4&$C22&\"!P61\")),\"★\")","v":"★"},{"$f":"IFERROR(IF(INDIRECT($C$4&$C22&\"!G63\")=\"\",\"★\",INDIRECT($C$4&$C22&\"!G63\")),\"★\")","v":"★"},{"$f":"IFERROR(IF(INDIRECT($C$4&$C22&\"!R246\")=\"\",\"★\",INDIRECT($C$4&$C22&\"!R246\")),\"★\")","v":"★"},{"$f":"IFERROR(IF(INDIRECT($C$4&$C22&\"!H255\")=\"\",\"★\",INDIRECT($C$4&$C22&\"!H255\")),\"★\")","v":"★"},{"$f":"IFERROR(IF(INDIRECT($C$4&$C22&\"!B136\")=\"\",\"★\",INDIRECT($C$4&$C22&\"!B136\")),\"★\")","v":"★"},{"$f":"IFERROR(IF(INDIRECT($C$4&$C22&\"!B166\")=\"\",\"★\",INDIRECT($C$4&$C22&\"!B166\")),\"★\")","v":"★"},{"$f":"IFERROR(IF(INDIRECT($C$4&$C22&\"!B390\")=\"\",\"★\",INDIRECT($C$4&$C22&\"!B390\")),\"★\")","v":"★"},{"$f":"IFERROR(IF(INDIRECT($C$4&$C22&\"!B438\")=\"\",\"★\",INDIRECT($C$4&$C22&\"!B438\")),\"★\")","v":"★"},"end"]
[null,null,14,{"$f":"IFERROR(IF(INDIRECT($C$4&$C23&\"!C9\")=\"\",\"★\",INDIRECT($C$4&$C23&\"!C9\")),\"★\")","v":"★"},{"$f":"IFERROR(IF(INDIRECT($C$4&$C23&\"!G9\")=\"\",\"★\",INDIRECT($C$4&$C23&\"!G9\")),\"★\")","v":"★"},{"$f":"IFERROR(IF(INDIRECT($C$4&$C23&\"!AB11\")=\"\",\"★\",INDIRECT($C$4&$C23&\"!AB11\")),\"★\")","v":"★"},{"$f":"IFERROR(IF(INDIRECT($C$4&$C23&\"!AB13\")=\"\",\"★\",INDIRECT($C$4&$C23&\"!AB13\")),\"★\")","v":"★"},{"$f":"IFERROR(IF(INDIRECT($C$4&$C23&\"!G11\")=\"\",\"★\",INDIRECT($C$4&$C23&\"!G11\")),\"★\")","v":"★"},{"$f":"IFERROR(IF(INDIRECT($C$4&$C23&\"!Y9\")=\"\",\"★\",INDIRECT($C$4&$C23&\"!Y9\")),\"★\")","v":"★"},{"$f":"IFERROR(IF(INDIRECT($C$4&$C23&\"!AB9\")=\"\",\"★\",INDIRECT($C$4&$C23&\"!AB9\")),\"★\")","v":"★"},{"$f":"IFERROR(IF(INDIRECT($C$4&$C23&\"!G13\")=\"\",\"★\",INDIRECT($C$4&$C23&\"!G13\")),\"★\")","v":"★"},{"$f":"IFERROR(INDIRECT($C$4&$C23&\"!CM25\")*1,\"★\")","v":"★"},{"$f":"IFERROR(INDIRECT($C$4&$C23&\"!CM26\")*1,\"★\")","v":"★"},{"$f":"IFERROR(INDIRECT($C$4&$C23&\"!CM27\")*1,\"★\")","v":"★"},{"$f":"IFERROR(INDIRECT($C$4&$C23&\"!CM28\")*1,\"★\")","v":"★"},{"$f":"IFERROR(IF(INDIRECT($C$4&$C23&\"!K31\")=\"\",\"★\",INDIRECT($C$4&$C23&\"!K31\")),\"★\")","v":"★"},{"$f":"IFERROR(IF(INDIRECT($C$4&$C23&\"!K36\")=\"\",\"★\",INDIRECT($C$4&$C23&\"!K36\")),\"★\")","v":"★"},{"$f":"IFERROR(IF(INDIRECT($C$4&$C23&\"!K40\")=\"\",\"★\",INDIRECT($C$4&$C23&\"!K40\")),\"★\")","v":"★"},{"$f":"IFERROR(IF(INDIRECT($C$4&$C23&\"!N45\")=\"\",\"★\",INDIRECT($C$4&$C23&\"!N45\")),\"★\")","v":"★"},{"$f":"IFERROR(IF(INDIRECT($C$4&$C23&\"!P45\")=\"\",\"★\",INDIRECT($C$4&$C23&\"!P45\")),\"★\")","v":"★"},{"$f":"IFERROR(IF(INDIRECT($C$4&$C23&\"!N47\")=\"\",\"★\",INDIRECT($C$4&$C23&\"!N47\")),\"★\")","v":"★"},{"$f":"IFERROR(IF(INDIRECT($C$4&$C23&\"!P47\")=\"\",\"★\",INDIRECT($C$4&$C23&\"!P47\")),\"★\")","v":"★"},{"$f":"IFERROR(IF(INDIRECT($C$4&$C23&\"!N49\")=\"\",\"★\",INDIRECT($C$4&$C23&\"!N49\")),\"★\")","v":"★"},{"$f":"IFERROR(IF(INDIRECT($C$4&$C23&\"!P49\")=\"\",\"★\",INDIRECT($C$4&$C23&\"!P49\")),\"★\")","v":"★"},{"$f":"IFERROR(IF(INDIRECT($C$4&$C23&\"!N51\")=\"\",\"★\",INDIRECT($C$4&$C23&\"!N51\")),\"★\")","v":"★"},{"$f":"IFERROR(IF(INDIRECT($C$4&$C23&\"!P51\")=\"\",\"★\",INDIRECT($C$4&$C23&\"!P51\")),\"★\")","v":"★"},{"$f":"IFERROR(IF(INDIRECT($C$4&$C23&\"!N53\")=\"\",\"★\",INDIRECT($C$4&$C23&\"!N53\")),\"★\")","v":"★"},{"$f":"IFERROR(IF(INDIRECT($C$4&$C23&\"!P53\")=\"\",\"★\",INDIRECT($C$4&$C23&\"!P53\")),\"★\")","v":"★"},{"$f":"IFERROR(IF(INDIRECT($C$4&$C23&\"!N55\")=\"\",\"★\",INDIRECT($C$4&$C23&\"!N55\")),\"★\")","v":"★"},{"$f":"IFERROR(IF(INDIRECT($C$4&$C23&\"!P55\")=\"\",\"★\",INDIRECT($C$4&$C23&\"!P55\")),\"★\")","v":"★"},{"$f":"IFERROR(IF(INDIRECT($C$4&$C23&\"!N57\")=\"\",\"★\",INDIRECT($C$4&$C23&\"!N57\")),\"★\")","v":"★"},{"$f":"IFERROR(IF(INDIRECT($C$4&$C23&\"!P57\")=\"\",\"★\",INDIRECT($C$4&$C23&\"!P57\")),\"★\")","v":"★"},{"$f":"IFERROR(IF(INDIRECT($C$4&$C23&\"!N59\")=\"\",\"★\",INDIRECT($C$4&$C23&\"!N59\")),\"★\")","v":"★"},{"$f":"IFERROR(IF(INDIRECT($C$4&$C23&\"!P59\")=\"\",\"★\",INDIRECT($C$4&$C23&\"!P59\")),\"★\")","v":"★"},{"$f":"IFERROR(IF(INDIRECT($C$4&$C23&\"!N61\")=\"\",\"★\",INDIRECT($C$4&$C23&\"!N61\")),\"★\")","v":"★"},{"$f":"IFERROR(IF(INDIRECT($C$4&$C23&\"!P61\")=\"\",\"★\",INDIRECT($C$4&$C23&\"!P61\")),\"★\")","v":"★"},{"$f":"IFERROR(IF(INDIRECT($C$4&$C23&\"!G63\")=\"\",\"★\",INDIRECT($C$4&$C23&\"!G63\")),\"★\")","v":"★"},{"$f":"IFERROR(IF(INDIRECT($C$4&$C23&\"!R246\")=\"\",\"★\",INDIRECT($C$4&$C23&\"!R246\")),\"★\")","v":"★"},{"$f":"IFERROR(IF(INDIRECT($C$4&$C23&\"!H255\")=\"\",\"★\",INDIRECT($C$4&$C23&\"!H255\")),\"★\")","v":"★"},{"$f":"IFERROR(IF(INDIRECT($C$4&$C23&\"!B136\")=\"\",\"★\",INDIRECT($C$4&$C23&\"!B136\")),\"★\")","v":"★"},{"$f":"IFERROR(IF(INDIRECT($C$4&$C23&\"!B166\")=\"\",\"★\",INDIRECT($C$4&$C23&\"!B166\")),\"★\")","v":"★"},{"$f":"IFERROR(IF(INDIRECT($C$4&$C23&\"!B390\")=\"\",\"★\",INDIRECT($C$4&$C23&\"!B390\")),\"★\")","v":"★"},{"$f":"IFERROR(IF(INDIRECT($C$4&$C23&\"!B438\")=\"\",\"★\",INDIRECT($C$4&$C23&\"!B438\")),\"★\")","v":"★"},"end"]
[null,null,15,{"$f":"IFERROR(IF(INDIRECT($C$4&$C24&\"!C9\")=\"\",\"★\",INDIRECT($C$4&$C24&\"!C9\")),\"★\")","v":"★"},{"$f":"IFERROR(IF(INDIRECT($C$4&$C24&\"!G9\")=\"\",\"★\",INDIRECT($C$4&$C24&\"!G9\")),\"★\")","v":"★"},{"$f":"IFERROR(IF(INDIRECT($C$4&$C24&\"!AB11\")=\"\",\"★\",INDIRECT($C$4&$C24&\"!AB11\")),\"★\")","v":"★"},{"$f":"IFERROR(IF(INDIRECT($C$4&$C24&\"!AB13\")=\"\",\"★\",INDIRECT($C$4&$C24&\"!AB13\")),\"★\")","v":"★"},{"$f":"IFERROR(IF(INDIRECT($C$4&$C24&\"!G11\")=\"\",\"★\",INDIRECT($C$4&$C24&\"!G11\")),\"★\")","v":"★"},{"$f":"IFERROR(IF(INDIRECT($C$4&$C24&\"!Y9\")=\"\",\"★\",INDIRECT($C$4&$C24&\"!Y9\")),\"★\")","v":"★"},{"$f":"IFERROR(IF(INDIRECT($C$4&$C24&\"!AB9\")=\"\",\"★\",INDIRECT($C$4&$C24&\"!AB9\")),\"★\")","v":"★"},{"$f":"IFERROR(IF(INDIRECT($C$4&$C24&\"!G13\")=\"\",\"★\",INDIRECT($C$4&$C24&\"!G13\")),\"★\")","v":"★"},{"$f":"IFERROR(INDIRECT($C$4&$C24&\"!CM25\")*1,\"★\")","v":"★"},{"$f":"IFERROR(INDIRECT($C$4&$C24&\"!CM26\")*1,\"★\")","v":"★"},{"$f":"IFERROR(INDIRECT($C$4&$C24&\"!CM27\")*1,\"★\")","v":"★"},{"$f":"IFERROR(INDIRECT($C$4&$C24&\"!CM28\")*1,\"★\")","v":"★"},{"$f":"IFERROR(IF(INDIRECT($C$4&$C24&\"!K31\")=\"\",\"★\",INDIRECT($C$4&$C24&\"!K31\")),\"★\")","v":"★"},{"$f":"IFERROR(IF(INDIRECT($C$4&$C24&\"!K36\")=\"\",\"★\",INDIRECT($C$4&$C24&\"!K36\")),\"★\")","v":"★"},{"$f":"IFERROR(IF(INDIRECT($C$4&$C24&\"!K40\")=\"\",\"★\",INDIRECT($C$4&$C24&\"!K40\")),\"★\")","v":"★"},{"$f":"IFERROR(IF(INDIRECT($C$4&$C24&\"!N45\")=\"\",\"★\",INDIRECT($C$4&$C24&\"!N45\")),\"★\")","v":"★"},{"$f":"IFERROR(IF(INDIRECT($C$4&$C24&\"!P45\")=\"\",\"★\",INDIRECT($C$4&$C24&\"!P45\")),\"★\")","v":"★"},{"$f":"IFERROR(IF(INDIRECT($C$4&$C24&\"!N47\")=\"\",\"★\",INDIRECT($C$4&$C24&\"!N47\")),\"★\")","v":"★"},{"$f":"IFERROR(IF(INDIRECT($C$4&$C24&\"!P47\")=\"\",\"★\",INDIRECT($C$4&$C24&\"!P47\")),\"★\")","v":"★"},{"$f":"IFERROR(IF(INDIRECT($C$4&$C24&\"!N49\")=\"\",\"★\",INDIRECT($C$4&$C24&\"!N49\")),\"★\")","v":"★"},{"$f":"IFERROR(IF(INDIRECT($C$4&$C24&\"!P49\")=\"\",\"★\",INDIRECT($C$4&$C24&\"!P49\")),\"★\")","v":"★"},{"$f":"IFERROR(IF(INDIRECT($C$4&$C24&\"!N51\")=\"\",\"★\",INDIRECT($C$4&$C24&\"!N51\")),\"★\")","v":"★"},{"$f":"IFERROR(IF(INDIRECT($C$4&$C24&\"!P51\")=\"\",\"★\",INDIRECT($C$4&$C24&\"!P51\")),\"★\")","v":"★"},{"$f":"IFERROR(IF(INDIRECT($C$4&$C24&\"!N53\")=\"\",\"★\",INDIRECT($C$4&$C24&\"!N53\")),\"★\")","v":"★"},{"$f":"IFERROR(IF(INDIRECT($C$4&$C24&\"!P53\")=\"\",\"★\",INDIRECT($C$4&$C24&\"!P53\")),\"★\")","v":"★"},{"$f":"IFERROR(IF(INDIRECT($C$4&$C24&\"!N55\")=\"\",\"★\",INDIRECT($C$4&$C24&\"!N55\")),\"★\")","v":"★"},{"$f":"IFERROR(IF(INDIRECT($C$4&$C24&\"!P55\")=\"\",\"★\",INDIRECT($C$4&$C24&\"!P55\")),\"★\")","v":"★"},{"$f":"IFERROR(IF(INDIRECT($C$4&$C24&\"!N57\")=\"\",\"★\",INDIRECT($C$4&$C24&\"!N57\")),\"★\")","v":"★"},{"$f":"IFERROR(IF(INDIRECT($C$4&$C24&\"!P57\")=\"\",\"★\",INDIRECT($C$4&$C24&\"!P57\")),\"★\")","v":"★"},{"$f":"IFERROR(IF(INDIRECT($C$4&$C24&\"!N59\")=\"\",\"★\",INDIRECT($C$4&$C24&\"!N59\")),\"★\")","v":"★"},{"$f":"IFERROR(IF(INDIRECT($C$4&$C24&\"!P59\")=\"\",\"★\",INDIRECT($C$4&$C24&\"!P59\")),\"★\")","v":"★"},{"$f":"IFERROR(IF(INDIRECT($C$4&$C24&\"!N61\")=\"\",\"★\",INDIRECT($C$4&$C24&\"!N61\")),\"★\")","v":"★"},{"$f":"IFERROR(IF(INDIRECT($C$4&$C24&\"!P61\")=\"\",\"★\",INDIRECT($C$4&$C24&\"!P61\")),\"★\")","v":"★"},{"$f":"IFERROR(IF(INDIRECT($C$4&$C24&\"!G63\")=\"\",\"★\",INDIRECT($C$4&$C24&\"!G63\")),\"★\")","v":"★"},{"$f":"IFERROR(IF(INDIRECT($C$4&$C24&\"!R246\")=\"\",\"★\",INDIRECT($C$4&$C24&\"!R246\")),\"★\")","v":"★"},{"$f":"IFERROR(IF(INDIRECT($C$4&$C24&\"!H255\")=\"\",\"★\",INDIRECT($C$4&$C24&\"!H255\")),\"★\")","v":"★"},{"$f":"IFERROR(IF(INDIRECT($C$4&$C24&\"!B136\")=\"\",\"★\",INDIRECT($C$4&$C24&\"!B136\")),\"★\")","v":"★"},{"$f":"IFERROR(IF(INDIRECT($C$4&$C24&\"!B166\")=\"\",\"★\",INDIRECT($C$4&$C24&\"!B166\")),\"★\")","v":"★"},{"$f":"IFERROR(IF(INDIRECT($C$4&$C24&\"!B390\")=\"\",\"★\",INDIRECT($C$4&$C24&\"!B390\")),\"★\")","v":"★"},{"$f":"IFERROR(IF(INDIRECT($C$4&$C24&\"!B438\")=\"\",\"★\",INDIRECT($C$4&$C24&\"!B438\")),\"★\")","v":"★"},"end"]
[null,null,16,{"$f":"IFERROR(IF(INDIRECT($C$4&$C25&\"!C9\")=\"\",\"★\",INDIRECT($C$4&$C25&\"!C9\")),\"★\")","v":"★"},{"$f":"IFERROR(IF(INDIRECT($C$4&$C25&\"!G9\")=\"\",\"★\",INDIRECT($C$4&$C25&\"!G9\")),\"★\")","v":"★"},{"$f":"IFERROR(IF(INDIRECT($C$4&$C25&\"!AB11\")=\"\",\"★\",INDIRECT($C$4&$C25&\"!AB11\")),\"★\")","v":"★"},{"$f":"IFERROR(IF(INDIRECT($C$4&$C25&\"!AB13\")=\"\",\"★\",INDIRECT($C$4&$C25&\"!AB13\")),\"★\")","v":"★"},{"$f":"IFERROR(IF(INDIRECT($C$4&$C25&\"!G11\")=\"\",\"★\",INDIRECT($C$4&$C25&\"!G11\")),\"★\")","v":"★"},{"$f":"IFERROR(IF(INDIRECT($C$4&$C25&\"!Y9\")=\"\",\"★\",INDIRECT($C$4&$C25&\"!Y9\")),\"★\")","v":"★"},{"$f":"IFERROR(IF(INDIRECT($C$4&$C25&\"!AB9\")=\"\",\"★\",INDIRECT($C$4&$C25&\"!AB9\")),\"★\")","v":"★"},{"$f":"IFERROR(IF(INDIRECT($C$4&$C25&\"!G13\")=\"\",\"★\",INDIRECT($C$4&$C25&\"!G13\")),\"★\")","v":"★"},{"$f":"IFERROR(INDIRECT($C$4&$C25&\"!CM25\")*1,\"★\")","v":"★"},{"$f":"IFERROR(INDIRECT($C$4&$C25&\"!CM26\")*1,\"★\")","v":"★"},{"$f":"IFERROR(INDIRECT($C$4&$C25&\"!CM27\")*1,\"★\")","v":"★"},{"$f":"IFERROR(INDIRECT($C$4&$C25&\"!CM28\")*1,\"★\")","v":"★"},{"$f":"IFERROR(IF(INDIRECT($C$4&$C25&\"!K31\")=\"\",\"★\",INDIRECT($C$4&$C25&\"!K31\")),\"★\")","v":"★"},{"$f":"IFERROR(IF(INDIRECT($C$4&$C25&\"!K36\")=\"\",\"★\",INDIRECT($C$4&$C25&\"!K36\")),\"★\")","v":"★"},{"$f":"IFERROR(IF(INDIRECT($C$4&$C25&\"!K40\")=\"\",\"★\",INDIRECT($C$4&$C25&\"!K40\")),\"★\")","v":"★"},{"$f":"IFERROR(IF(INDIRECT($C$4&$C25&\"!N45\")=\"\",\"★\",INDIRECT($C$4&$C25&\"!N45\")),\"★\")","v":"★"},{"$f":"IFERROR(IF(INDIRECT($C$4&$C25&\"!P45\")=\"\",\"★\",INDIRECT($C$4&$C25&\"!P45\")),\"★\")","v":"★"},{"$f":"IFERROR(IF(INDIRECT($C$4&$C25&\"!N47\")=\"\",\"★\",INDIRECT($C$4&$C25&\"!N47\")),\"★\")","v":"★"},{"$f":"IFERROR(IF(INDIRECT($C$4&$C25&\"!P47\")=\"\",\"★\",INDIRECT($C$4&$C25&\"!P47\")),\"★\")","v":"★"},{"$f":"IFERROR(IF(INDIRECT($C$4&$C25&\"!N49\")=\"\",\"★\",INDIRECT($C$4&$C25&\"!N49\")),\"★\")","v":"★"},{"$f":"IFERROR(IF(INDIRECT($C$4&$C25&\"!P49\")=\"\",\"★\",INDIRECT($C$4&$C25&\"!P49\")),\"★\")","v":"★"},{"$f":"IFERROR(IF(INDIRECT($C$4&$C25&\"!N51\")=\"\",\"★\",INDIRECT($C$4&$C25&\"!N51\")),\"★\")","v":"★"},{"$f":"IFERROR(IF(INDIRECT($C$4&$C25&\"!P51\")=\"\",\"★\",INDIRECT($C$4&$C25&\"!P51\")),\"★\")","v":"★"},{"$f":"IFERROR(IF(INDIRECT($C$4&$C25&\"!N53\")=\"\",\"★\",INDIRECT($C$4&$C25&\"!N53\")),\"★\")","v":"★"},{"$f":"IFERROR(IF(INDIRECT($C$4&$C25&\"!P53\")=\"\",\"★\",INDIRECT($C$4&$C25&\"!P53\")),\"★\")","v":"★"},{"$f":"IFERROR(IF(INDIRECT($C$4&$C25&\"!N55\")=\"\",\"★\",INDIRECT($C$4&$C25&\"!N55\")),\"★\")","v":"★"},{"$f":"IFERROR(IF(INDIRECT($C$4&$C25&\"!P55\")=\"\",\"★\",INDIRECT($C$4&$C25&\"!P55\")),\"★\")","v":"★"},{"$f":"IFERROR(IF(INDIRECT($C$4&$C25&\"!N57\")=\"\",\"★\",INDIRECT($C$4&$C25&\"!N57\")),\"★\")","v":"★"},{"$f":"IFERROR(IF(INDIRECT($C$4&$C25&\"!P57\")=\"\",\"★\",INDIRECT($C$4&$C25&\"!P57\")),\"★\")","v":"★"},{"$f":"IFERROR(IF(INDIRECT($C$4&$C25&\"!N59\")=\"\",\"★\",INDIRECT($C$4&$C25&\"!N59\")),\"★\")","v":"★"},{"$f":"IFERROR(IF(INDIRECT($C$4&$C25&\"!P59\")=\"\",\"★\",INDIRECT($C$4&$C25&\"!P59\")),\"★\")","v":"★"},{"$f":"IFERROR(IF(INDIRECT($C$4&$C25&\"!N61\")=\"\",\"★\",INDIRECT($C$4&$C25&\"!N61\")),\"★\")","v":"★"},{"$f":"IFERROR(IF(INDIRECT($C$4&$C25&\"!P61\")=\"\",\"★\",INDIRECT($C$4&$C25&\"!P61\")),\"★\")","v":"★"},{"$f":"IFERROR(IF(INDIRECT($C$4&$C25&\"!G63\")=\"\",\"★\",INDIRECT($C$4&$C25&\"!G63\")),\"★\")","v":"★"},{"$f":"IFERROR(IF(INDIRECT($C$4&$C25&\"!R246\")=\"\",\"★\",INDIRECT($C$4&$C25&\"!R246\")),\"★\")","v":"★"},{"$f":"IFERROR(IF(INDIRECT($C$4&$C25&\"!H255\")=\"\",\"★\",INDIRECT($C$4&$C25&\"!H255\")),\"★\")","v":"★"},{"$f":"IFERROR(IF(INDIRECT($C$4&$C25&\"!B136\")=\"\",\"★\",INDIRECT($C$4&$C25&\"!B136\")),\"★\")","v":"★"},{"$f":"IFERROR(IF(INDIRECT($C$4&$C25&\"!B166\")=\"\",\"★\",INDIRECT($C$4&$C25&\"!B166\")),\"★\")","v":"★"},{"$f":"IFERROR(IF(INDIRECT($C$4&$C25&\"!B390\")=\"\",\"★\",INDIRECT($C$4&$C25&\"!B390\")),\"★\")","v":"★"},{"$f":"IFERROR(IF(INDIRECT($C$4&$C25&\"!B438\")=\"\",\"★\",INDIRECT($C$4&$C25&\"!B438\")),\"★\")","v":"★"},"end"]
[null,null,17,{"$f":"IFERROR(IF(INDIRECT($C$4&$C26&\"!C9\")=\"\",\"★\",INDIRECT($C$4&$C26&\"!C9\")),\"★\")","v":"★"},{"$f":"IFERROR(IF(INDIRECT($C$4&$C26&\"!G9\")=\"\",\"★\",INDIRECT($C$4&$C26&\"!G9\")),\"★\")","v":"★"},{"$f":"IFERROR(IF(INDIRECT($C$4&$C26&\"!AB11\")=\"\",\"★\",INDIRECT($C$4&$C26&\"!AB11\")),\"★\")","v":"★"},{"$f":"IFERROR(IF(INDIRECT($C$4&$C26&\"!AB13\")=\"\",\"★\",INDIRECT($C$4&$C26&\"!AB13\")),\"★\")","v":"★"},{"$f":"IFERROR(IF(INDIRECT($C$4&$C26&\"!G11\")=\"\",\"★\",INDIRECT($C$4&$C26&\"!G11\")),\"★\")","v":"★"},{"$f":"IFERROR(IF(INDIRECT($C$4&$C26&\"!Y9\")=\"\",\"★\",INDIRECT($C$4&$C26&\"!Y9\")),\"★\")","v":"★"},{"$f":"IFERROR(IF(INDIRECT($C$4&$C26&\"!AB9\")=\"\",\"★\",INDIRECT($C$4&$C26&\"!AB9\")),\"★\")","v":"★"},{"$f":"IFERROR(IF(INDIRECT($C$4&$C26&\"!G13\")=\"\",\"★\",INDIRECT($C$4&$C26&\"!G13\")),\"★\")","v":"★"},{"$f":"IFERROR(INDIRECT($C$4&$C26&\"!CM25\")*1,\"★\")","v":"★"},{"$f":"IFERROR(INDIRECT($C$4&$C26&\"!CM26\")*1,\"★\")","v":"★"},{"$f":"IFERROR(INDIRECT($C$4&$C26&\"!CM27\")*1,\"★\")","v":"★"},{"$f":"IFERROR(INDIRECT($C$4&$C26&\"!CM28\")*1,\"★\")","v":"★"},{"$f":"IFERROR(IF(INDIRECT($C$4&$C26&\"!K31\")=\"\",\"★\",INDIRECT($C$4&$C26&\"!K31\")),\"★\")","v":"★"},{"$f":"IFERROR(IF(INDIRECT($C$4&$C26&\"!K36\")=\"\",\"★\",INDIRECT($C$4&$C26&\"!K36\")),\"★\")","v":"★"},{"$f":"IFERROR(IF(INDIRECT($C$4&$C26&\"!K40\")=\"\",\"★\",INDIRECT($C$4&$C26&\"!K40\")),\"★\")","v":"★"},{"$f":"IFERROR(IF(INDIRECT($C$4&$C26&\"!N45\")=\"\",\"★\",INDIRECT($C$4&$C26&\"!N45\")),\"★\")","v":"★"},{"$f":"IFERROR(IF(INDIRECT($C$4&$C26&\"!P45\")=\"\",\"★\",INDIRECT($C$4&$C26&\"!P45\")),\"★\")","v":"★"},{"$f":"IFERROR(IF(INDIRECT($C$4&$C26&\"!N47\")=\"\",\"★\",INDIRECT($C$4&$C26&\"!N47\")),\"★\")","v":"★"},{"$f":"IFERROR(IF(INDIRECT($C$4&$C26&\"!P47\")=\"\",\"★\",INDIRECT($C$4&$C26&\"!P47\")),\"★\")","v":"★"},{"$f":"IFERROR(IF(INDIRECT($C$4&$C26&\"!N49\")=\"\",\"★\",INDIRECT($C$4&$C26&\"!N49\")),\"★\")","v":"★"},{"$f":"IFERROR(IF(INDIRECT($C$4&$C26&\"!P49\")=\"\",\"★\",INDIRECT($C$4&$C26&\"!P49\")),\"★\")","v":"★"},{"$f":"IFERROR(IF(INDIRECT($C$4&$C26&\"!N51\")=\"\",\"★\",INDIRECT($C$4&$C26&\"!N51\")),\"★\")","v":"★"},{"$f":"IFERROR(IF(INDIRECT($C$4&$C26&\"!P51\")=\"\",\"★\",INDIRECT($C$4&$C26&\"!P51\")),\"★\")","v":"★"},{"$f":"IFERROR(IF(INDIRECT($C$4&$C26&\"!N53\")=\"\",\"★\",INDIRECT($C$4&$C26&\"!N53\")),\"★\")","v":"★"},{"$f":"IFERROR(IF(INDIRECT($C$4&$C26&\"!P53\")=\"\",\"★\",INDIRECT($C$4&$C26&\"!P53\")),\"★\")","v":"★"},{"$f":"IFERROR(IF(INDIRECT($C$4&$C26&\"!N55\")=\"\",\"★\",INDIRECT($C$4&$C26&\"!N55\")),\"★\")","v":"★"},{"$f":"IFERROR(IF(INDIRECT($C$4&$C26&\"!P55\")=\"\",\"★\",INDIRECT($C$4&$C26&\"!P55\")),\"★\")","v":"★"},{"$f":"IFERROR(IF(INDIRECT($C$4&$C26&\"!N57\")=\"\",\"★\",INDIRECT($C$4&$C26&\"!N57\")),\"★\")","v":"★"},{"$f":"IFERROR(IF(INDIRECT($C$4&$C26&\"!P57\")=\"\",\"★\",INDIRECT($C$4&$C26&\"!P57\")),\"★\")","v":"★"},{"$f":"IFERROR(IF(INDIRECT($C$4&$C26&\"!N59\")=\"\",\"★\",INDIRECT($C$4&$C26&\"!N59\")),\"★\")","v":"★"},{"$f":"IFERROR(IF(INDIRECT($C$4&$C26&\"!P59\")=\"\",\"★\",INDIRECT($C$4&$C26&\"!P59\")),\"★\")","v":"★"},{"$f":"IFERROR(IF(INDIRECT($C$4&$C26&\"!N61\")=\"\",\"★\",INDIRECT($C$4&$C26&\"!N61\")),\"★\")","v":"★"},{"$f":"IFERROR(IF(INDIRECT($C$4&$C26&\"!P61\")=\"\",\"★\",INDIRECT($C$4&$C26&\"!P61\")),\"★\")","v":"★"},{"$f":"IFERROR(IF(INDIRECT($C$4&$C26&\"!G63\")=\"\",\"★\",INDIRECT($C$4&$C26&\"!G63\")),\"★\")","v":"★"},{"$f":"IFERROR(IF(INDIRECT($C$4&$C26&\"!R246\")=\"\",\"★\",INDIRECT($C$4&$C26&\"!R246\")),\"★\")","v":"★"},{"$f":"IFERROR(IF(INDIRECT($C$4&$C26&\"!H255\")=\"\",\"★\",INDIRECT($C$4&$C26&\"!H255\")),\"★\")","v":"★"},{"$f":"IFERROR(IF(INDIRECT($C$4&$C26&\"!B136\")=\"\",\"★\",INDIRECT($C$4&$C26&\"!B136\")),\"★\")","v":"★"},{"$f":"IFERROR(IF(INDIRECT($C$4&$C26&\"!B166\")=\"\",\"★\",INDIRECT($C$4&$C26&\"!B166\")),\"★\")","v":"★"},{"$f":"IFERROR(IF(INDIRECT($C$4&$C26&\"!B390\")=\"\",\"★\",INDIRECT($C$4&$C26&\"!B390\")),\"★\")","v":"★"},{"$f":"IFERROR(IF(INDIRECT($C$4&$C26&\"!B438\")=\"\",\"★\",INDIRECT($C$4&$C26&\"!B438\")),\"★\")","v":"★"},"end"]
[null,null,18,{"$f":"IFERROR(IF(INDIRECT($C$4&$C27&\"!C9\")=\"\",\"★\",INDIRECT($C$4&$C27&\"!C9\")),\"★\")","v":"★"},{"$f":"IFERROR(IF(INDIRECT($C$4&$C27&\"!G9\")=\"\",\"★\",INDIRECT($C$4&$C27&\"!G9\")),\"★\")","v":"★"},{"$f":"IFERROR(IF(INDIRECT($C$4&$C27&\"!AB11\")=\"\",\"★\",INDIRECT($C$4&$C27&\"!AB11\")),\"★\")","v":"★"},{"$f":"IFERROR(IF(INDIRECT($C$4&$C27&\"!AB13\")=\"\",\"★\",INDIRECT($C$4&$C27&\"!AB13\")),\"★\")","v":"★"},{"$f":"IFERROR(IF(INDIRECT($C$4&$C27&\"!G11\")=\"\",\"★\",INDIRECT($C$4&$C27&\"!G11\")),\"★\")","v":"★"},{"$f":"IFERROR(IF(INDIRECT($C$4&$C27&\"!Y9\")=\"\",\"★\",INDIRECT($C$4&$C27&\"!Y9\")),\"★\")","v":"★"},{"$f":"IFERROR(IF(INDIRECT($C$4&$C27&\"!AB9\")=\"\",\"★\",INDIRECT($C$4&$C27&\"!AB9\")),\"★\")","v":"★"},{"$f":"IFERROR(IF(INDIRECT($C$4&$C27&\"!G13\")=\"\",\"★\",INDIRECT($C$4&$C27&\"!G13\")),\"★\")","v":"★"},{"$f":"IFERROR(INDIRECT($C$4&$C27&\"!CM25\")*1,\"★\")","v":"★"},{"$f":"IFERROR(INDIRECT($C$4&$C27&\"!CM26\")*1,\"★\")","v":"★"},{"$f":"IFERROR(INDIRECT($C$4&$C27&\"!CM27\")*1,\"★\")","v":"★"},{"$f":"IFERROR(INDIRECT($C$4&$C27&\"!CM28\")*1,\"★\")","v":"★"},{"$f":"IFERROR(IF(INDIRECT($C$4&$C27&\"!K31\")=\"\",\"★\",INDIRECT($C$4&$C27&\"!K31\")),\"★\")","v":"★"},{"$f":"IFERROR(IF(INDIRECT($C$4&$C27&\"!K36\")=\"\",\"★\",INDIRECT($C$4&$C27&\"!K36\")),\"★\")","v":"★"},{"$f":"IFERROR(IF(INDIRECT($C$4&$C27&\"!K40\")=\"\",\"★\",INDIRECT($C$4&$C27&\"!K40\")),\"★\")","v":"★"},{"$f":"IFERROR(IF(INDIRECT($C$4&$C27&\"!N45\")=\"\",\"★\",INDIRECT($C$4&$C27&\"!N45\")),\"★\")","v":"★"},{"$f":"IFERROR(IF(INDIRECT($C$4&$C27&\"!P45\")=\"\",\"★\",INDIRECT($C$4&$C27&\"!P45\")),\"★\")","v":"★"},{"$f":"IFERROR(IF(INDIRECT($C$4&$C27&\"!N47\")=\"\",\"★\",INDIRECT($C$4&$C27&\"!N47\")),\"★\")","v":"★"},{"$f":"IFERROR(IF(INDIRECT($C$4&$C27&\"!P47\")=\"\",\"★\",INDIRECT($C$4&$C27&\"!P47\")),\"★\")","v":"★"},{"$f":"IFERROR(IF(INDIRECT($C$4&$C27&\"!N49\")=\"\",\"★\",INDIRECT($C$4&$C27&\"!N49\")),\"★\")","v":"★"},{"$f":"IFERROR(IF(INDIRECT($C$4&$C27&\"!P49\")=\"\",\"★\",INDIRECT($C$4&$C27&\"!P49\")),\"★\")","v":"★"},{"$f":"IFERROR(IF(INDIRECT($C$4&$C27&\"!N51\")=\"\",\"★\",INDIRECT($C$4&$C27&\"!N51\")),\"★\")","v":"★"},{"$f":"IFERROR(IF(INDIRECT($C$4&$C27&\"!P51\")=\"\",\"★\",INDIRECT($C$4&$C27&\"!P51\")),\"★\")","v":"★"},{"$f":"IFERROR(IF(INDIRECT($C$4&$C27&\"!N53\")=\"\",\"★\",INDIRECT($C$4&$C27&\"!N53\")),\"★\")","v":"★"},{"$f":"IFERROR(IF(INDIRECT($C$4&$C27&\"!P53\")=\"\",\"★\",INDIRECT($C$4&$C27&\"!P53\")),\"★\")","v":"★"},{"$f":"IFERROR(IF(INDIRECT($C$4&$C27&\"!N55\")=\"\",\"★\",INDIRECT($C$4&$C27&\"!N55\")),\"★\")","v":"★"},{"$f":"IFERROR(IF(INDIRECT($C$4&$C27&\"!P55\")=\"\",\"★\",INDIRECT($C$4&$C27&\"!P55\")),\"★\")","v":"★"},{"$f":"IFERROR(IF(INDIRECT($C$4&$C27&\"!N57\")=\"\",\"★\",INDIRECT($C$4&$C27&\"!N57\")),\"★\")","v":"★"},{"$f":"IFERROR(IF(INDIRECT($C$4&$C27&\"!P57\")=\"\",\"★\",INDIRECT($C$4&$C27&\"!P57\")),\"★\")","v":"★"},{"$f":"IFERROR(IF(INDIRECT($C$4&$C27&\"!N59\")=\"\",\"★\",INDIRECT($C$4&$C27&\"!N59\")),\"★\")","v":"★"},{"$f":"IFERROR(IF(INDIRECT($C$4&$C27&\"!P59\")=\"\",\"★\",INDIRECT($C$4&$C27&\"!P59\")),\"★\")","v":"★"},{"$f":"IFERROR(IF(INDIRECT($C$4&$C27&\"!N61\")=\"\",\"★\",INDIRECT($C$4&$C27&\"!N61\")),\"★\")","v":"★"},{"$f":"IFERROR(IF(INDIRECT($C$4&$C27&\"!P61\")=\"\",\"★\",INDIRECT($C$4&$C27&\"!P61\")),\"★\")","v":"★"},{"$f":"IFERROR(IF(INDIRECT($C$4&$C27&\"!G63\")=\"\",\"★\",INDIRECT($C$4&$C27&\"!G63\")),\"★\")","v":"★"},{"$f":"IFERROR(IF(INDIRECT($C$4&$C27&\"!R246\")=\"\",\"★\",INDIRECT($C$4&$C27&\"!R246\")),\"★\")","v":"★"},{"$f":"IFERROR(IF(INDIRECT($C$4&$C27&\"!H255\")=\"\",\"★\",INDIRECT($C$4&$C27&\"!H255\")),\"★\")","v":"★"},{"$f":"IFERROR(IF(INDIRECT($C$4&$C27&\"!B136\")=\"\",\"★\",INDIRECT($C$4&$C27&\"!B136\")),\"★\")","v":"★"},{"$f":"IFERROR(IF(INDIRECT($C$4&$C27&\"!B166\")=\"\",\"★\",INDIRECT($C$4&$C27&\"!B166\")),\"★\")","v":"★"},{"$f":"IFERROR(IF(INDIRECT($C$4&$C27&\"!B390\")=\"\",\"★\",INDIRECT($C$4&$C27&\"!B390\")),\"★\")","v":"★"},{"$f":"IFERROR(IF(INDIRECT($C$4&$C27&\"!B438\")=\"\",\"★\",INDIRECT($C$4&$C27&\"!B438\")),\"★\")","v":"★"},"end"]
[null,null,19,{"$f":"IFERROR(IF(INDIRECT($C$4&$C28&\"!C9\")=\"\",\"★\",INDIRECT($C$4&$C28&\"!C9\")),\"★\")","v":"★"},{"$f":"IFERROR(IF(INDIRECT($C$4&$C28&\"!G9\")=\"\",\"★\",INDIRECT($C$4&$C28&\"!G9\")),\"★\")","v":"★"},{"$f":"IFERROR(IF(INDIRECT($C$4&$C28&\"!AB11\")=\"\",\"★\",INDIRECT($C$4&$C28&\"!AB11\")),\"★\")","v":"★"},{"$f":"IFERROR(IF(INDIRECT($C$4&$C28&\"!AB13\")=\"\",\"★\",INDIRECT($C$4&$C28&\"!AB13\")),\"★\")","v":"★"},{"$f":"IFERROR(IF(INDIRECT($C$4&$C28&\"!G11\")=\"\",\"★\",INDIRECT($C$4&$C28&\"!G11\")),\"★\")","v":"★"},{"$f":"IFERROR(IF(INDIRECT($C$4&$C28&\"!Y9\")=\"\",\"★\",INDIRECT($C$4&$C28&\"!Y9\")),\"★\")","v":"★"},{"$f":"IFERROR(IF(INDIRECT($C$4&$C28&\"!AB9\")=\"\",\"★\",INDIRECT($C$4&$C28&\"!AB9\")),\"★\")","v":"★"},{"$f":"IFERROR(IF(INDIRECT($C$4&$C28&\"!G13\")=\"\",\"★\",INDIRECT($C$4&$C28&\"!G13\")),\"★\")","v":"★"},{"$f":"IFERROR(INDIRECT($C$4&$C28&\"!CM25\")*1,\"★\")","v":"★"},{"$f":"IFERROR(INDIRECT($C$4&$C28&\"!CM26\")*1,\"★\")","v":"★"},{"$f":"IFERROR(INDIRECT($C$4&$C28&\"!CM27\")*1,\"★\")","v":"★"},{"$f":"IFERROR(INDIRECT($C$4&$C28&\"!CM28\")*1,\"★\")","v":"★"},{"$f":"IFERROR(IF(INDIRECT($C$4&$C28&\"!K31\")=\"\",\"★\",INDIRECT($C$4&$C28&\"!K31\")),\"★\")","v":"★"},{"$f":"IFERROR(IF(INDIRECT($C$4&$C28&\"!K36\")=\"\",\"★\",INDIRECT($C$4&$C28&\"!K36\")),\"★\")","v":"★"},{"$f":"IFERROR(IF(INDIRECT($C$4&$C28&\"!K40\")=\"\",\"★\",INDIRECT($C$4&$C28&\"!K40\")),\"★\")","v":"★"},{"$f":"IFERROR(IF(INDIRECT($C$4&$C28&\"!N45\")=\"\",\"★\",INDIRECT($C$4&$C28&\"!N45\")),\"★\")","v":"★"},{"$f":"IFERROR(IF(INDIRECT($C$4&$C28&\"!P45\")=\"\",\"★\",INDIRECT($C$4&$C28&\"!P45\")),\"★\")","v":"★"},{"$f":"IFERROR(IF(INDIRECT($C$4&$C28&\"!N47\")=\"\",\"★\",INDIRECT($C$4&$C28&\"!N47\")),\"★\")","v":"★"},{"$f":"IFERROR(IF(INDIRECT($C$4&$C28&\"!P47\")=\"\",\"★\",INDIRECT($C$4&$C28&\"!P47\")),\"★\")","v":"★"},{"$f":"IFERROR(IF(INDIRECT($C$4&$C28&\"!N49\")=\"\",\"★\",INDIRECT($C$4&$C28&\"!N49\")),\"★\")","v":"★"},{"$f":"IFERROR(IF(INDIRECT($C$4&$C28&\"!P49\")=\"\",\"★\",INDIRECT($C$4&$C28&\"!P49\")),\"★\")","v":"★"},{"$f":"IFERROR(IF(INDIRECT($C$4&$C28&\"!N51\")=\"\",\"★\",INDIRECT($C$4&$C28&\"!N51\")),\"★\")","v":"★"},{"$f":"IFERROR(IF(INDIRECT($C$4&$C28&\"!P51\")=\"\",\"★\",INDIRECT($C$4&$C28&\"!P51\")),\"★\")","v":"★"},{"$f":"IFERROR(IF(INDIRECT($C$4&$C28&\"!N53\")=\"\",\"★\",INDIRECT($C$4&$C28&\"!N53\")),\"★\")","v":"★"},{"$f":"IFERROR(IF(INDIRECT($C$4&$C28&\"!P53\")=\"\",\"★\",INDIRECT($C$4&$C28&\"!P53\")),\"★\")","v":"★"},{"$f":"IFERROR(IF(INDIRECT($C$4&$C28&\"!N55\")=\"\",\"★\",INDIRECT($C$4&$C28&\"!N55\")),\"★\")","v":"★"},{"$f":"IFERROR(IF(INDIRECT($C$4&$C28&\"!P55\")=\"\",\"★\",INDIRECT($C$4&$C28&\"!P55\")),\"★\")","v":"★"},{"$f":"IFERROR(IF(INDIRECT($C$4&$C28&\"!N57\")=\"\",\"★\",INDIRECT($C$4&$C28&\"!N57\")),\"★\")","v":"★"},{"$f":"IFERROR(IF(INDIRECT($C$4&$C28&\"!P57\")=\"\",\"★\",INDIRECT($C$4&$C28&\"!P57\")),\"★\")","v":"★"},{"$f":"IFERROR(IF(INDIRECT($C$4&$C28&\"!N59\")=\"\",\"★\",INDIRECT($C$4&$C28&\"!N59\")),\"★\")","v":"★"},{"$f":"IFERROR(IF(INDIRECT($C$4&$C28&\"!P59\")=\"\",\"★\",INDIRECT($C$4&$C28&\"!P59\")),\"★\")","v":"★"},{"$f":"IFERROR(IF(INDIRECT($C$4&$C28&\"!N61\")=\"\",\"★\",INDIRECT($C$4&$C28&\"!N61\")),\"★\")","v":"★"},{"$f":"IFERROR(IF(INDIRECT($C$4&$C28&\"!P61\")=\"\",\"★\",INDIRECT($C$4&$C28&\"!P61\")),\"★\")","v":"★"},{"$f":"IFERROR(IF(INDIRECT($C$4&$C28&\"!G63\")=\"\",\"★\",INDIRECT($C$4&$C28&\"!G63\")),\"★\")","v":"★"},{"$f":"IFERROR(IF(INDIRECT($C$4&$C28&\"!R246\")=\"\",\"★\",INDIRECT($C$4&$C28&\"!R246\")),\"★\")","v":"★"},{"$f":"IFERROR(IF(INDIRECT($C$4&$C28&\"!H255\")=\"\",\"★\",INDIRECT($C$4&$C28&\"!H255\")),\"★\")","v":"★"},{"$f":"IFERROR(IF(INDIRECT($C$4&$C28&\"!B136\")=\"\",\"★\",INDIRECT($C$4&$C28&\"!B136\")),\"★\")","v":"★"},{"$f":"IFERROR(IF(INDIRECT($C$4&$C28&\"!B166\")=\"\",\"★\",INDIRECT($C$4&$C28&\"!B166\")),\"★\")","v":"★"},{"$f":"IFERROR(IF(INDIRECT($C$4&$C28&\"!B390\")=\"\",\"★\",INDIRECT($C$4&$C28&\"!B390\")),\"★\")","v":"★"},{"$f":"IFERROR(IF(INDIRECT($C$4&$C28&\"!B438\")=\"\",\"★\",INDIRECT($C$4&$C28&\"!B438\")),\"★\")","v":"★"},"end"]
[null,null,20,{"$f":"IFERROR(IF(INDIRECT($C$4&$C29&\"!C9\")=\"\",\"★\",INDIRECT($C$4&$C29&\"!C9\")),\"★\")","v":"★"},{"$f":"IFERROR(IF(INDIRECT($C$4&$C29&\"!G9\")=\"\",\"★\",INDIRECT($C$4&$C29&\"!G9\")),\"★\")","v":"★"},{"$f":"IFERROR(IF(INDIRECT($C$4&$C29&\"!AB11\")=\"\",\"★\",INDIRECT($C$4&$C29&\"!AB11\")),\"★\")","v":"★"},{"$f":"IFERROR(IF(INDIRECT($C$4&$C29&\"!AB13\")=\"\",\"★\",INDIRECT($C$4&$C29&\"!AB13\")),\"★\")","v":"★"},{"$f":"IFERROR(IF(INDIRECT($C$4&$C29&\"!G11\")=\"\",\"★\",INDIRECT($C$4&$C29&\"!G11\")),\"★\")","v":"★"},{"$f":"IFERROR(IF(INDIRECT($C$4&$C29&\"!Y9\")=\"\",\"★\",INDIRECT($C$4&$C29&\"!Y9\")),\"★\")","v":"★"},{"$f":"IFERROR(IF(INDIRECT($C$4&$C29&\"!AB9\")=\"\",\"★\",INDIRECT($C$4&$C29&\"!AB9\")),\"★\")","v":"★"},{"$f":"IFERROR(IF(INDIRECT($C$4&$C29&\"!G13\")=\"\",\"★\",INDIRECT($C$4&$C29&\"!G13\")),\"★\")","v":"★"},{"$f":"IFERROR(INDIRECT($C$4&$C29&\"!CM25\")*1,\"★\")","v":"★"},{"$f":"IFERROR(INDIRECT($C$4&$C29&\"!CM26\")*1,\"★\")","v":"★"},{"$f":"IFERROR(INDIRECT($C$4&$C29&\"!CM27\")*1,\"★\")","v":"★"},{"$f":"IFERROR(INDIRECT($C$4&$C29&\"!CM28\")*1,\"★\")","v":"★"},{"$f":"IFERROR(IF(INDIRECT($C$4&$C29&\"!K31\")=\"\",\"★\",INDIRECT($C$4&$C29&\"!K31\")),\"★\")","v":"★"},{"$f":"IFERROR(IF(INDIRECT($C$4&$C29&\"!K36\")=\"\",\"★\",INDIRECT($C$4&$C29&\"!K36\")),\"★\")","v":"★"},{"$f":"IFERROR(IF(INDIRECT($C$4&$C29&\"!K40\")=\"\",\"★\",INDIRECT($C$4&$C29&\"!K40\")),\"★\")","v":"★"},{"$f":"IFERROR(IF(INDIRECT($C$4&$C29&\"!N45\")=\"\",\"★\",INDIRECT($C$4&$C29&\"!N45\")),\"★\")","v":"★"},{"$f":"IFERROR(IF(INDIRECT($C$4&$C29&\"!P45\")=\"\",\"★\",INDIRECT($C$4&$C29&\"!P45\")),\"★\")","v":"★"},{"$f":"IFERROR(IF(INDIRECT($C$4&$C29&\"!N47\")=\"\",\"★\",INDIRECT($C$4&$C29&\"!N47\")),\"★\")","v":"★"},{"$f":"IFERROR(IF(INDIRECT($C$4&$C29&\"!P47\")=\"\",\"★\",INDIRECT($C$4&$C29&\"!P47\")),\"★\")","v":"★"},{"$f":"IFERROR(IF(INDIRECT($C$4&$C29&\"!N49\")=\"\",\"★\",INDIRECT($C$4&$C29&\"!N49\")),\"★\")","v":"★"},{"$f":"IFERROR(IF(INDIRECT($C$4&$C29&\"!P49\")=\"\",\"★\",INDIRECT($C$4&$C29&\"!P49\")),\"★\")","v":"★"},{"$f":"IFERROR(IF(INDIRECT($C$4&$C29&\"!N51\")=\"\",\"★\",INDIRECT($C$4&$C29&\"!N51\")),\"★\")","v":"★"},{"$f":"IFERROR(IF(INDIRECT($C$4&$C29&\"!P51\")=\"\",\"★\",INDIRECT($C$4&$C29&\"!P51\")),\"★\")","v":"★"},{"$f":"IFERROR(IF(INDIRECT($C$4&$C29&\"!N53\")=\"\",\"★\",INDIRECT($C$4&$C29&\"!N53\")),\"★\")","v":"★"},{"$f":"IFERROR(IF(INDIRECT($C$4&$C29&\"!P53\")=\"\",\"★\",INDIRECT($C$4&$C29&\"!P53\")),\"★\")","v":"★"},{"$f":"IFERROR(IF(INDIRECT($C$4&$C29&\"!N55\")=\"\",\"★\",INDIRECT($C$4&$C29&\"!N55\")),\"★\")","v":"★"},{"$f":"IFERROR(IF(INDIRECT($C$4&$C29&\"!P55\")=\"\",\"★\",INDIRECT($C$4&$C29&\"!P55\")),\"★\")","v":"★"},{"$f":"IFERROR(IF(INDIRECT($C$4&$C29&\"!N57\")=\"\",\"★\",INDIRECT($C$4&$C29&\"!N57\")),\"★\")","v":"★"},{"$f":"IFERROR(IF(INDIRECT($C$4&$C29&\"!P57\")=\"\",\"★\",INDIRECT($C$4&$C29&\"!P57\")),\"★\")","v":"★"},{"$f":"IFERROR(IF(INDIRECT($C$4&$C29&\"!N59\")=\"\",\"★\",INDIRECT($C$4&$C29&\"!N59\")),\"★\")","v":"★"},{"$f":"IFERROR(IF(INDIRECT($C$4&$C29&\"!P59\")=\"\",\"★\",INDIRECT($C$4&$C29&\"!P59\")),\"★\")","v":"★"},{"$f":"IFERROR(IF(INDIRECT($C$4&$C29&\"!N61\")=\"\",\"★\",INDIRECT($C$4&$C29&\"!N61\")),\"★\")","v":"★"},{"$f":"IFERROR(IF(INDIRECT($C$4&$C29&\"!P61\")=\"\",\"★\",INDIRECT($C$4&$C29&\"!P61\")),\"★\")","v":"★"},{"$f":"IFERROR(IF(INDIRECT($C$4&$C29&\"!G63\")=\"\",\"★\",INDIRECT($C$4&$C29&\"!G63\")),\"★\")","v":"★"},{"$f":"IFERROR(IF(INDIRECT($C$4&$C29&\"!R246\")=\"\",\"★\",INDIRECT($C$4&$C29&\"!R246\")),\"★\")","v":"★"},{"$f":"IFERROR(IF(INDIRECT($C$4&$C29&\"!H255\")=\"\",\"★\",INDIRECT($C$4&$C29&\"!H255\")),\"★\")","v":"★"},{"$f":"IFERROR(IF(INDIRECT($C$4&$C29&\"!B136\")=\"\",\"★\",INDIRECT($C$4&$C29&\"!B136\")),\"★\")","v":"★"},{"$f":"IFERROR(IF(INDIRECT($C$4&$C29&\"!B166\")=\"\",\"★\",INDIRECT($C$4&$C29&\"!B166\")),\"★\")","v":"★"},{"$f":"IFERROR(IF(INDIRECT($C$4&$C29&\"!B390\")=\"\",\"★\",INDIRECT($C$4&$C29&\"!B390\")),\"★\")","v":"★"},{"$f":"IFERROR(IF(INDIRECT($C$4&$C29&\"!B438\")=\"\",\"★\",INDIRECT($C$4&$C29&\"!B438\")),\"★\")","v":"★"},"end"]
[null,null,21,{"$f":"IFERROR(IF(INDIRECT($C$4&$C30&\"!C9\")=\"\",\"★\",INDIRECT($C$4&$C30&\"!C9\")),\"★\")","v":"★"},{"$f":"IFERROR(IF(INDIRECT($C$4&$C30&\"!G9\")=\"\",\"★\",INDIRECT($C$4&$C30&\"!G9\")),\"★\")","v":"★"},{"$f":"IFERROR(IF(INDIRECT($C$4&$C30&\"!AB11\")=\"\",\"★\",INDIRECT($C$4&$C30&\"!AB11\")),\"★\")","v":"★"},{"$f":"IFERROR(IF(INDIRECT($C$4&$C30&\"!AB13\")=\"\",\"★\",INDIRECT($C$4&$C30&\"!AB13\")),\"★\")","v":"★"},{"$f":"IFERROR(IF(INDIRECT($C$4&$C30&\"!G11\")=\"\",\"★\",INDIRECT($C$4&$C30&\"!G11\")),\"★\")","v":"★"},{"$f":"IFERROR(IF(INDIRECT($C$4&$C30&\"!Y9\")=\"\",\"★\",INDIRECT($C$4&$C30&\"!Y9\")),\"★\")","v":"★"},{"$f":"IFERROR(IF(INDIRECT($C$4&$C30&\"!AB9\")=\"\",\"★\",INDIRECT($C$4&$C30&\"!AB9\")),\"★\")","v":"★"},{"$f":"IFERROR(IF(INDIRECT($C$4&$C30&\"!G13\")=\"\",\"★\",INDIRECT($C$4&$C30&\"!G13\")),\"★\")","v":"★"},{"$f":"IFERROR(INDIRECT($C$4&$C30&\"!CM25\")*1,\"★\")","v":"★"},{"$f":"IFERROR(INDIRECT($C$4&$C30&\"!CM26\")*1,\"★\")","v":"★"},{"$f":"IFERROR(INDIRECT($C$4&$C30&\"!CM27\")*1,\"★\")","v":"★"},{"$f":"IFERROR(INDIRECT($C$4&$C30&\"!CM28\")*1,\"★\")","v":"★"},{"$f":"IFERROR(IF(INDIRECT($C$4&$C30&\"!K31\")=\"\",\"★\",INDIRECT($C$4&$C30&\"!K31\")),\"★\")","v":"★"},{"$f":"IFERROR(IF(INDIRECT($C$4&$C30&\"!K36\")=\"\",\"★\",INDIRECT($C$4&$C30&\"!K36\")),\"★\")","v":"★"},{"$f":"IFERROR(IF(INDIRECT($C$4&$C30&\"!K40\")=\"\",\"★\",INDIRECT($C$4&$C30&\"!K40\")),\"★\")","v":"★"},{"$f":"IFERROR(IF(INDIRECT($C$4&$C30&\"!N45\")=\"\",\"★\",INDIRECT($C$4&$C30&\"!N45\")),\"★\")","v":"★"},{"$f":"IFERROR(IF(INDIRECT($C$4&$C30&\"!P45\")=\"\",\"★\",INDIRECT($C$4&$C30&\"!P45\")),\"★\")","v":"★"},{"$f":"IFERROR(IF(INDIRECT($C$4&$C30&\"!N47\")=\"\",\"★\",INDIRECT($C$4&$C30&\"!N47\")),\"★\")","v":"★"},{"$f":"IFERROR(IF(INDIRECT($C$4&$C30&\"!P47\")=\"\",\"★\",INDIRECT($C$4&$C30&\"!P47\")),\"★\")","v":"★"},{"$f":"IFERROR(IF(INDIRECT($C$4&$C30&\"!N49\")=\"\",\"★\",INDIRECT($C$4&$C30&\"!N49\")),\"★\")","v":"★"},{"$f":"IFERROR(IF(INDIRECT($C$4&$C30&\"!P49\")=\"\",\"★\",INDIRECT($C$4&$C30&\"!P49\")),\"★\")","v":"★"},{"$f":"IFERROR(IF(INDIRECT($C$4&$C30&\"!N51\")=\"\",\"★\",INDIRECT($C$4&$C30&\"!N51\")),\"★\")","v":"★"},{"$f":"IFERROR(IF(INDIRECT($C$4&$C30&\"!P51\")=\"\",\"★\",INDIRECT($C$4&$C30&\"!P51\")),\"★\")","v":"★"},{"$f":"IFERROR(IF(INDIRECT($C$4&$C30&\"!N53\")=\"\",\"★\",INDIRECT($C$4&$C30&\"!N53\")),\"★\")","v":"★"},{"$f":"IFERROR(IF(INDIRECT($C$4&$C30&\"!P53\")=\"\",\"★\",INDIRECT($C$4&$C30&\"!P53\")),\"★\")","v":"★"},{"$f":"IFERROR(IF(INDIRECT($C$4&$C30&\"!N55\")=\"\",\"★\",INDIRECT($C$4&$C30&\"!N55\")),\"★\")","v":"★"},{"$f":"IFERROR(IF(INDIRECT($C$4&$C30&\"!P55\")=\"\",\"★\",INDIRECT($C$4&$C30&\"!P55\")),\"★\")","v":"★"},{"$f":"IFERROR(IF(INDIRECT($C$4&$C30&\"!N57\")=\"\",\"★\",INDIRECT($C$4&$C30&\"!N57\")),\"★\")","v":"★"},{"$f":"IFERROR(IF(INDIRECT($C$4&$C30&\"!P57\")=\"\",\"★\",INDIRECT($C$4&$C30&\"!P57\")),\"★\")","v":"★"},{"$f":"IFERROR(IF(INDIRECT($C$4&$C30&\"!N59\")=\"\",\"★\",INDIRECT($C$4&$C30&\"!N59\")),\"★\")","v":"★"},{"$f":"IFERROR(IF(INDIRECT($C$4&$C30&\"!P59\")=\"\",\"★\",INDIRECT($C$4&$C30&\"!P59\")),\"★\")","v":"★"},{"$f":"IFERROR(IF(INDIRECT($C$4&$C30&\"!N61\")=\"\",\"★\",INDIRECT($C$4&$C30&\"!N61\")),\"★\")","v":"★"},{"$f":"IFERROR(IF(INDIRECT($C$4&$C30&\"!P61\")=\"\",\"★\",INDIRECT($C$4&$C30&\"!P61\")),\"★\")","v":"★"},{"$f":"IFERROR(IF(INDIRECT($C$4&$C30&\"!G63\")=\"\",\"★\",INDIRECT($C$4&$C30&\"!G63\")),\"★\")","v":"★"},{"$f":"IFERROR(IF(INDIRECT($C$4&$C30&\"!R246\")=\"\",\"★\",INDIRECT($C$4&$C30&\"!R246\")),\"★\")","v":"★"},{"$f":"IFERROR(IF(INDIRECT($C$4&$C30&\"!H255\")=\"\",\"★\",INDIRECT($C$4&$C30&\"!H255\")),\"★\")","v":"★"},{"$f":"IFERROR(IF(INDIRECT($C$4&$C30&\"!B136\")=\"\",\"★\",INDIRECT($C$4&$C30&\"!B136\")),\"★\")","v":"★"},{"$f":"IFERROR(IF(INDIRECT($C$4&$C30&\"!B166\")=\"\",\"★\",INDIRECT($C$4&$C30&\"!B166\")),\"★\")","v":"★"},{"$f":"IFERROR(IF(INDIRECT($C$4&$C30&\"!B390\")=\"\",\"★\",INDIRECT($C$4&$C30&\"!B390\")),\"★\")","v":"★"},{"$f":"IFERROR(IF(INDIRECT($C$4&$C30&\"!B438\")=\"\",\"★\",INDIRECT($C$4&$C30&\"!B438\")),\"★\")","v":"★"},"end"]
[null,null,22,{"$f":"IFERROR(IF(INDIRECT($C$4&$C31&\"!C9\")=\"\",\"★\",INDIRECT($C$4&$C31&\"!C9\")),\"★\")","v":"★"},{"$f":"IFERROR(IF(INDIRECT($C$4&$C31&\"!G9\")=\"\",\"★\",INDIRECT($C$4&$C31&\"!G9\")),\"★\")","v":"★"},{"$f":"IFERROR(IF(INDIRECT($C$4&$C31&\"!AB11\")=\"\",\"★\",INDIRECT($C$4&$C31&\"!AB11\")),\"★\")","v":"★"},{"$f":"IFERROR(IF(INDIRECT($C$4&$C31&\"!AB13\")=\"\",\"★\",INDIRECT($C$4&$C31&\"!AB13\")),\"★\")","v":"★"},{"$f":"IFERROR(IF(INDIRECT($C$4&$C31&\"!G11\")=\"\",\"★\",INDIRECT($C$4&$C31&\"!G11\")),\"★\")","v":"★"},{"$f":"IFERROR(IF(INDIRECT($C$4&$C31&\"!Y9\")=\"\",\"★\",INDIRECT($C$4&$C31&\"!Y9\")),\"★\")","v":"★"},{"$f":"IFERROR(IF(INDIRECT($C$4&$C31&\"!AB9\")=\"\",\"★\",INDIRECT($C$4&$C31&\"!AB9\")),\"★\")","v":"★"},{"$f":"IFERROR(IF(INDIRECT($C$4&$C31&\"!G13\")=\"\",\"★\",INDIRECT($C$4&$C31&\"!G13\")),\"★\")","v":"★"},{"$f":"IFERROR(INDIRECT($C$4&$C31&\"!CM25\")*1,\"★\")","v":"★"},{"$f":"IFERROR(INDIRECT($C$4&$C31&\"!CM26\")*1,\"★\")","v":"★"},{"$f":"IFERROR(INDIRECT($C$4&$C31&\"!CM27\")*1,\"★\")","v":"★"},{"$f":"IFERROR(INDIRECT($C$4&$C31&\"!CM28\")*1,\"★\")","v":"★"},{"$f":"IFERROR(IF(INDIRECT($C$4&$C31&\"!K31\")=\"\",\"★\",INDIRECT($C$4&$C31&\"!K31\")),\"★\")","v":"★"},{"$f":"IFERROR(IF(INDIRECT($C$4&$C31&\"!K36\")=\"\",\"★\",INDIRECT($C$4&$C31&\"!K36\")),\"★\")","v":"★"},{"$f":"IFERROR(IF(INDIRECT($C$4&$C31&\"!K40\")=\"\",\"★\",INDIRECT($C$4&$C31&\"!K40\")),\"★\")","v":"★"},{"$f":"IFERROR(IF(INDIRECT($C$4&$C31&\"!N45\")=\"\",\"★\",INDIRECT($C$4&$C31&\"!N45\")),\"★\")","v":"★"},{"$f":"IFERROR(IF(INDIRECT($C$4&$C31&\"!P45\")=\"\",\"★\",INDIRECT($C$4&$C31&\"!P45\")),\"★\")","v":"★"},{"$f":"IFERROR(IF(INDIRECT($C$4&$C31&\"!N47\")=\"\",\"★\",INDIRECT($C$4&$C31&\"!N47\")),\"★\")","v":"★"},{"$f":"IFERROR(IF(INDIRECT($C$4&$C31&\"!P47\")=\"\",\"★\",INDIRECT($C$4&$C31&\"!P47\")),\"★\")","v":"★"},{"$f":"IFERROR(IF(INDIRECT($C$4&$C31&\"!N49\")=\"\",\"★\",INDIRECT($C$4&$C31&\"!N49\")),\"★\")","v":"★"},{"$f":"IFERROR(IF(INDIRECT($C$4&$C31&\"!P49\")=\"\",\"★\",INDIRECT($C$4&$C31&\"!P49\")),\"★\")","v":"★"},{"$f":"IFERROR(IF(INDIRECT($C$4&$C31&\"!N51\")=\"\",\"★\",INDIRECT($C$4&$C31&\"!N51\")),\"★\")","v":"★"},{"$f":"IFERROR(IF(INDIRECT($C$4&$C31&\"!P51\")=\"\",\"★\",INDIRECT($C$4&$C31&\"!P51\")),\"★\")","v":"★"},{"$f":"IFERROR(IF(INDIRECT($C$4&$C31&\"!N53\")=\"\",\"★\",INDIRECT($C$4&$C31&\"!N53\")),\"★\")","v":"★"},{"$f":"IFERROR(IF(INDIRECT($C$4&$C31&\"!P53\")=\"\",\"★\",INDIRECT($C$4&$C31&\"!P53\")),\"★\")","v":"★"},{"$f":"IFERROR(IF(INDIRECT($C$4&$C31&\"!N55\")=\"\",\"★\",INDIRECT($C$4&$C31&\"!N55\")),\"★\")","v":"★"},{"$f":"IFERROR(IF(INDIRECT($C$4&$C31&\"!P55\")=\"\",\"★\",INDIRECT($C$4&$C31&\"!P55\")),\"★\")","v":"★"},{"$f":"IFERROR(IF(INDIRECT($C$4&$C31&\"!N57\")=\"\",\"★\",INDIRECT($C$4&$C31&\"!N57\")),\"★\")","v":"★"},{"$f":"IFERROR(IF(INDIRECT($C$4&$C31&\"!P57\")=\"\",\"★\",INDIRECT($C$4&$C31&\"!P57\")),\"★\")","v":"★"},{"$f":"IFERROR(IF(INDIRECT($C$4&$C31&\"!N59\")=\"\",\"★\",INDIRECT($C$4&$C31&\"!N59\")),\"★\")","v":"★"},{"$f":"IFERROR(IF(INDIRECT($C$4&$C31&\"!P59\")=\"\",\"★\",INDIRECT($C$4&$C31&\"!P59\")),\"★\")","v":"★"},{"$f":"IFERROR(IF(INDIRECT($C$4&$C31&\"!N61\")=\"\",\"★\",INDIRECT($C$4&$C31&\"!N61\")),\"★\")","v":"★"},{"$f":"IFERROR(IF(INDIRECT($C$4&$C31&\"!P61\")=\"\",\"★\",INDIRECT($C$4&$C31&\"!P61\")),\"★\")","v":"★"},{"$f":"IFERROR(IF(INDIRECT($C$4&$C31&\"!G63\")=\"\",\"★\",INDIRECT($C$4&$C31&\"!G63\")),\"★\")","v":"★"},{"$f":"IFERROR(IF(INDIRECT($C$4&$C31&\"!R246\")=\"\",\"★\",INDIRECT($C$4&$C31&\"!R246\")),\"★\")","v":"★"},{"$f":"IFERROR(IF(INDIRECT($C$4&$C31&\"!H255\")=\"\",\"★\",INDIRECT($C$4&$C31&\"!H255\")),\"★\")","v":"★"},{"$f":"IFERROR(IF(INDIRECT($C$4&$C31&\"!B136\")=\"\",\"★\",INDIRECT($C$4&$C31&\"!B136\")),\"★\")","v":"★"},{"$f":"IFERROR(IF(INDIRECT($C$4&$C31&\"!B166\")=\"\",\"★\",INDIRECT($C$4&$C31&\"!B166\")),\"★\")","v":"★"},{"$f":"IFERROR(IF(INDIRECT($C$4&$C31&\"!B390\")=\"\",\"★\",INDIRECT($C$4&$C31&\"!B390\")),\"★\")","v":"★"},{"$f":"IFERROR(IF(INDIRECT($C$4&$C31&\"!B438\")=\"\",\"★\",INDIRECT($C$4&$C31&\"!B438\")),\"★\")","v":"★"},"end"]
[null,null,23,{"$f":"IFERROR(IF(INDIRECT($C$4&$C32&\"!C9\")=\"\",\"★\",INDIRECT($C$4&$C32&\"!C9\")),\"★\")","v":"★"},{"$f":"IFERROR(IF(INDIRECT($C$4&$C32&\"!G9\")=\"\",\"★\",INDIRECT($C$4&$C32&\"!G9\")),\"★\")","v":"★"},{"$f":"IFERROR(IF(INDIRECT($C$4&$C32&\"!AB11\")=\"\",\"★\",INDIRECT($C$4&$C32&\"!AB11\")),\"★\")","v":"★"},{"$f":"IFERROR(IF(INDIRECT($C$4&$C32&\"!AB13\")=\"\",\"★\",INDIRECT($C$4&$C32&\"!AB13\")),\"★\")","v":"★"},{"$f":"IFERROR(IF(INDIRECT($C$4&$C32&\"!G11\")=\"\",\"★\",INDIRECT($C$4&$C32&\"!G11\")),\"★\")","v":"★"},{"$f":"IFERROR(IF(INDIRECT($C$4&$C32&\"!Y9\")=\"\",\"★\",INDIRECT($C$4&$C32&\"!Y9\")),\"★\")","v":"★"},{"$f":"IFERROR(IF(INDIRECT($C$4&$C32&\"!AB9\")=\"\",\"★\",INDIRECT($C$4&$C32&\"!AB9\")),\"★\")","v":"★"},{"$f":"IFERROR(IF(INDIRECT($C$4&$C32&\"!G13\")=\"\",\"★\",INDIRECT($C$4&$C32&\"!G13\")),\"★\")","v":"★"},{"$f":"IFERROR(INDIRECT($C$4&$C32&\"!CM25\")*1,\"★\")","v":"★"},{"$f":"IFERROR(INDIRECT($C$4&$C32&\"!CM26\")*1,\"★\")","v":"★"},{"$f":"IFERROR(INDIRECT($C$4&$C32&\"!CM27\")*1,\"★\")","v":"★"},{"$f":"IFERROR(INDIRECT($C$4&$C32&\"!CM28\")*1,\"★\")","v":"★"},{"$f":"IFERROR(IF(INDIRECT($C$4&$C32&\"!K31\")=\"\",\"★\",INDIRECT($C$4&$C32&\"!K31\")),\"★\")","v":"★"},{"$f":"IFERROR(IF(INDIRECT($C$4&$C32&\"!K36\")=\"\",\"★\",INDIRECT($C$4&$C32&\"!K36\")),\"★\")","v":"★"},{"$f":"IFERROR(IF(INDIRECT($C$4&$C32&\"!K40\")=\"\",\"★\",INDIRECT($C$4&$C32&\"!K40\")),\"★\")","v":"★"},{"$f":"IFERROR(IF(INDIRECT($C$4&$C32&\"!N45\")=\"\",\"★\",INDIRECT($C$4&$C32&\"!N45\")),\"★\")","v":"★"},{"$f":"IFERROR(IF(INDIRECT($C$4&$C32&\"!P45\")=\"\",\"★\",INDIRECT($C$4&$C32&\"!P45\")),\"★\")","v":"★"},{"$f":"IFERROR(IF(INDIRECT($C$4&$C32&\"!N47\")=\"\",\"★\",INDIRECT($C$4&$C32&\"!N47\")),\"★\")","v":"★"},{"$f":"IFERROR(IF(INDIRECT($C$4&$C32&\"!P47\")=\"\",\"★\",INDIRECT($C$4&$C32&\"!P47\")),\"★\")","v":"★"},{"$f":"IFERROR(IF(INDIRECT($C$4&$C32&\"!N49\")=\"\",\"★\",INDIRECT($C$4&$C32&\"!N49\")),\"★\")","v":"★"},{"$f":"IFERROR(IF(INDIRECT($C$4&$C32&\"!P49\")=\"\",\"★\",INDIRECT($C$4&$C32&\"!P49\")),\"★\")","v":"★"},{"$f":"IFERROR(IF(INDIRECT($C$4&$C32&\"!N51\")=\"\",\"★\",INDIRECT($C$4&$C32&\"!N51\")),\"★\")","v":"★"},{"$f":"IFERROR(IF(INDIRECT($C$4&$C32&\"!P51\")=\"\",\"★\",INDIRECT($C$4&$C32&\"!P51\")),\"★\")","v":"★"},{"$f":"IFERROR(IF(INDIRECT($C$4&$C32&\"!N53\")=\"\",\"★\",INDIRECT($C$4&$C32&\"!N53\")),\"★\")","v":"★"},{"$f":"IFERROR(IF(INDIRECT($C$4&$C32&\"!P53\")=\"\",\"★\",INDIRECT($C$4&$C32&\"!P53\")),\"★\")","v":"★"},{"$f":"IFERROR(IF(INDIRECT($C$4&$C32&\"!N55\")=\"\",\"★\",INDIRECT($C$4&$C32&\"!N55\")),\"★\")","v":"★"},{"$f":"IFERROR(IF(INDIRECT($C$4&$C32&\"!P55\")=\"\",\"★\",INDIRECT($C$4&$C32&\"!P55\")),\"★\")","v":"★"},{"$f":"IFERROR(IF(INDIRECT($C$4&$C32&\"!N57\")=\"\",\"★\",INDIRECT($C$4&$C32&\"!N57\")),\"★\")","v":"★"},{"$f":"IFERROR(IF(INDIRECT($C$4&$C32&\"!P57\")=\"\",\"★\",INDIRECT($C$4&$C32&\"!P57\")),\"★\")","v":"★"},{"$f":"IFERROR(IF(INDIRECT($C$4&$C32&\"!N59\")=\"\",\"★\",INDIRECT($C$4&$C32&\"!N59\")),\"★\")","v":"★"},{"$f":"IFERROR(IF(INDIRECT($C$4&$C32&\"!P59\")=\"\",\"★\",INDIRECT($C$4&$C32&\"!P59\")),\"★\")","v":"★"},{"$f":"IFERROR(IF(INDIRECT($C$4&$C32&\"!N61\")=\"\",\"★\",INDIRECT($C$4&$C32&\"!N61\")),\"★\")","v":"★"},{"$f":"IFERROR(IF(INDIRECT($C$4&$C32&\"!P61\")=\"\",\"★\",INDIRECT($C$4&$C32&\"!P61\")),\"★\")","v":"★"},{"$f":"IFERROR(IF(INDIRECT($C$4&$C32&\"!G63\")=\"\",\"★\",INDIRECT($C$4&$C32&\"!G63\")),\"★\")","v":"★"},{"$f":"IFERROR(IF(INDIRECT($C$4&$C32&\"!R246\")=\"\",\"★\",INDIRECT($C$4&$C32&\"!R246\")),\"★\")","v":"★"},{"$f":"IFERROR(IF(INDIRECT($C$4&$C32&\"!H255\")=\"\",\"★\",INDIRECT($C$4&$C32&\"!H255\")),\"★\")","v":"★"},{"$f":"IFERROR(IF(INDIRECT($C$4&$C32&\"!B136\")=\"\",\"★\",INDIRECT($C$4&$C32&\"!B136\")),\"★\")","v":"★"},{"$f":"IFERROR(IF(INDIRECT($C$4&$C32&\"!B166\")=\"\",\"★\",INDIRECT($C$4&$C32&\"!B166\")),\"★\")","v":"★"},{"$f":"IFERROR(IF(INDIRECT($C$4&$C32&\"!B390\")=\"\",\"★\",INDIRECT($C$4&$C32&\"!B390\")),\"★\")","v":"★"},{"$f":"IFERROR(IF(INDIRECT($C$4&$C32&\"!B438\")=\"\",\"★\",INDIRECT($C$4&$C32&\"!B438\")),\"★\")","v":"★"},"end"]
[null,null,24,{"$f":"IFERROR(IF(INDIRECT($C$4&$C33&\"!C9\")=\"\",\"★\",INDIRECT($C$4&$C33&\"!C9\")),\"★\")","v":"★"},{"$f":"IFERROR(IF(INDIRECT($C$4&$C33&\"!G9\")=\"\",\"★\",INDIRECT($C$4&$C33&\"!G9\")),\"★\")","v":"★"},{"$f":"IFERROR(IF(INDIRECT($C$4&$C33&\"!AB11\")=\"\",\"★\",INDIRECT($C$4&$C33&\"!AB11\")),\"★\")","v":"★"},{"$f":"IFERROR(IF(INDIRECT($C$4&$C33&\"!AB13\")=\"\",\"★\",INDIRECT($C$4&$C33&\"!AB13\")),\"★\")","v":"★"},{"$f":"IFERROR(IF(INDIRECT($C$4&$C33&\"!G11\")=\"\",\"★\",INDIRECT($C$4&$C33&\"!G11\")),\"★\")","v":"★"},{"$f":"IFERROR(IF(INDIRECT($C$4&$C33&\"!Y9\")=\"\",\"★\",INDIRECT($C$4&$C33&\"!Y9\")),\"★\")","v":"★"},{"$f":"IFERROR(IF(INDIRECT($C$4&$C33&\"!AB9\")=\"\",\"★\",INDIRECT($C$4&$C33&\"!AB9\")),\"★\")","v":"★"},{"$f":"IFERROR(IF(INDIRECT($C$4&$C33&\"!G13\")=\"\",\"★\",INDIRECT($C$4&$C33&\"!G13\")),\"★\")","v":"★"},{"$f":"IFERROR(INDIRECT($C$4&$C33&\"!CM25\")*1,\"★\")","v":"★"},{"$f":"IFERROR(INDIRECT($C$4&$C33&\"!CM26\")*1,\"★\")","v":"★"},{"$f":"IFERROR(INDIRECT($C$4&$C33&\"!CM27\")*1,\"★\")","v":"★"},{"$f":"IFERROR(INDIRECT($C$4&$C33&\"!CM28\")*1,\"★\")","v":"★"},{"$f":"IFERROR(IF(INDIRECT($C$4&$C33&\"!K31\")=\"\",\"★\",INDIRECT($C$4&$C33&\"!K31\")),\"★\")","v":"★"},{"$f":"IFERROR(IF(INDIRECT($C$4&$C33&\"!K36\")=\"\",\"★\",INDIRECT($C$4&$C33&\"!K36\")),\"★\")","v":"★"},{"$f":"IFERROR(IF(INDIRECT($C$4&$C33&\"!K40\")=\"\",\"★\",INDIRECT($C$4&$C33&\"!K40\")),\"★\")","v":"★"},{"$f":"IFERROR(IF(INDIRECT($C$4&$C33&\"!N45\")=\"\",\"★\",INDIRECT($C$4&$C33&\"!N45\")),\"★\")","v":"★"},{"$f":"IFERROR(IF(INDIRECT($C$4&$C33&\"!P45\")=\"\",\"★\",INDIRECT($C$4&$C33&\"!P45\")),\"★\")","v":"★"},{"$f":"IFERROR(IF(INDIRECT($C$4&$C33&\"!N47\")=\"\",\"★\",INDIRECT($C$4&$C33&\"!N47\")),\"★\")","v":"★"},{"$f":"IFERROR(IF(INDIRECT($C$4&$C33&\"!P47\")=\"\",\"★\",INDIRECT($C$4&$C33&\"!P47\")),\"★\")","v":"★"},{"$f":"IFERROR(IF(INDIRECT($C$4&$C33&\"!N49\")=\"\",\"★\",INDIRECT($C$4&$C33&\"!N49\")),\"★\")","v":"★"},{"$f":"IFERROR(IF(INDIRECT($C$4&$C33&\"!P49\")=\"\",\"★\",INDIRECT($C$4&$C33&\"!P49\")),\"★\")","v":"★"},{"$f":"IFERROR(IF(INDIRECT($C$4&$C33&\"!N51\")=\"\",\"★\",INDIRECT($C$4&$C33&\"!N51\")),\"★\")","v":"★"},{"$f":"IFERROR(IF(INDIRECT($C$4&$C33&\"!P51\")=\"\",\"★\",INDIRECT($C$4&$C33&\"!P51\")),\"★\")","v":"★"},{"$f":"IFERROR(IF(INDIRECT($C$4&$C33&\"!N53\")=\"\",\"★\",INDIRECT($C$4&$C33&\"!N53\")),\"★\")","v":"★"},{"$f":"IFERROR(IF(INDIRECT($C$4&$C33&\"!P53\")=\"\",\"★\",INDIRECT($C$4&$C33&\"!P53\")),\"★\")","v":"★"},{"$f":"IFERROR(IF(INDIRECT($C$4&$C33&\"!N55\")=\"\",\"★\",INDIRECT($C$4&$C33&\"!N55\")),\"★\")","v":"★"},{"$f":"IFERROR(IF(INDIRECT($C$4&$C33&\"!P55\")=\"\",\"★\",INDIRECT($C$4&$C33&\"!P55\")),\"★\")","v":"★"},{"$f":"IFERROR(IF(INDIRECT($C$4&$C33&\"!N57\")=\"\",\"★\",INDIRECT($C$4&$C33&\"!N57\")),\"★\")","v":"★"},{"$f":"IFERROR(IF(INDIRECT($C$4&$C33&\"!P57\")=\"\",\"★\",INDIRECT($C$4&$C33&\"!P57\")),\"★\")","v":"★"},{"$f":"IFERROR(IF(INDIRECT($C$4&$C33&\"!N59\")=\"\",\"★\",INDIRECT($C$4&$C33&\"!N59\")),\"★\")","v":"★"},{"$f":"IFERROR(IF(INDIRECT($C$4&$C33&\"!P59\")=\"\",\"★\",INDIRECT($C$4&$C33&\"!P59\")),\"★\")","v":"★"},{"$f":"IFERROR(IF(INDIRECT($C$4&$C33&\"!N61\")=\"\",\"★\",INDIRECT($C$4&$C33&\"!N61\")),\"★\")","v":"★"},{"$f":"IFERROR(IF(INDIRECT($C$4&$C33&\"!P61\")=\"\",\"★\",INDIRECT($C$4&$C33&\"!P61\")),\"★\")","v":"★"},{"$f":"IFERROR(IF(INDIRECT($C$4&$C33&\"!G63\")=\"\",\"★\",INDIRECT($C$4&$C33&\"!G63\")),\"★\")","v":"★"},{"$f":"IFERROR(IF(INDIRECT($C$4&$C33&\"!R246\")=\"\",\"★\",INDIRECT($C$4&$C33&\"!R246\")),\"★\")","v":"★"},{"$f":"IFERROR(IF(INDIRECT($C$4&$C33&\"!H255\")=\"\",\"★\",INDIRECT($C$4&$C33&\"!H255\")),\"★\")","v":"★"},{"$f":"IFERROR(IF(INDIRECT($C$4&$C33&\"!B136\")=\"\",\"★\",INDIRECT($C$4&$C33&\"!B136\")),\"★\")","v":"★"},{"$f":"IFERROR(IF(INDIRECT($C$4&$C33&\"!B166\")=\"\",\"★\",INDIRECT($C$4&$C33&\"!B166\")),\"★\")","v":"★"},{"$f":"IFERROR(IF(INDIRECT($C$4&$C33&\"!B390\")=\"\",\"★\",INDIRECT($C$4&$C33&\"!B390\")),\"★\")","v":"★"},{"$f":"IFERROR(IF(INDIRECT($C$4&$C33&\"!B438\")=\"\",\"★\",INDIRECT($C$4&$C33&\"!B438\")),\"★\")","v":"★"},"end"]
[null,null,"end","end","end",null,"end","end","end","end","end","end","end","end","end","end","end","end","end","end","end","end","end","end","end","end","end","end","end","end","end","end","end","end","end","end","end","end","end","end","end","end","end"]

{"sheet":"集計用_対策効果等","index":59,"n_rows":106,"n_cols":81,"rows_kept":106,"cut":false,"hidden":true,"merged":[[7,6,8,6],[7,7,8,7],[7,8,8,8],[6,1,8,1],[6,2,8,2],[6,65,6,79],[7,65,8,65],[7,66,8,66],[7,67,8,67],[7,68,8,68],[7,75,7,79],[7,70,7,74],[7,69,8,69],[6,47,7,51],[7,52,8,52],[7,53,8,53],[7,54,8,54],[7,55,7,59],[6,52,6,64],[7,60,7,64],[6,11,6,12],[6,45,7,46],[6,3,6,10],[6,19,6,31],[6,32,6,44],[7,19,8,19],[7,20,7,21],[7,22,7,23],[7,32,8,32],[7,33,7,34],[7,35,7,36],[7,5,8,5],[7,9,8,9],[7,10,8,10],[7,3,8,3],[7,4,8,4]]}
[]
[]
[null,null,"INDIRECT用"]
[null,null,"対策個票"]
[]
[null,null,"※対策番号順","1ページ目",null,null,null,null,null,null,null,"2ページ目",null,null,null,null,null,null,null,"2ページ目",null,null,null,null,null,null,null,null,null,null,null,null,"2ページ目",null,null,null,null,null,null,null,null,null,null,null,null,"5ページ目",null,"5ページ目",null,null,null,null,"5ページ目",null,null,null,null,null,null,null,null,null,null,null,null,"5ページ目"]
[null,"表紙の選択状況","対策番号","対策概要",null,null,null,null,null,null,null,"CO2削減効果",null,"エネルギー削減効果","脱炭素化指標（削減効果）","設備等導入コスト合計\n（工事費等込み）","運転コスト削減効果","投資回収年数",null,"対策前",null,null,null,null,null,null,null,null,null,null,null,null,"対策後",null,null,null,null,null,null,null,null,null,null,null,null,"実施時期",null,"CO2削減計画",null,null,null,null,"投資回収計画（補助金なし）",null,null,null,null,null,null,null,null,null,null,null,null,"投資回収計画（補助金あり）"]
[null,null,null,"種類","名称","対象・既存設備","導入設備","工程","メニュー番号","メニュー名","システム／設備区分","削減量(d)","削減率（事業所基準年度排出量との比）","削減量(e)","(d)/(e)","総額(a)","削減額(b)","(a)/(b)",null,"活動種別","年間活動量",null,"変換係数",null,"CO2排出量","排出量合計(f1)","単価","運転コスト","運転コスト合計","エネルギー消費量","エネルギー消費量合計(g1)","脱炭素化指標（状況）","活動種別","年間活動量",null,"変換係数",null,"CO2排出量","排出量合計(f1)","単価","運転コスト","運転コスト合計","エネルギー消費量","エネルギー消費量合計(g1)","脱炭素化指標（状況）",null,null,null,null,null,null,null,"導入コスト","年間運転コスト削減額","投資回収年数","投資額",null,null,null,null,"削減額",null,null,null,null,"申請予定補助金","その他資金","導入コスト自己負担額","年間運転コスト削減額","投資回収年数","投資額",null,null,null,null,"削減額"]
[null,null,null,null,null,null,null,null,null,null,null,"t-CO2/年","%","GJ換算値/年",null,"千円","千円/年","年",null,null,"数量","単位","係数","単位","(t-CO2/年)","(t-CO2/年)","(千円)","(千円/年)","(千円/年)","GJ換算値/年","GJ換算値/年","(f1)/(g1)",null,"数量","単位","係数","単位","(t-CO2/年)","(t-CO2/年)","(千円)","(千円/年)","(千円/年)","GJ換算値/年","GJ換算値/年","(f2)/(g2)","着手時期(年度）","完了時期（年度）","年度1","年度2","年度3","年度4","年度5",null,null,null,"年度1","年度2","年度3","年度4","年度5","年度1","年度2","年度3","年度4","年度5",null,null,null,null,null,"年度1","年度2","年度3","年度4","年度5","年度1","年度2","年度3","年度4","年度5"]
[null,{"$f":"表紙!J21","v":"診断報告書/実施計画書"},1,{"$f":"IFERROR(IF(INDIRECT($C$4&$C10&\"!C9\")=\"\",\"★\",INDIRECT($C$4&$C10&\"!C9\")),\"★\")","v":"★"},{"$f":"IFERROR(IF(INDIRECT($C$4&$C10&\"!G9\")=\"\",\"★\",INDIRECT($C$4&$C10&\"!G9\")),\"★\")","v":"★"},{"$f":"IFERROR(IF(INDIRECT($C$4&$C10&\"!AB11\")=\"\",\"★\",INDIRECT($C$4&$C10&\"!AB11\")),\"★\")","v":"★"},{"$f":"IFERROR(IF(INDIRECT($C$4&$C10&\"!AB13\")=\"\",\"★\",INDIRECT($C$4&$C10&\"!AB13\")),\"★\")","v":"★"},{"$f":"IFERROR(IF(INDIRECT($C$4&$C10&\"!G11\")=\"\",\"★\",INDIRECT($C$4&$C10&\"!G11\")),\"★\")","v":"★"},{"$f":"IFERROR(IF(INDIRECT($C$4&$C10&\"!Y9\")=\"\",\"★\",INDIRECT($C$4&$C10&\"!Y9\")),\"★\")","v":"★"},{"$f":"IFERROR(IF(INDIRECT($C$4&$C10&\"!AB9\")=\"\",\"★\",INDIRECT($C$4&$C10&\"!AB9\")),\"★\")","v":"★"},{"$f":"IFERROR(IF(INDIRECT($C$4&$C10&\"!G13\")=\"\",\"★\",INDIRECT($C$4&$C10&\"!G13\")),\"★\")","v":"★"},{"$f":"IFERROR(IF(INDIRECT($C$4&$C10&\"!J75\")=\"\",\"★\",INDIRECT($C$4&$C10&\"!J75\")),\"★\")","v":0},{"$f":"IFERROR(IF(INDIRECT($C$4&$C10&\"!J77\")=\"\",\"★\",INDIRECT($C$4&$C10&\"!J77\")),\"★\")","v":0},{"$f":"IFERROR(IF(INDIRECT($C$4&$C10&\"!J81\")=\"\",\"★\",INDIRECT($C$4&$C10&\"!J81\")),\"★\")","v":0},{"$f":"IFERROR(IF(INDIRECT($C$4&$C10&\"!J83\")=\"\",\"★\",INDIRECT($C$4&$C10&\"!J83\")),\"★\")","v":"---"},{"$f":"IFERROR(IF(INDIRECT($C$4&$C10&\"!AD75\")=\"\",\"★\",INDIRECT($C$4&$C10&\"!AD75\")),\"★\")","v":0},{"$f":"IFERROR(IF(INDIRECT($C$4&$C10&\"!J79\")=\"\",\"★\",INDIRECT($C$4&$C10&\"!J79\")),\"★\")","v":0},{"$f":"IFERROR(IF(INDIRECT($C$4&$C10&\"!AD83\")=\"\",\"★\",INDIRECT($C$4&$C10&\"!AD83\")),\"★\")","v":"---"},{"$f":"C10&\"-\"&1","v":"1-1"},{"$f":"IFERROR(IF(INDIRECT($C$4&$C10&\"!D90\")=\"\",\"★\",INDIRECT($C$4&$C10&\"!D90\")),\"★\")","v":"★"},{"$f":"IFERROR(IF(INDIRECT($C$4&$C10&\"!K90\")=\"\",\"★\",INDIRECT($C$4&$C10&\"!K90\")),\"★\")","v":"★"},{"$f":"IFERROR(IF(INDIRECT($C$4&$C10&\"!O90\")=\"\",\"★\",INDIRECT($C$4&$C10&\"!O90\")),\"★\")","v":"★"},{"$f":"IFERROR(IF(INDIRECT($C$4&$C10&\"!Q90\")=\"\",\"★\",INDIRECT($C$4&$C10&\"!Q90\")),\"★\")","v":"★"},{"$f":"IFERROR(IF(INDIRECT($C$4&$C10&\"!T90\")=\"\",\"★\",INDIRECT($C$4&$C10&\"!T90\")),\"★\")","v":"★"},{"$f":"IFERROR(IF(INDIRECT($C$4&$C10&\"!X90\")=\"\",\"★\",INDIRECT($C$4&$C10&\"!X90\")),\"★\")","v":"★"},{"$f":"IFERROR(IF(INDIRECT($C$4&$C10&\"!X98\")=\"\",\"★\",INDIRECT($C$4&$C10&\"!X98\")),\"★\")","v":0},{"$f":"IFERROR(IF(INDIRECT($C$4&$C10&\"!AB90\")=\"\",\"★\",INDIRECT($C$4&$C10&\"!AB90\")),\"★\")","v":"★"},{"$f":"IFERROR(IF(INDIRECT($C$4&$C10&\"!AF90\")=\"\",\"★\",INDIRECT($C$4&$C10&\"!AF90\")),\"★\")","v":"★"},{"$f":"IFERROR(IF(INDIRECT($C$4&$C10&\"!AF106\")=\"\",\"★\",INDIRECT($C$4&$C10&\"!AF106\")),\"★\")","v":0},{"$f":"IFERROR(IF(INDIRECT($C$4&$C10&\"!CH91\")=\"\",\"★\",INDIRECT($C$4&$C10&\"!CH91\")),\"★\")","v":"---"},{"$f":"IFERROR(IF(INDIRECT($C$4&$C10&\"!K104\")=\"\",\"★\",INDIRECT($C$4&$C10&\"!K104\")),\"★\")","v":0},{"$f":"IFERROR(IF(INDIRECT($C$4&$C10&\"!K106\")=\"\",\"★\",INDIRECT($C$4&$C10&\"!K106\")),\"★\")","v":"---"},{"$f":"IFERROR(IF(INDIRECT($C$4&$C10&\"!D111\")=\"\",\"★\",INDIRECT($C$4&$C10&\"!D111\")),\"★\")","v":"★"},{"$f":"IFERROR(IF(INDIRECT($C$4&$C10&\"!K111\")=\"\",\"★\",INDIRECT($C$4&$C10&\"!K111\")),\"★\")","v":"★"},{"$f":"IFERROR(IF(INDIRECT($C$4&$C10&\"!O111\")=\"\",\"★\",INDIRECT($C$4&$C10&\"!O111\")),\"★\")","v":"★"},{"$f":"IFERROR(IF(INDIRECT($C$4&$C10&\"!Q111\")=\"\",\"★\",INDIRECT($C$4&$C10&\"!Q111\")),\"★\")","v":"★"},{"$f":"IFERROR(IF(INDIRECT($C$4&$C10&\"!T111\")=\"\",\"★\",INDIRECT($C$4&$C10&\"!T111\")),\"★\")","v":"★"},{"$f":"IFERROR(IF(INDIRECT($C$4&$C10&\"!X111\")=\"\",\"★\",INDIRECT($C$4&$C10&\"!X111\")),\"★\")","v":"★"},{"$f":"IFERROR(IF(INDIRECT($C$4&$C10&\"!X119\")=\"\",\"★\",INDIRECT($C$4&$C10&\"!X119\")),\"★\")","v":0},{"$f":"IFERROR(IF(INDIRECT($C$4&$C10&\"!AB111\")=\"\",\"★\",INDIRECT($C$4&$C10&\"!AB111\")),\"★\")","v":"★"},{"$f":"IFERROR(IF(INDIRECT($C$4&$C10&\"!AF111\")=\"\",\"★\",INDIRECT($C$4&$C10&\"!AF111\")),\"★\")","v":"★"},{"$f":"IFERROR(IF(INDIRECT($C$4&$C10&\"!AF127\")=\"\",\"★\",INDIRECT($C$4&$C10&\"!AF127\")),\"★\")","v":0},{"$f":"IFERROR(IF(INDIRECT($C$4&$C10&\"!CH98\")=\"\",\"★\",INDIRECT($C$4&$C10&\"!CH98\")),\"★\")","v":"---"},{"$f":"IFERROR(IF(INDIRECT($C$4&$C10&\"!K125\")=\"\",\"★\",INDIRECT($C$4&$C10&\"!K125\")),\"★\")","v":0},{"$f":"IFERROR(IF(INDIRECT($C$4&$C10&\"!K127\")=\"\",\"★\",INDIRECT($C$4&$C10&\"!K127\")),\"★\")","v":"---"},{"$f":"IFERROR(IF(INDIRECT($C$4&$C10&\"!F271\")=\"\",\"★\",INDIRECT($C$4&$C10&\"!F271\")&INDIRECT($C$4&$C10&\"!I271\")),\"★\")","v":"★"},{"$f":"IFERROR(IF(INDIRECT($C$4&$C10&\"!L271\")=\"\",\"★\",INDIRECT($C$4&$C10&\"!L271\")&INDIRECT($C$4&$C10&\"!O271\")),\"★\")","v":"★"},null,{"$f":"IFERROR(IF(INDIRECT($C$4&$C10&\"!V278\")=\"\",\"★\",INDIRECT($C$4&$C10&\"!V278\")),\"★\")","v":"★"},{"$f":"IFERROR(IF(INDIRECT($C$4&$C10&\"!Z278\")=\"\",\"★\",INDIRECT($C$4&$C10&\"!Z278\")),\"★\")","v":"★"},{"$f":"IFERROR(IF(INDIRECT($C$4&$C10&\"!AD278\")=\"\",\"★\",INDIRECT($C$4&$C10&\"!AD278\")),\"★\")","v":"★"},{"$f":"IFERROR(IF(INDIRECT($C$4&$C10&\"!AH278\")=\"\",\"★\",INDIRECT($C$4&$C10&\"!AH278\")),\"★\")","v":"★"},{"$f":"IFERROR(IF(INDIRECT($C$4&$C10&\"!I285\")=\"\",\"★\",INDIRECT($C$4&$C10&\"!I285\")),\"★\")","v":0},{"$f":"IFERROR(IF(INDIRECT($C$4&$C10&\"!I287\")=\"\",\"★\",INDIRECT($C$4&$C10&\"!I287\")),\"★\")","v":0},{"$f":"IFERROR(IF(INDIRECT($C$4&$C10&\"!O285\")=\"\",\"★\",INDIRECT($C$4&$C10&\"!O285\")),\"★\")","v":"---"},{"$f":"IFERROR(IF(INDIRECT($C$4&$C10&\"!R285\")=\"\",\"★\",INDIRECT($C$4&$C10&\"!R285\")),\"★\")","v":"★"},{"$f":"IFERROR(IF(INDIRECT($C$4&$C10&\"!V285\")=\"\",\"★\",INDIRECT($C$4&$C10&\"!V285\")),\"★\")","v":"★"},{"$f":"IFERROR(IF(INDIRECT($C$4&$C10&\"!Z285\")=\"\",\"★\",INDIRECT($C$4&$C10&\"!Z285\")),\"★\")","v":"★"},{"$f":"IFERROR(IF(INDIRECT($C$4&$C10&\"!AD285\")=\"\",\"★\",INDIRECT($C$4&$C10&\"!AD285\")),\"★\")","v":"★"},{"$f":"IFERROR(IF(INDIRECT($C$4&$C10&\"!AH285\")=\"\",\"★\",INDIRECT($C$4&$C10&\"!AH285\")),\"★\")","v":"★"},null,{"$f":"IFERROR(IF(INDIRECT($C$4&$C10&\"!V287\")=\"\",\"★\",INDIRECT($C$4&$C10&\"!V287\")),\"★\")","v":"★"},{"$f":"IFERROR(IF(INDIRECT($C$4&$C10&\"!Z287\")=\"\",\"★\",INDIRECT($C$4&$C10&\"!Z287\")),\"★\")","v":"★"},{"$f":"IFERROR(IF(INDIRECT($C$4&$C10&\"!AD287\")=\"\",\"★\",INDIRECT($C$4&$C10&\"!AD287\")),\"★\")","v":"★"},{"$f":"IFERROR(IF(INDIRECT($C$4&$C10&\"!AH287\")=\"\",\"★\",INDIRECT($C$4&$C10&\"!AH287\")),\"★\")","v":"★"},{"$f":"IFERROR(IF(INDIRECT($C$4&$C10&\"!B294\")=\"\",\"★\",INDIRECT($C$4&$C10&\"!B294\")),\"★\")","v":"★"},{"$f":"IFERROR(IF(INDIRECT($C$4&$C10&\"!E294\")=\"\",\"★\",INDIRECT($C$4&$C10&\"!E294\")),\"★\")","v":"★"},{"$f":"IFERROR(IF(INDIRECT($C$4&$C10&\"!I294\")=\"\",\"★\",INDIRECT($C$4&$C10&\"!I294\")),\"★\")","v":0},{"$f":"IFERROR(IF(INDIRECT($C$4&$C10&\"!I296\")=\"\",\"★\",INDIRECT($C$4&$C10&\"!I296\")),\"★\")","v":0},{"$f":"IFERROR(IF(INDIRECT($C$4&$C10&\"!O294\")=\"\",\"★\",INDIRECT($C$4&$C10&\"!O294\")),\"★\")","v":"---"},{"$f":"IFERROR(IF(INDIRECT($C$4&$C10&\"!R294\")=\"\",\"★\",INDIRECT($C$4&$C10&\"!R294\")),\"★\")","v":"★"},{"$f":"IFERROR(IF(INDIRECT($C$4&$C10&\"!V294\")=\"\",\"★\",INDIRECT($C$4&$C10&\"!V294\")),\"★\")","v":"★"},{"$f":"IFERROR(IF(INDIRECT($C$4&$C10&\"!Z294\")=\"\",\"★\",INDIRECT($C$4&$C10&\"!Z294\")),\"★\")","v":"★"},{"$f":"IFERROR(IF(INDIRECT($C$4&$C10&\"!AD294\")=\"\",\"★\",INDIRECT($C$4&$C10&\"!AD294\")),\"★\")","v":"★"},{"$f":"IFERROR(IF(INDIRECT($C$4&$C10&\"!AH294\")=\"\",\"★\",INDIRECT($C$4&$C10&\"!AH294\")),\"★\")","v":"★"},null,{"$f":"IFERROR(IF(INDIRECT($C$4&$C10&\"!V296\")=\"\",\"★\",INDIRECT($C$4&$C10&\"!V296\")),\"★\")","v":"★"},{"$f":"IFERROR(IF(INDIRECT($C$4&$C10&\"!Z296\")=\"\",\"★\",INDIRECT($C$4&$C10&\"!Z287\")),\"★\")","v":"★"},{"$f":"IFERROR(IF(INDIRECT($C$4&$C10&\"!AD296\")=\"\",\"★\",INDIRECT($C$4&$C10&\"!AD296\")),\"★\")","v":"★"},{"$f":"IFERROR(IF(INDIRECT($C$4&$C10&\"!AH296\")=\"\",\"★\",INDIRECT($C$4&$C10&\"!AH296\")),\"★\")","v":"★"},"end"]
[null,null,null,null,null,null,null,null,null,null,null,null,null,null,null,null,null,null,{"$f":"C10&\"-\"&2","v":"1-2"},{"$f":"IFERROR(IF(INDIRECT($C$4&$C10&\"!D92\")=\"\",\"★\",INDIRECT($C$4&$C10&\"!D92\")),\"★\")","v":"★"},{"$f":"IFERROR(IF(INDIRECT($C$4&$C10&\"!K92\")=\"\",\"★\",INDIRECT($C$4&$C10&\"!K92\")),\"★\")","v":"★"},{"$f":"IFERROR(IF(INDIRECT($C$4&$C10&\"!O92\")=\"\",\"★\",INDIRECT($C$4&$C10&\"!O92\")),\"★\")","v":"★"},{"$f":"IFERROR(IF(INDIRECT($C$4&$C10&\"!Q92\")=\"\",\"★\",INDIRECT($C$4&$C10&\"!Q92\")),\"★\")","v":"★"},{"$f":"IFERROR(IF(INDIRECT($C$4&$C10&\"!T92\")=\"\",\"★\",INDIRECT($C$4&$C10&\"!T92\")),\"★\")","v":"★"},{"$f":"IFERROR(IF(INDIRECT($C$4&$C10&\"!X92\")=\"\",\"★\",INDIRECT($C$4&$C10&\"!X92\")),\"★\")","v":"★"},null,{"$f":"IFERROR(IF(INDIRECT($C$4&$C10&\"!AB92\")=\"\",\"★\",INDIRECT($C$4&$C10&\"!AB92\")),\"★\")","v":"★"},{"$f":"IFERROR(IF(INDIRECT($C$4&$C10&\"!AF92\")=\"\",\"★\",INDIRECT($C$4&$C10&\"!AF92\")),\"★\")","v":"★"},null,{"$f":"IFERROR(IF(INDIRECT($C$4&$C10&\"!CH92\")=\"\",\"★\",INDIRECT($C$4&$C10&\"!CH92\")),\"★\")","v":"---"},null,null,{"$f":"IFERROR(IF(INDIRECT($C$4&$C10&\"!D113\")=\"\",\"★\",INDIRECT($C$4&$C10&\"!D113\")),\"★\")","v":"★"},{"$f":"IFERROR(IF(INDIRECT($C$4&$C10&\"!K113\")=\"\",\"★\",INDIRECT($C$4&$C10&\"!K113\")),\"★\")","v":"★"},{"$f":"IFERROR(IF(INDIRECT($C$4&$C10&\"!O113\")=\"\",\"★\",INDIRECT($C$4&$C10&\"!O113\")),\"★\")","v":"★"},{"$f":"IFERROR(IF(INDIRECT($C$4&$C10&\"!Q113\")=\"\",\"★\",INDIRECT($C$4&$C10&\"!Q113\")),\"★\")","v":"★"},{"$f":"IFERROR(IF(INDIRECT($C$4&$C10&\"!T113\")=\"\",\"★\",INDIRECT($C$4&$C10&\"!T113\")),\"★\")","v":"★"},{"$f":"IFERROR(IF(INDIRECT($C$4&$C10&\"!X113\")=\"\",\"★\",INDIRECT($C$4&$C10&\"!X113\")),\"★\")","v":"★"},null,{"$f":"IFERROR(IF(INDIRECT($C$4&$C10&\"!AB113\")=\"\",\"★\",INDIRECT($C$4&$C10&\"!AB113\")),\"★\")","v":"★"},{"$f":"IFERROR(IF(INDIRECT($C$4&$C10&\"!AF113\")=\"\",\"★\",INDIRECT($C$4&$C10&\"!AF113\")),\"★\")","v":"★"},null,{"$f":"IFERROR(IF(INDIRECT($C$4&$C10&\"!CH99\")=\"\",\"★\",INDIRECT($C$4&$C10&\"!CH99\")),\"★\")","v":"---"},null,null,{"$f":"IFERROR(IF(INDIRECT($C$4&$C10&\"!F270\")=\"\",\"★\",INDIRECT($C$4&$C10&\"!F270\")),\"★\")","v":"★"},{"$f":"IFERROR(IF(INDIRECT($C$4&$C10&\"!L270\")=\"\",\"★\",INDIRECT($C$4&$C10&\"!L270\")),\"★\")","v":"★"},null,null,null,null,null,null,null,null,null,null,null,null,null,null,null,null,null,null,null,null,null,null,null,null,null,null,null,null,null,null,null,null,null,"end"]
[null,null,null,null,null,null,null,null,null,null,null,null,null,null,null,null,null,null,{"$f":"C10&\"-\"&3","v":"1-3"},{"$f":"IFERROR(IF(INDIRECT($C$4&$C10&\"!D94\")=\"\",\"★\",INDIRECT($C$4&$C10&\"!D94\")),\"★\")","v":"★"},{"$f":"IFERROR(IF(INDIRECT($C$4&$C10&\"!K94\")=\"\",\"★\",INDIRECT($C$4&$C10&\"!K94\")),\"★\")","v":"★"},{"$f":"IFERROR(IF(INDIRECT($C$4&$C10&\"!O94\")=\"\",\"★\",INDIRECT($C$4&$C10&\"!O94\")),\"★\")","v":"★"},{"$f":"IFERROR(IF(INDIRECT($C$4&$C10&\"!Q94\")=\"\",\"★\",INDIRECT($C$4&$C10&\"!Q94\")),\"★\")","v":"★"},{"$f":"IFERROR(IF(INDIRECT($C$4&$C10&\"!T94\")=\"\",\"★\",INDIRECT($C$4&$C10&\"!T94\")),\"★\")","v":"★"},{"$f":"IFERROR(IF(INDIRECT($C$4&$C10&\"!X94\")=\"\",\"★\",INDIRECT($C$4&$C10&\"!X94\")),\"★\")","v":"★"},null,{"$f":"IFERROR(IF(INDIRECT($C$4&$C10&\"!AB94\")=\"\",\"★\",INDIRECT($C$4&$C10&\"!AB94\")),\"★\")","v":"★"},{"$f":"IFERROR(IF(INDIRECT($C$4&$C10&\"!AF94\")=\"\",\"★\",INDIRECT($C$4&$C10&\"!AF94\")),\"★\")","v":"★"},null,{"$f":"IFERROR(IF(INDIRECT($C$4&$C10&\"!CH93\")=\"\",\"★\",INDIRECT($C$4&$C10&\"!CH93\")),\"★\")","v":"---"},null,null,{"$f":"IFERROR(IF(INDIRECT($C$4&$C10&\"!D115\")=\"\",\"★\",INDIRECT($C$4&$C10&\"!D115\")),\"★\")","v":"★"},{"$f":"IFERROR(IF(INDIRECT($C$4&$C10&\"!K115\")=\"\",\"★\",INDIRECT($C$4&$C10&\"!K115\")),\"★\")","v":"★"},{"$f":"IFERROR(IF(INDIRECT($C$4&$C10&\"!O115\")=\"\",\"★\",INDIRECT($C$4&$C10&\"!O115\")),\"★\")","v":"★"},{"$f":"IFERROR(IF(INDIRECT($C$4&$C10&\"!Q115\")=\"\",\"★\",INDIRECT($C$4&$C10&\"!Q115\")),\"★\")","v":"★"},{"$f":"IFERROR(IF(INDIRECT($C$4&$C10&\"!T115\")=\"\",\"★\",INDIRECT($C$4&$C10&\"!T115\")),\"★\")","v":"★"},{"$f":"IFERROR(IF(INDIRECT($C$4&$C10&\"!X115\")=\"\",\"★\",INDIRECT($C$4&$C10&\"!X115\")),\"★\")","v":"★"},null,{"$f":"IFERROR(IF(INDIRECT($C$4&$C10&\"!AB115\")=\"\",\"★\",INDIRECT($C$4&$C10&\"!AB115\")),\"★\")","v":"★"},{"$f":"IFERROR(IF(INDIRECT($C$4&$C10&\"!AF115\")=\"\",\"★\",INDIRECT($C$4&$C10&\"!AF115\")),\"★\")","v":"★"},null,{"$f":"IFERROR(IF(INDIRECT($C$4&$C10&\"!CH100\")=\"\",\"★\",INDIRECT($C$4&$C10&\"!CH100\")),\"★\")","v":"---"},null,null,null,null,null,null,null,null,null,null,null,null,null,null,null,null,null,null,null,null,null,null,null,null,null,null,null,null,null,null,null,null,null,null,null,null,null,"end"]
[null,null,null,null,null,null,null,null,null,null,null,null,null,null,null,null,null,null,{"$f":"C10&\"-\"&4","v":"1-4"},{"$f":"IFERROR(IF(INDIRECT($C$4&$C10&\"!D96\")=\"\",\"★\",INDIRECT($C$4&$C10&\"!D96\")),\"★\")","v":"★"},{"$f":"IFERROR(IF(INDIRECT($C$4&$C10&\"!K96\")=\"\",\"★\",INDIRECT($C$4&$C10&\"!K96\")),\"★\")","v":"★"},{"$f":"IFERROR(IF(INDIRECT($C$4&$C10&\"!O96\")=\"\",\"★\",INDIRECT($C$4&$C10&\"!O96\")),\"★\")","v":"★"},{"$f":"IFERROR(IF(INDIRECT($C$4&$C10&\"!Q96\")=\"\",\"★\",INDIRECT($C$4&$C10&\"!Q96\")),\"★\")","v":"★"},{"$f":"IFERROR(IF(INDIRECT($C$4&$C10&\"!T96\")=\"\",\"★\",INDIRECT($C$4&$C10&\"!T96\")),\"★\")","v":"★"},{"$f":"IFERROR(IF(INDIRECT($C$4&$C10&\"!X96\")=\"\",\"★\",INDIRECT($C$4&$C10&\"!X96\")),\"★\")","v":"★"},null,{"$f":"IFERROR(IF(INDIRECT($C$4&$C10&\"!AB96\")=\"\",\"★\",INDIRECT($C$4&$C10&\"!AB96\")),\"★\")","v":"★"},{"$f":"IFERROR(IF(INDIRECT($C$4&$C10&\"!AF96\")=\"\",\"★\",INDIRECT($C$4&$C10&\"!AF96\")),\"★\")","v":"★"},null,{"$f":"IFERROR(IF(INDIRECT($C$4&$C10&\"!CH94\")=\"\",\"★\",INDIRECT($C$4&$C10&\"!CH94\")),\"★\")","v":"---"},null,null,{"$f":"IFERROR(IF(INDIRECT($C$4&$C10&\"!D117\")=\"\",\"★\",INDIRECT($C$4&$C10&\"!D117\")),\"★\")","v":"★"},{"$f":"IFERROR(IF(INDIRECT($C$4&$C10&\"!K117\")=\"\",\"★\",INDIRECT($C$4&$C10&\"!K117\")),\"★\")","v":"★"},{"$f":"IFERROR(IF(INDIRECT($C$4&$C10&\"!O117\")=\"\",\"★\",INDIRECT($C$4&$C10&\"!O117\")),\"★\")","v":"★"},{"$f":"IFERROR(IF(INDIRECT($C$4&$C10&\"!Q117\")=\"\",\"★\",INDIRECT($C$4&$C10&\"!Q117\")),\"★\")","v":"★"},{"$f":"IFERROR(IF(INDIRECT($C$4&$C10&\"!T117\")=\"\",\"★\",INDIRECT($C$4&$C10&\"!T117\")),\"★\")","v":"★"},{"$f":"IFERROR(IF(INDIRECT($C$4&$C10&\"!X117\")=\"\",\"★\",INDIRECT($C$4&$C10&\"!X117\")),\"★\")","v":"★"},null,{"$f":"IFERROR(IF(INDIRECT($C$4&$C10&\"!AB117\")=\"\",\"★\",INDIRECT($C$4&$C10&\"!AB117\")),\"★\")","v":"★"},{"$f":"IFERROR(IF(INDIRECT($C$4&$C10&\"!AF117\")=\"\",\"★\",INDIRECT($C$4&$C10&\"!AF117\")),\"★\")","v":"★"},null,{"$f":"IFERROR(IF(INDIRECT($C$4&$C10&\"!CH101\")=\"\",\"★\",INDIRECT($C$4&$C10&\"!CH101\")),\"★\")","v":"---"},null,null,null,null,null,null,null,null,null,null,null,null,null,null,null,null,null,null,null,null,null,null,null,null,null,null,null,null,null,null,null,null,null,null,null,null,null,"end"]
[null,null,2,{"$f":"IFERROR(IF(INDIRECT($C$4&$C14&\"!C9\")=\"\",\"★\",INDIRECT($C$4&$C14&\"!C9\")),\"★\")","v":"★"},{"$f":"IFERROR(IF(INDIRECT($C$4&$C14&\"!G9\")=\"\",\"★\",INDIRECT($C$4&$C14&\"!G9\")),\"★\")","v":"★"},{"$f":"IFERROR(IF(INDIRECT($C$4&$C14&\"!AB11\")=\"\",\"★\",INDIRECT($C$4&$C14&\"!AB11\")),\"★\")","v":"★"},{"$f":"IFERROR(IF(INDIRECT($C$4&$C14&\"!AB13\")=\"\",\"★\",INDIRECT($C$4&$C14&\"!AB13\")),\"★\")","v":"★"},{"$f":"IFERROR(IF(INDIRECT($C$4&$C14&\"!G11\")=\"\",\"★\",INDIRECT($C$4&$C14&\"!G11\")),\"★\")","v":"★"},{"$f":"IFERROR(IF(INDIRECT($C$4&$C14&\"!Y9\")=\"\",\"★\",INDIRECT($C$4&$C14&\"!Y9\")),\"★\")","v":"★"},{"$f":"IFERROR(IF(INDIRECT($C$4&$C14&\"!AB9\")=\"\",\"★\",INDIRECT($C$4&$C14&\"!AB9\")),\"★\")","v":"★"},{"$f":"IFERROR(IF(INDIRECT($C$4&$C14&\"!G13\")=\"\",\"★\",INDIRECT($C$4&$C14&\"!G13\")),\"★\")","v":"★"},{"$f":"IFERROR(IF(INDIRECT($C$4&$C14&\"!J75\")=\"\",\"★\",INDIRECT($C$4&$C14&\"!J75\")),\"★\")","v":0},{"$f":"IFERROR(IF(INDIRECT($C$4&$C14&\"!J77\")=\"\",\"★\",INDIRECT($C$4&$C14&\"!J77\")),\"★\")","v":0},{"$f":"IFERROR(IF(INDIRECT($C$4&$C14&\"!J81\")=\"\",\"★\",INDIRECT($C$4&$C14&\"!J81\")),\"★\")","v":0},{"$f":"IFERROR(IF(INDIRECT($C$4&$C14&\"!J83\")=\"\",\"★\",INDIRECT($C$4&$C14&\"!J83\")),\"★\")","v":"---"},{"$f":"IFERROR(IF(INDIRECT($C$4&$C14&\"!AD75\")=\"\",\"★\",INDIRECT($C$4&$C14&\"!AD75\")),\"★\")","v":0},{"$f":"IFERROR(IF(INDIRECT($C$4&$C14&\"!J79\")=\"\",\"★\",INDIRECT($C$4&$C14&\"!J79\")),\"★\")","v":0},{"$f":"IFERROR(IF(INDIRECT($C$4&$C14&\"!AD83\")=\"\",\"★\",INDIRECT($C$4&$C14&\"!AD83\")),\"★\")","v":"---"},{"$f":"C14&\"-\"&1","v":"2-1"},{"$f":"IFERROR(IF(INDIRECT($C$4&$C14&\"!D90\")=\"\",\"★\",INDIRECT($C$4&$C14&\"!D90\")),\"★\")","v":"★"},{"$f":"IFERROR(IF(INDIRECT($C$4&$C14&\"!K90\")=\"\",\"★\",INDIRECT($C$4&$C14&\"!K90\")),\"★\")","v":"★"},{"$f":"IFERROR(IF(INDIRECT($C$4&$C14&\"!O90\")=\"\",\"★\",INDIRECT($C$4&$C14&\"!O90\")),\"★\")","v":"★"},{"$f":"IFERROR(IF(INDIRECT($C$4&$C14&\"!Q90\")=\"\",\"★\",INDIRECT($C$4&$C14&\"!Q90\")),\"★\")","v":"★"},{"$f":"IFERROR(IF(INDIRECT($C$4&$C14&\"!T90\")=\"\",\"★\",INDIRECT($C$4&$C14&\"!T90\")),\"★\")","v":"★"},{"$f":"IFERROR(IF(INDIRECT($C$4&$C14&\"!X90\")=\"\",\"★\",INDIRECT($C$4&$C14&\"!X90\")),\"★\")","v":"★"},{"$f":"IFERROR(IF(INDIRECT($C$4&$C14&\"!X98\")=\"\",\"★\",INDIRECT($C$4&$C14&\"!X98\")),\"★\")","v":0},{"$f":"IFERROR(IF(INDIRECT($C$4&$C14&\"!AB90\")=\"\",\"★\",INDIRECT($C$4&$C14&\"!AB90\")),\"★\")","v":"★"},{"$f":"IFERROR(IF(INDIRECT($C$4&$C14&\"!AF90\")=\"\",\"★\",INDIRECT($C$4&$C14&\"!AF90\")),\"★\")","v":"★"},{"$f":"IFERROR(IF(INDIRECT($C$4&$C14&\"!AF106\")=\"\",\"★\",INDIRECT($C$4&$C14&\"!AF106\")),\"★\")","v":0},{"$f":"IFERROR(IF(INDIRECT($C$4&$C14&\"!CH91\")=\"\",\"★\",INDIRECT($C$4&$C14&\"!CH91\")),\"★\")","v":"---"},{"$f":"IFERROR(IF(INDIRECT($C$4&$C14&\"!K104\")=\"\",\"★\",INDIRECT($C$4&$C14&\"!K104\")),\"★\")","v":0},{"$f":"IFERROR(IF(INDIRECT($C$4&$C14&\"!K106\")=\"\",\"★\",INDIRECT($C$4&$C14&\"!K106\")),\"★\")","v":"---"},{"$f":"IFERROR(IF(INDIRECT($C$4&$C14&\"!D111\")=\"\",\"★\",INDIRECT($C$4&$C14&\"!D111\")),\"★\")","v":"★"},{"$f":"IFERROR(IF(INDIRECT($C$4&$C14&\"!K111\")=\"\",\"★\",INDIRECT($C$4&$C14&\"!K111\")),\"★\")","v":"★"},{"$f":"IFERROR(IF(INDIRECT($C$4&$C14&\"!O111\")=\"\",\"★\",INDIRECT($C$4&$C14&\"!O111\")),\"★\")","v":"★"},{"$f":"IFERROR(IF(INDIRECT($C$4&$C14&\"!Q111\")=\"\",\"★\",INDIRECT($C$4&$C14&\"!Q111\")),\"★\")","v":"★"},{"$f":"IFERROR(IF(INDIRECT($C$4&$C14&\"!T111\")=\"\",\"★\",INDIRECT($C$4&$C14&\"!T111\")),\"★\")","v":"★"},{"$f":"IFERROR(IF(INDIRECT($C$4&$C14&\"!X111\")=\"\",\"★\",INDIRECT($C$4&$C14&\"!X111\")),\"★\")","v":"★"},{"$f":"IFERROR(IF(INDIRECT($C$4&$C14&\"!X119\")=\"\",\"★\",INDIRECT($C$4&$C14&\"!X119\")),\"★\")","v":0},{"$f":"IFERROR(IF(INDIRECT($C$4&$C14&\"!AB111\")=\"\",\"★\",INDIRECT($C$4&$C14&\"!AB111\")),\"★\")","v":"★"},{"$f":"IFERROR(IF(INDIRECT($C$4&$C14&\"!AF111\")=\"\",\"★\",INDIRECT($C$4&$C14&\"!AF111\")),\"★\")","v":"★"},{"$f":"IFERROR(IF(INDIRECT($C$4&$C14&\"!AF127\")=\"\",\"★\",INDIRECT($C$4&$C14&\"!AF127\")),\"★\")","v":0},{"$f":"IFERROR(IF(INDIRECT($C$4&$C14&\"!CH98\")=\"\",\"★\",INDIRECT($C$4&$C14&\"!CH98\")),\"★\")","v":"---"},{"$f":"IFERROR(IF(INDIRECT($C$4&$C14&\"!K125\")=\"\",\"★\",INDIRECT($C$4&$C14&\"!K125\")),\"★\")","v":0},{"$f":"IFERROR(IF(INDIRECT($C$4&$C14&\"!K127\")=\"\",\"★\",INDIRECT($C$4&$C14&\"!K127\")),\"★\")","v":"---"},{"$f":"IFERROR(IF(INDIRECT($C$4&$C14&\"!F271\")=\"\",\"★\",INDIRECT($C$4&$C14&\"!F271\")&INDIRECT($C$4&$C14&\"!I271\")),\"★\")","v":"★"},{"$f":"IFERROR(IF(INDIRECT($C$4&$C14&\"!L271\")=\"\",\"★\",INDIRECT($C$4&$C14&\"!L271\")&INDIRECT($C$4&$C14&\"!O271\")),\"★\")","v":"★"},null,{"$f":"IFERROR(IF(INDIRECT($C$4&$C14&\"!V278\")=\"\",\"★\",INDIRECT($C$4&$C14&\"!V278\")),\"★\")","v":"★"},{"$f":"IFERROR(IF(INDIRECT($C$4&$C14&\"!Z278\")=\"\",\"★\",INDIRECT($C$4&$C14&\"!Z278\")),\"★\")","v":"★"},{"$f":"IFERROR(IF(INDIRECT($C$4&$C14&\"!AD278\")=\"\",\"★\",INDIRECT($C$4&$C14&\"!AD278\")),\"★\")","v":"★"},{"$f":"IFERROR(IF(INDIRECT($C$4&$C14&\"!AH278\")=\"\",\"★\",INDIRECT($C$4&$C14&\"!AH278\")),\"★\")","v":"★"},{"$f":"IFERROR(IF(INDIRECT($C$4&$C14&\"!I285\")=\"\",\"★\",INDIRECT($C$4&$C14&\"!I285\")),\"★\")","v":0},{"$f":"IFERROR(IF(INDIRECT($C$4&$C14&\"!I287\")=\"\",\"★\",INDIRECT($C$4&$C14&\"!I287\")),\"★\")","v":0},{"$f":"IFERROR(IF(INDIRECT($C$4&$C14&\"!O285\")=\"\",\"★\",INDIRECT($C$4&$C14&\"!O285\")),\"★\")","v":"---"},{"$f":"IFERROR(IF(INDIRECT($C$4&$C14&\"!R285\")=\"\",\"★\",INDIRECT($C$4&$C14&\"!R285\")),\"★\")","v":"★"},{"$f":"IFERROR(IF(INDIRECT($C$4&$C14&\"!V285\")=\"\",\"★\",INDIRECT($C$4&$C14&\"!V285\")),\"★\")","v":"★"},{"$f":"IFERROR(IF(INDIRECT($C$4&$C14&\"!Z285\")=\"\",\"★\",INDIRECT($C$4&$C14&\"!Z285\")),\"★\")","v":"★"},{"$f":"IFERROR(IF(INDIRECT($C$4&$C14&\"!AD285\")=\"\",\"★\",INDIRECT($C$4&$C14&\"!AD285\")),\"★\")","v":"★"},{"$f":"IFERROR(IF(INDIRECT($C$4&$C14&\"!AH285\")=\"\",\"★\",INDIRECT($C$4&$C14&\"!AH285\")),\"★\")","v":"★"},null,{"$f":"IFERROR(IF(INDIRECT($C$4&$C14&\"!V287\")=\"\",\"★\",INDIRECT($C$4&$C14&\"!V287\")),\"★\")","v":"★"},{"$f":"IFERROR(IF(INDIRECT($C$4&$C14&\"!Z287\")=\"\",\"★\",INDIRECT($C$4&$C14&\"!Z287\")),\"★\")","v":"★"},{"$f":"IFERROR(IF(INDIRECT($C$4&$C14&\"!AD287\")=\"\",\"★\",INDIRECT($C$4&$C14&\"!AD287\")),\"★\")","v":"★"},{"$f":"IFERROR(IF(INDIRECT($C$4&$C14&\"!AH287\")=\"\",\"★\",INDIRECT($C$4&$C14&\"!AH287\")),\"★\")","v":"★"},{"$f":"IFERROR(IF(INDIRECT($C$4&$C14&\"!B294\")=\"\",\"★\",INDIRECT($C$4&$C14&\"!B294\")),\"★\")","v":"★"},{"$f":"IFERROR(IF(INDIRECT($C$4&$C14&\"!E294\")=\"\",\"★\",INDIRECT($C$4&$C14&\"!E294\")),\"★\")","v":"★"},{"$f":"IFERROR(IF(INDIRECT($C$4&$C14&\"!I294\")=\"\",\"★\",INDIRECT($C$4&$C14&\"!I294\")),\"★\")","v":0},{"$f":"IFERROR(IF(INDIRECT($C$4&$C14&\"!I296\")=\"\",\"★\",INDIRECT($C$4&$C14&\"!I296\")),\"★\")","v":0},{"$f":"IFERROR(IF(INDIRECT($C$4&$C14&\"!O294\")=\"\",\"★\",INDIRECT($C$4&$C14&\"!O294\")),\"★\")","v":"---"},{"$f":"IFERROR(IF(INDIRECT($C$4&$C14&\"!R294\")=\"\",\"★\",INDIRECT($C$4&$C14&\"!R294\")),\"★\")","v":"★"},{"$f":"IFERROR(IF(INDIRECT($C$4&$C14&\"!V294\")=\"\",\"★\",INDIRECT($C$4&$C14&\"!V294\")),\"★\")","v":"★"},{"$f":"IFERROR(IF(INDIRECT($C$4&$C14&\"!Z294\")=\"\",\"★\",INDIRECT($C$4&$C14&\"!Z294\")),\"★\")","v":"★"},{"$f":"IFERROR(IF(INDIRECT($C$4&$C14&\"!AD294\")=\"\",\"★\",INDIRECT($C$4&$C14&\"!AD294\")),\"★\")","v":"★"},{"$f":"IFERROR(IF(INDIRECT($C$4&$C14&\"!AH294\")=\"\",\"★\",INDIRECT($C$4&$C14&\"!AH294\")),\"★\")","v":"★"},null,{"$f":"IFERROR(IF(INDIRECT($C$4&$C14&\"!V296\")=\"\",\"★\",INDIRECT($C$4&$C14&\"!V296\")),\"★\")","v":"★"},{"$f":"IFERROR(IF(INDIRECT($C$4&$C14&\"!Z296\")=\"\",\"★\",INDIRECT($C$4&$C14&\"!Z287\")),\"★\")","v":"★"},{"$f":"IFERROR(IF(INDIRECT($C$4&$C14&\"!AD296\")=\"\",\"★\",INDIRECT($C$4&$C14&\"!AD296\")),\"★\")","v":"★"},{"$f":"IFERROR(IF(INDIRECT($C$4&$C14&\"!AH296\")=\"\",\"★\",INDIRECT($C$4&$C14&\"!AH296\")),\"★\")","v":"★"},"end"]
[null,null,null,null,null,null,null,null,null,null,null,null,null,null,null,null,null,null,{"$f":"C14&\"-\"&2","v":"2-2"},{"$f":"IFERROR(IF(INDIRECT($C$4&$C14&\"!D92\")=\"\",\"★\",INDIRECT($C$4&$C14&\"!D92\")),\"★\")","v":"★"},{"$f":"IFERROR(IF(INDIRECT($C$4&$C14&\"!K92\")=\"\",\"★\",INDIRECT($C$4&$C14&\"!K92\")),\"★\")","v":"★"},{"$f":"IFERROR(IF(INDIRECT($C$4&$C14&\"!O92\")=\"\",\"★\",INDIRECT($C$4&$C14&\"!O92\")),\"★\")","v":"★"},{"$f":"IFERROR(IF(INDIRECT($C$4&$C14&\"!Q92\")=\"\",\"★\",INDIRECT($C$4&$C14&\"!Q92\")),\"★\")","v":"★"},{"$f":"IFERROR(IF(INDIRECT($C$4&$C14&\"!T92\")=\"\",\"★\",INDIRECT($C$4&$C14&\"!T92\")),\"★\")","v":"★"},{"$f":"IFERROR(IF(INDIRECT($C$4&$C14&\"!X92\")=\"\",\"★\",INDIRECT($C$4&$C14&\"!X92\")),\"★\")","v":"★"},null,{"$f":"IFERROR(IF(INDIRECT($C$4&$C14&\"!AB92\")=\"\",\"★\",INDIRECT($C$4&$C14&\"!AB92\")),\"★\")","v":"★"},{"$f":"IFERROR(IF(INDIRECT($C$4&$C14&\"!AF92\")=\"\",\"★\",INDIRECT($C$4&$C14&\"!AF92\")),\"★\")","v":"★"},null,{"$f":"IFERROR(IF(INDIRECT($C$4&$C14&\"!CH92\")=\"\",\"★\",INDIRECT($C$4&$C14&\"!CH92\")),\"★\")","v":"---"},null,null,{"$f":"IFERROR(IF(INDIRECT($C$4&$C14&\"!D113\")=\"\",\"★\",INDIRECT($C$4&$C14&\"!D113\")),\"★\")","v":"★"},{"$f":"IFERROR(IF(INDIRECT($C$4&$C14&\"!K113\")=\"\",\"★\",INDIRECT($C$4&$C14&\"!K113\")),\"★\")","v":"★"},{"$f":"IFERROR(IF(INDIRECT($C$4&$C14&\"!O113\")=\"\",\"★\",INDIRECT($C$4&$C14&\"!O113\")),\"★\")","v":"★"},{"$f":"IFERROR(IF(INDIRECT($C$4&$C14&\"!Q113\")=\"\",\"★\",INDIRECT($C$4&$C14&\"!Q113\")),\"★\")","v":"★"},{"$f":"IFERROR(IF(INDIRECT($C$4&$C14&\"!T113\")=\"\",\"★\",INDIRECT($C$4&$C14&\"!T113\")),\"★\")","v":"★"},{"$f":"IFERROR(IF(INDIRECT($C$4&$C14&\"!X113\")=\"\",\"★\",INDIRECT($C$4&$C14&\"!X113\")),\"★\")","v":"★"},null,{"$f":"IFERROR(IF(INDIRECT($C$4&$C14&\"!AB113\")=\"\",\"★\",INDIRECT($C$4&$C14&\"!AB113\")),\"★\")","v":"★"},{"$f":"IFERROR(IF(INDIRECT($C$4&$C14&\"!AF113\")=\"\",\"★\",INDIRECT($C$4&$C14&\"!AF113\")),\"★\")","v":"★"},null,{"$f":"IFERROR(IF(INDIRECT($C$4&$C14&\"!CH99\")=\"\",\"★\",INDIRECT($C$4&$C14&\"!CH99\")),\"★\")","v":"---"},null,null,{"$f":"IFERROR(IF(INDIRECT($C$4&$C14&\"!F270\")=\"\",\"★\",INDIRECT($C$4&$C14&\"!F270\")),\"★\")","v":"★"},{"$f":"IFERROR(IF(INDIRECT($C$4&$C14&\"!L270\")=\"\",\"★\",INDIRECT($C$4&$C14&\"!L270\")),\"★\")","v":"★"},null,null,null,null,null,null,null,null,null,null,null,null,null,null,null,null,null,null,null,null,null,null,null,null,null,null,null,null,null,null,null,null,null,"end"]
[null,null,null,null,null,null,null,null,null,null,null,null,null,null,null,null,null,null,{"$f":"C14&\"-\"&3","v":"2-3"},{"$f":"IFERROR(IF(INDIRECT($C$4&$C14&\"!D94\")=\"\",\"★\",INDIRECT($C$4&$C14&\"!D94\")),\"★\")","v":"★"},{"$f":"IFERROR(IF(INDIRECT($C$4&$C14&\"!K94\")=\"\",\"★\",INDIRECT($C$4&$C14&\"!K94\")),\"★\")","v":"★"},{"$f":"IFERROR(IF(INDIRECT($C$4&$C14&\"!O94\")=\"\",\"★\",INDIRECT($C$4&$C14&\"!O94\")),\"★\")","v":"★"},{"$f":"IFERROR(IF(INDIRECT($C$4&$C14&\"!Q94\")=\"\",\"★\",INDIRECT($C$4&$C14&\"!Q94\")),\"★\")","v":"★"},{"$f":"IFERROR(IF(INDIRECT($C$4&$C14&\"!T94\")=\"\",\"★\",INDIRECT($C$4&$C14&\"!T94\")),\"★\")","v":"★"},{"$f":"IFERROR(IF(INDIRECT($C$4&$C14&\"!X94\")=\"\",\"★\",INDIRECT($C$4&$C14&\"!X94\")),\"★\")","v":"★"},null,{"$f":"IFERROR(IF(INDIRECT($C$4&$C14&\"!AB94\")=\"\",\"★\",INDIRECT($C$4&$C14&\"!AB94\")),\"★\")","v":"★"},{"$f":"IFERROR(IF(INDIRECT($C$4&$C14&\"!AF94\")=\"\",\"★\",INDIRECT($C$4&$C14&\"!AF94\")),\"★\")","v":"★"},null,{"$f":"IFERROR(IF(INDIRECT($C$4&$C14&\"!CH93\")=\"\",\"★\",INDIRECT($C$4&$C14&\"!CH93\")),\"★\")","v":"---"},null,null,{"$f":"IFERROR(IF(INDIRECT($C$4&$C14&\"!D115\")=\"\",\"★\",INDIRECT($C$4&$C14&\"!D115\")),\"★\")","v":"★"},{"$f":"IFERROR(IF(INDIRECT($C$4&$C14&\"!K115\")=\"\",\"★\",INDIRECT($C$4&$C14&\"!K115\")),\"★\")","v":"★"},{"$f":"IFERROR(IF(INDIRECT($C$4&$C14&\"!O115\")=\"\",\"★\",INDIRECT($C$4&$C14&\"!O115\")),\"★\")","v":"★"},{"$f":"IFERROR(IF(INDIRECT($C$4&$C14&\"!Q115\")=\"\",\"★\",INDIRECT($C$4&$C14&\"!Q115\")),\"★\")","v":"★"},{"$f":"IFERROR(IF(INDIRECT($C$4&$C14&\"!T115\")=\"\",\"★\",INDIRECT($C$4&$C14&\"!T115\")),\"★\")","v":"★"},{"$f":"IFERROR(IF(INDIRECT($C$4&$C14&\"!X115\")=\"\",\"★\",INDIRECT($C$4&$C14&\"!X115\")),\"★\")","v":"★"},null,{"$f":"IFERROR(IF(INDIRECT($C$4&$C14&\"!AB115\")=\"\",\"★\",INDIRECT($C$4&$C14&\"!AB115\")),\"★\")","v":"★"},{"$f":"IFERROR(IF(INDIRECT($C$4&$C14&\"!AF115\")=\"\",\"★\",INDIRECT($C$4&$C14&\"!AF115\")),\"★\")","v":"★"},null,{"$f":"IFERROR(IF(INDIRECT($C$4&$C14&\"!CH100\")=\"\",\"★\",INDIRECT($C$4&$C14&\"!CH100\")),\"★\")","v":"---"},null,null,null,null,null,null,null,null,null,null,null,null,null,null,null,null,null,null,null,null,null,null,null,null,null,null,null,null,null,null,null,null,null,null,null,null,null,"end"]
[null,null,null,null,null,null,null,null,null,null,null,null,null,null,null,null,null,null,{"$f":"C14&\"-\"&4","v":"2-4"},{"$f":"IFERROR(IF(INDIRECT($C$4&$C14&\"!D96\")=\"\",\"★\",INDIRECT($C$4&$C14&\"!D96\")),\"★\")","v":"★"},{"$f":"IFERROR(IF(INDIRECT($C$4&$C14&\"!K96\")=\"\",\"★\",INDIRECT($C$4&$C14&\"!K96\")),\"★\")","v":"★"},{"$f":"IFERROR(IF(INDIRECT($C$4&$C14&\"!O96\")=\"\",\"★\",INDIRECT($C$4&$C14&\"!O96\")),\"★\")","v":"★"},{"$f":"IFERROR(IF(INDIRECT($C$4&$C14&\"!Q96\")=\"\",\"★\",INDIRECT($C$4&$C14&\"!Q96\")),\"★\")","v":"★"},{"$f":"IFERROR(IF(INDIRECT($C$4&$C14&\"!T96\")=\"\",\"★\",INDIRECT($C$4&$C14&\"!T96\")),\"★\")","v":"★"},{"$f":"IFERROR(IF(INDIRECT($C$4&$C14&\"!X96\")=\"\",\"★\",INDIRECT($C$4&$C14&\"!X96\")),\"★\")","v":"★"},null,{"$f":"IFERROR(IF(INDIRECT($C$4&$C14&\"!AB96\")=\"\",\"★\",INDIRECT($C$4&$C14&\"!AB96\")),\"★\")","v":"★"},{"$f":"IFERROR(IF(INDIRECT($C$4&$C14&\"!AF96\")=\"\",\"★\",INDIRECT($C$4&$C14&\"!AF96\")),\"★\")","v":"★"},null,{"$f":"IFERROR(IF(INDIRECT($C$4&$C14&\"!CH94\")=\"\",\"★\",INDIRECT($C$4&$C14&\"!CH94\")),\"★\")","v":"---"},null,null,{"$f":"IFERROR(IF(INDIRECT($C$4&$C14&\"!D117\")=\"\",\"★\",INDIRECT($C$4&$C14&\"!D117\")),\"★\")","v":"★"},{"$f":"IFERROR(IF(INDIRECT($C$4&$C14&\"!K117\")=\"\",\"★\",INDIRECT($C$4&$C14&\"!K117\")),\"★\")","v":"★"},{"$f":"IFERROR(IF(INDIRECT($C$4&$C14&\"!O117\")=\"\",\"★\",INDIRECT($C$4&$C14&\"!O117\")),\"★\")","v":"★"},{"$f":"IFERROR(IF(INDIRECT($C$4&$C14&\"!Q117\")=\"\",\"★\",INDIRECT($C$4&$C14&\"!Q117\")),\"★\")","v":"★"},{"$f":"IFERROR(IF(INDIRECT($C$4&$C14&\"!T117\")=\"\",\"★\",INDIRECT($C$4&$C14&\"!T117\")),\"★\")","v":"★"},{"$f":"IFERROR(IF(INDIRECT($C$4&$C14&\"!X117\")=\"\",\"★\",INDIRECT($C$4&$C14&\"!X117\")),\"★\")","v":"★"},null,{"$f":"IFERROR(IF(INDIRECT($C$4&$C14&\"!AB117\")=\"\",\"★\",INDIRECT($C$4&$C14&\"!AB117\")),\"★\")","v":"★"},{"$f":"IFERROR(IF(INDIRECT($C$4&$C14&\"!AF117\")=\"\",\"★\",INDIRECT($C$4&$C14&\"!AF117\")),\"★\")","v":"★"},null,{"$f":"IFERROR(IF(INDIRECT($C$4&$C14&\"!CH101\")=\"\",\"★\",INDIRECT($C$4&$C14&\"!CH101\")),\"★\")","v":"---"},null,null,null,null,null,null,null,null,null,null,null,null,null,null,null,null,null,null,null,null,null,null,null,null,null,null,null,null,null,null,null,null,null,null,null,null,null,"end"]
[null,null,3,{"$f":"IFERROR(IF(INDIRECT($C$4&$C18&\"!C9\")=\"\",\"★\",INDIRECT($C$4&$C18&\"!C9\")),\"★\")","v":"★"},{"$f":"IFERROR(IF(INDIRECT($C$4&$C18&\"!G9\")=\"\",\"★\",INDIRECT($C$4&$C18&\"!G9\")),\"★\")","v":"★"},{"$f":"IFERROR(IF(INDIRECT($C$4&$C18&\"!AB11\")=\"\",\"★\",INDIRECT($C$4&$C18&\"!AB11\")),\"★\")","v":"★"},{"$f":"IFERROR(IF(INDIRECT($C$4&$C18&\"!AB13\")=\"\",\"★\",INDIRECT($C$4&$C18&\"!AB13\")),\"★\")","v":"★"},{"$f":"IFERROR(IF(INDIRECT($C$4&$C18&\"!G11\")=\"\",\"★\",INDIRECT($C$4&$C18&\"!G11\")),\"★\")","v":"★"},{"$f":"IFERROR(IF(INDIRECT($C$4&$C18&\"!Y9\")=\"\",\"★\",INDIRECT($C$4&$C18&\"!Y9\")),\"★\")","v":"★"},{"$f":"IFERROR(IF(INDIRECT($C$4&$C18&\"!AB9\")=\"\",\"★\",INDIRECT($C$4&$C18&\"!AB9\")),\"★\")","v":"★"},{"$f":"IFERROR(IF(INDIRECT($C$4&$C18&\"!G13\")=\"\",\"★\",INDIRECT($C$4&$C18&\"!G13\")),\"★\")","v":"★"},{"$f":"IFERROR(IF(INDIRECT($C$4&$C18&\"!J75\")=\"\",\"★\",INDIRECT($C$4&$C18&\"!J75\")),\"★\")","v":0},{"$f":"IFERROR(IF(INDIRECT($C$4&$C18&\"!J77\")=\"\",\"★\",INDIRECT($C$4&$C18&\"!J77\")),\"★\")","v":0},{"$f":"IFERROR(IF(INDIRECT($C$4&$C18&\"!J81\")=\"\",\"★\",INDIRECT($C$4&$C18&\"!J81\")),\"★\")","v":0},{"$f":"IFERROR(IF(INDIRECT($C$4&$C18&\"!J83\")=\"\",\"★\",INDIRECT($C$4&$C18&\"!J83\")),\"★\")","v":"---"},{"$f":"IFERROR(IF(INDIRECT($C$4&$C18&\"!AD75\")=\"\",\"★\",INDIRECT($C$4&$C18&\"!AD75\")),\"★\")","v":0},{"$f":"IFERROR(IF(INDIRECT($C$4&$C18&\"!J79\")=\"\",\"★\",INDIRECT($C$4&$C18&\"!J79\")),\"★\")","v":0},{"$f":"IFERROR(IF(INDIRECT($C$4&$C18&\"!AD83\")=\"\",\"★\",INDIRECT($C$4&$C18&\"!AD83\")),\"★\")","v":"---"},{"$f":"C18&\"-\"&1","v":"3-1"},{"$f":"IFERROR(IF(INDIRECT($C$4&$C18&\"!D90\")=\"\",\"★\",INDIRECT($C$4&$C18&\"!D90\")),\"★\")","v":"★"},{"$f":"IFERROR(IF(INDIRECT($C$4&$C18&\"!K90\")=\"\",\"★\",INDIRECT($C$4&$C18&\"!K90\")),\"★\")","v":"★"},{"$f":"IFERROR(IF(INDIRECT($C$4&$C18&\"!O90\")=\"\",\"★\",INDIRECT($C$4&$C18&\"!O90\")),\"★\")","v":"★"},{"$f":"IFERROR(IF(INDIRECT($C$4&$C18&\"!Q90\")=\"\",\"★\",INDIRECT($C$4&$C18&\"!Q90\")),\"★\")","v":"★"},{"$f":"IFERROR(IF(INDIRECT($C$4&$C18&\"!T90\")=\"\",\"★\",INDIRECT($C$4&$C18&\"!T90\")),\"★\")","v":"★"},{"$f":"IFERROR(IF(INDIRECT($C$4&$C18&\"!X90\")=\"\",\"★\",INDIRECT($C$4&$C18&\"!X90\")),\"★\")","v":"★"},{"$f":"IFERROR(IF(INDIRECT($C$4&$C18&\"!X98\")=\"\",\"★\",INDIRECT($C$4&$C18&\"!X98\")),\"★\")","v":0},{"$f":"IFERROR(IF(INDIRECT($C$4&$C18&\"!AB90\")=\"\",\"★\",INDIRECT($C$4&$C18&\"!AB90\")),\"★\")","v":"★"},{"$f":"IFERROR(IF(INDIRECT($C$4&$C18&\"!AF90\")=\"\",\"★\",INDIRECT($C$4&$C18&\"!AF90\")),\"★\")","v":"★"},{"$f":"IFERROR(IF(INDIRECT($C$4&$C18&\"!AF106\")=\"\",\"★\",INDIRECT($C$4&$C18&\"!AF106\")),\"★\")","v":0},{"$f":"IFERROR(IF(INDIRECT($C$4&$C18&\"!CH91\")=\"\",\"★\",INDIRECT($C$4&$C18&\"!CH91\")),\"★\")","v":"---"},{"$f":"IFERROR(IF(INDIRECT($C$4&$C18&\"!K104\")=\"\",\"★\",INDIRECT($C$4&$C18&\"!K104\")),\"★\")","v":0},{"$f":"IFERROR(IF(INDIRECT($C$4&$C18&\"!K106\")=\"\",\"★\",INDIRECT($C$4&$C18&\"!K106\")),\"★\")","v":"---"},{"$f":"IFERROR(IF(INDIRECT($C$4&$C18&\"!D111\")=\"\",\"★\",INDIRECT($C$4&$C18&\"!D111\")),\"★\")","v":"★"},{"$f":"IFERROR(IF(INDIRECT($C$4&$C18&\"!K111\")=\"\",\"★\",INDIRECT($C$4&$C18&\"!K111\")),\"★\")","v":"★"},{"$f":"IFERROR(IF(INDIRECT($C$4&$C18&\"!O111\")=\"\",\"★\",INDIRECT($C$4&$C18&\"!O111\")),\"★\")","v":"★"},{"$f":"IFERROR(IF(INDIRECT($C$4&$C18&\"!Q111\")=\"\",\"★\",INDIRECT($C$4&$C18&\"!Q111\")),\"★\")","v":"★"},{"$f":"IFERROR(IF(INDIRECT($C$4&$C18&\"!T111\")=\"\",\"★\",INDIRECT($C$4&$C18&\"!T111\")),\"★\")","v":"★"},{"$f":"IFERROR(IF(INDIRECT($C$4&$C18&\"!X111\")=\"\",\"★\",INDIRECT($C$4&$C18&\"!X111\")),\"★\")","v":"★"},{"$f":"IFERROR(IF(INDIRECT($C$4&$C18&\"!X119\")=\"\",\"★\",INDIRECT($C$4&$C18&\"!X119\")),\"★\")","v":0},{"$f":"IFERROR(IF(INDIRECT($C$4&$C18&\"!AB111\")=\"\",\"★\",INDIRECT($C$4&$C18&\"!AB111\")),\"★\")","v":"★"},{"$f":"IFERROR(IF(INDIRECT($C$4&$C18&\"!AF111\")=\"\",\"★\",INDIRECT($C$4&$C18&\"!AF111\")),\"★\")","v":"★"},{"$f":"IFERROR(IF(INDIRECT($C$4&$C18&\"!AF127\")=\"\",\"★\",INDIRECT($C$4&$C18&\"!AF127\")),\"★\")","v":0},{"$f":"IFERROR(IF(INDIRECT($C$4&$C18&\"!CH98\")=\"\",\"★\",INDIRECT($C$4&$C18&\"!CH98\")),\"★\")","v":"---"},{"$f":"IFERROR(IF(INDIRECT($C$4&$C18&\"!K125\")=\"\",\"★\",INDIRECT($C$4&$C18&\"!K125\")),\"★\")","v":0},{"$f":"IFERROR(IF(INDIRECT($C$4&$C18&\"!K127\")=\"\",\"★\",INDIRECT($C$4&$C18&\"!K127\")),\"★\")","v":"---"},{"$f":"IFERROR(IF(INDIRECT($C$4&$C18&\"!F271\")=\"\",\"★\",INDIRECT($C$4&$C18&\"!F271\")&INDIRECT($C$4&$C18&\"!I271\")),\"★\")","v":"★"},{"$f":"IFERROR(IF(INDIRECT($C$4&$C18&\"!L271\")=\"\",\"★\",INDIRECT($C$4&$C18&\"!L271\")&INDIRECT($C$4&$C18&\"!O271\")),\"★\")","v":"★"},null,{"$f":"IFERROR(IF(INDIRECT($C$4&$C18&\"!V278\")=\"\",\"★\",INDIRECT($C$4&$C18&\"!V278\")),\"★\")","v":"★"},{"$f":"IFERROR(IF(INDIRECT($C$4&$C18&\"!Z278\")=\"\",\"★\",INDIRECT($C$4&$C18&\"!Z278\")),\"★\")","v":"★"},{"$f":"IFERROR(IF(INDIRECT($C$4&$C18&\"!AD278\")=\"\",\"★\",INDIRECT($C$4&$C18&\"!AD278\")),\"★\")","v":"★"},{"$f":"IFERROR(IF(INDIRECT($C$4&$C18&\"!AH278\")=\"\",\"★\",INDIRECT($C$4&$C18&\"!AH278\")),\"★\")","v":"★"},{"$f":"IFERROR(IF(INDIRECT($C$4&$C18&\"!I285\")=\"\",\"★\",INDIRECT($C$4&$C18&\"!I285\")),\"★\")","v":0},{"$f":"IFERROR(IF(INDIRECT($C$4&$C18&\"!I287\")=\"\",\"★\",INDIRECT($C$4&$C18&\"!I287\")),\"★\")","v":0},{"$f":"IFERROR(IF(INDIRECT($C$4&$C18&\"!O285\")=\"\",\"★\",INDIRECT($C$4&$C18&\"!O285\")),\"★\")","v":"---"},{"$f":"IFERROR(IF(INDIRECT($C$4&$C18&\"!R285\")=\"\",\"★\",INDIRECT($C$4&$C18&\"!R285\")),\"★\")","v":"★"},{"$f":"IFERROR(IF(INDIRECT($C$4&$C18&\"!V285\")=\"\",\"★\",INDIRECT($C$4&$C18&\"!V285\")),\"★\")","v":"★"},{"$f":"IFERROR(IF(INDIRECT($C$4&$C18&\"!Z285\")=\"\",\"★\",INDIRECT($C$4&$C18&\"!Z285\")),\"★\")","v":"★"},{"$f":"IFERROR(IF(INDIRECT($C$4&$C18&\"!AD285\")=\"\",\"★\",INDIRECT($C$4&$C18&\"!AD285\")),\"★\")","v":"★"},{"$f":"IFERROR(IF(INDIRECT($C$4&$C18&\"!AH285\")=\"\",\"★\",INDIRECT($C$4&$C18&\"!AH285\")),\"★\")","v":"★"},null,{"$f":"IFERROR(IF(INDIRECT($C$4&$C18&\"!V287\")=\"\",\"★\",INDIRECT($C$4&$C18&\"!V287\")),\"★\")","v":"★"},{"$f":"IFERROR(IF(INDIRECT($C$4&$C18&\"!Z287\")=\"\",\"★\",INDIRECT($C$4&$C18&\"!Z287\")),\"★\")","v":"★"},{"$f":"IFERROR(IF(INDIRECT($C$4&$C18&\"!AD287\")=\"\",\"★\",INDIRECT($C$4&$C18&\"!AD287\")),\"★\")","v":"★"},{"$f":"IFERROR(IF(INDIRECT($C$4&$C18&\"!AH287\")=\"\",\"★\",INDIRECT($C$4&$C18&\"!AH287\")),\"★\")","v":"★"},{"$f":"IFERROR(IF(INDIRECT($C$4&$C18&\"!B294\")=\"\",\"★\",INDIRECT($C$4&$C18&\"!B294\")),\"★\")","v":"★"},{"$f":"IFERROR(IF(INDIRECT($C$4&$C18&\"!E294\")=\"\",\"★\",INDIRECT($C$4&$C18&\"!E294\")),\"★\")","v":"★"},{"$f":"IFERROR(IF(INDIRECT($C$4&$C18&\"!I294\")=\"\",\"★\",INDIRECT($C$4&$C18&\"!I294\")),\"★\")","v":0},{"$f":"IFERROR(IF(INDIRECT($C$4&$C18&\"!I296\")=\"\",\"★\",INDIRECT($C$4&$C18&\"!I296\")),\"★\")","v":0},{"$f":"IFERROR(IF(INDIRECT($C$4&$C18&\"!O294\")=\"\",\"★\",INDIRECT($C$4&$C18&\"!O294\")),\"★\")","v":"---"},{"$f":"IFERROR(IF(INDIRECT($C$4&$C18&\"!R294\")=\"\",\"★\",INDIRECT($C$4&$C18&\"!R294\")),\"★\")","v":"★"},{"$f":"IFERROR(IF(INDIRECT($C$4&$C18&\"!V294\")=\"\",\"★\",INDIRECT($C$4&$C18&\"!V294\")),\"★\")","v":"★"},{"$f":"IFERROR(IF(INDIRECT($C$4&$C18&\"!Z294\")=\"\",\"★\",INDIRECT($C$4&$C18&\"!Z294\")),\"★\")","v":"★"},{"$f":"IFERROR(IF(INDIRECT($C$4&$C18&\"!AD294\")=\"\",\"★\",INDIRECT($C$4&$C18&\"!AD294\")),\"★\")","v":"★"},{"$f":"IFERROR(IF(INDIRECT($C$4&$C18&\"!AH294\")=\"\",\"★\",INDIRECT($C$4&$C18&\"!AH294\")),\"★\")","v":"★"},null,{"$f":"IFERROR(IF(INDIRECT($C$4&$C18&\"!V296\")=\"\",\"★\",INDIRECT($C$4&$C18&\"!V296\")),\"★\")","v":"★"},{"$f":"IFERROR(IF(INDIRECT($C$4&$C18&\"!Z296\")=\"\",\"★\",INDIRECT($C$4&$C18&\"!Z287\")),\"★\")","v":"★"},{"$f":"IFERROR(IF(INDIRECT($C$4&$C18&\"!AD296\")=\"\",\"★\",INDIRECT($C$4&$C18&\"!AD296\")),\"★\")","v":"★"},{"$f":"IFERROR(IF(INDIRECT($C$4&$C18&\"!AH296\")=\"\",\"★\",INDIRECT($C$4&$C18&\"!AH296\")),\"★\")","v":"★"},"end"]
[null,null,null,null,null,null,null,null,null,null,null,null,null,null,null,null,null,null,{"$f":"C18&\"-\"&2","v":"3-2"},{"$f":"IFERROR(IF(INDIRECT($C$4&$C18&\"!D92\")=\"\",\"★\",INDIRECT($C$4&$C18&\"!D92\")),\"★\")","v":"★"},{"$f":"IFERROR(IF(INDIRECT($C$4&$C18&\"!K92\")=\"\",\"★\",INDIRECT($C$4&$C18&\"!K92\")),\"★\")","v":"★"},{"$f":"IFERROR(IF(INDIRECT($C$4&$C18&\"!O92\")=\"\",\"★\",INDIRECT($C$4&$C18&\"!O92\")),\"★\")","v":"★"},{"$f":"IFERROR(IF(INDIRECT($C$4&$C18&\"!Q92\")=\"\",\"★\",INDIRECT($C$4&$C18&\"!Q92\")),\"★\")","v":"★"},{"$f":"IFERROR(IF(INDIRECT($C$4&$C18&\"!T92\")=\"\",\"★\",INDIRECT($C$4&$C18&\"!T92\")),\"★\")","v":"★"},{"$f":"IFERROR(IF(INDIRECT($C$4&$C18&\"!X92\")=\"\",\"★\",INDIRECT($C$4&$C18&\"!X92\")),\"★\")","v":"★"},null,{"$f":"IFERROR(IF(INDIRECT($C$4&$C18&\"!AB92\")=\"\",\"★\",INDIRECT($C$4&$C18&\"!AB92\")),\"★\")","v":"★"},{"$f":"IFERROR(IF(INDIRECT($C$4&$C18&\"!AF92\")=\"\",\"★\",INDIRECT($C$4&$C18&\"!AF92\")),\"★\")","v":"★"},null,{"$f":"IFERROR(IF(INDIRECT($C$4&$C18&\"!CH92\")=\"\",\"★\",INDIRECT($C$4&$C18&\"!CH92\")),\"★\")","v":"---"},null,null,{"$f":"IFERROR(IF(INDIRECT($C$4&$C18&\"!D113\")=\"\",\"★\",INDIRECT($C$4&$C18&\"!D113\")),\"★\")","v":"★"},{"$f":"IFERROR(IF(INDIRECT($C$4&$C18&\"!K113\")=\"\",\"★\",INDIRECT($C$4&$C18&\"!K113\")),\"★\")","v":"★"},{"$f":"IFERROR(IF(INDIRECT($C$4&$C18&\"!O113\")=\"\",\"★\",INDIRECT($C$4&$C18&\"!O113\")),\"★\")","v":"★"},{"$f":"IFERROR(IF(INDIRECT($C$4&$C18&\"!Q113\")=\"\",\"★\",INDIRECT($C$4&$C18&\"!Q113\")),\"★\")","v":"★"},{"$f":"IFERROR(IF(INDIRECT($C$4&$C18&\"!T113\")=\"\",\"★\",INDIRECT($C$4&$C18&\"!T113\")),\"★\")","v":"★"},{"$f":"IFERROR(IF(INDIRECT($C$4&$C18&\"!X113\")=\"\",\"★\",INDIRECT($C$4&$C18&\"!X113\")),\"★\")","v":"★"},null,{"$f":"IFERROR(IF(INDIRECT($C$4&$C18&\"!AB113\")=\"\",\"★\",INDIRECT($C$4&$C18&\"!AB113\")),\"★\")","v":"★"},{"$f":"IFERROR(IF(INDIRECT($C$4&$C18&\"!AF113\")=\"\",\"★\",INDIRECT($C$4&$C18&\"!AF113\")),\"★\")","v":"★"},null,{"$f":"IFERROR(IF(INDIRECT($C$4&$C18&\"!CH99\")=\"\",\"★\",INDIRECT($C$4&$C18&\"!CH99\")),\"★\")","v":"---"},null,null,{"$f":"IFERROR(IF(INDIRECT($C$4&$C18&\"!F270\")=\"\",\"★\",INDIRECT($C$4&$C18&\"!F270\")),\"★\")","v":"★"},{"$f":"IFERROR(IF(INDIRECT($C$4&$C18&\"!L270\")=\"\",\"★\",INDIRECT($C$4&$C18&\"!L270\")),\"★\")","v":"★"},null,null,null,null,null,null,null,null,null,null,null,null,null,null,null,null,null,null,null,null,null,null,null,null,null,null,null,null,null,null,null,null,null,"end"]
[null,null,null,null,null,null,null,null,null,null,null,null,null,null,null,null,null,null,{"$f":"C18&\"-\"&3","v":"3-3"},{"$f":"IFERROR(IF(INDIRECT($C$4&$C18&\"!D94\")=\"\",\"★\",INDIRECT($C$4&$C18&\"!D94\")),\"★\")","v":"★"},{"$f":"IFERROR(IF(INDIRECT($C$4&$C18&\"!K94\")=\"\",\"★\",INDIRECT($C$4&$C18&\"!K94\")),\"★\")","v":"★"},{"$f":"IFERROR(IF(INDIRECT($C$4&$C18&\"!O94\")=\"\",\"★\",INDIRECT($C$4&$C18&\"!O94\")),\"★\")","v":"★"},{"$f":"IFERROR(IF(INDIRECT($C$4&$C18&\"!Q94\")=\"\",\"★\",INDIRECT($C$4&$C18&\"!Q94\")),\"★\")","v":"★"},{"$f":"IFERROR(IF(INDIRECT($C$4&$C18&\"!T94\")=\"\",\"★\",INDIRECT($C$4&$C18&\"!T94\")),\"★\")","v":"★"},{"$f":"IFERROR(IF(INDIRECT($C$4&$C18&\"!X94\")=\"\",\"★\",INDIRECT($C$4&$C18&\"!X94\")),\"★\")","v":"★"},null,{"$f":"IFERROR(IF(INDIRECT($C$4&$C18&\"!AB94\")=\"\",\"★\",INDIRECT($C$4&$C18&\"!AB94\")),\"★\")","v":"★"},{"$f":"IFERROR(IF(INDIRECT($C$4&$C18&\"!AF94\")=\"\",\"★\",INDIRECT($C$4&$C18&\"!AF94\")),\"★\")","v":"★"},null,{"$f":"IFERROR(IF(INDIRECT($C$4&$C18&\"!CH93\")=\"\",\"★\",INDIRECT($C$4&$C18&\"!CH93\")),\"★\")","v":"---"},null,null,{"$f":"IFERROR(IF(INDIRECT($C$4&$C18&\"!D115\")=\"\",\"★\",INDIRECT($C$4&$C18&\"!D115\")),\"★\")","v":"★"},{"$f":"IFERROR(IF(INDIRECT($C$4&$C18&\"!K115\")=\"\",\"★\",INDIRECT($C$4&$C18&\"!K115\")),\"★\")","v":"★"},{"$f":"IFERROR(IF(INDIRECT($C$4&$C18&\"!O115\")=\"\",\"★\",INDIRECT($C$4&$C18&\"!O115\")),\"★\")","v":"★"},{"$f":"IFERROR(IF(INDIRECT($C$4&$C18&\"!Q115\")=\"\",\"★\",INDIRECT($C$4&$C18&\"!Q115\")),\"★\")","v":"★"},{"$f":"IFERROR(IF(INDIRECT($C$4&$C18&\"!T115\")=\"\",\"★\",INDIRECT($C$4&$C18&\"!T115\")),\"★\")","v":"★"},{"$f":"IFERROR(IF(INDIRECT($C$4&$C18&\"!X115\")=\"\",\"★\",INDIRECT($C$4&$C18&\"!X115\")),\"★\")","v":"★"},null,{"$f":"IFERROR(IF(INDIRECT($C$4&$C18&\"!AB115\")=\"\",\"★\",INDIRECT($C$4&$C18&\"!AB115\")),\"★\")","v":"★"},{"$f":"IFERROR(IF(INDIRECT($C$4&$C18&\"!AF115\")=\"\",\"★\",INDIRECT($C$4&$C18&\"!AF115\")),\"★\")","v":"★"},null,{"$f":"IFERROR(IF(INDIRECT($C$4&$C18&\"!CH100\")=\"\",\"★\",INDIRECT($C$4&$C18&\"!CH100\")),\"★\")","v":"---"},null,null,null,null,null,null,null,null,null,null,null,null,null,null,null,null,null,null,null,null,null,null,null,null,null,null,null,null,null,null,null,null,null,null,null,null,null,"end"]
[null,null,null,null,null,null,null,null,null,null,null,null,null,null,null,null,null,null,{"$f":"C18&\"-\"&4","v":"3-4"},{"$f":"IFERROR(IF(INDIRECT($C$4&$C18&\"!D96\")=\"\",\"★\",INDIRECT($C$4&$C18&\"!D96\")),\"★\")","v":"★"},{"$f":"IFERROR(IF(INDIRECT($C$4&$C18&\"!K96\")=\"\",\"★\",INDIRECT($C$4&$C18&\"!K96\")),\"★\")","v":"★"},{"$f":"IFERROR(IF(INDIRECT($C$4&$C18&\"!O96\")=\"\",\"★\",INDIRECT($C$4&$C18&\"!O96\")),\"★\")","v":"★"},{"$f":"IFERROR(IF(INDIRECT($C$4&$C18&\"!Q96\")=\"\",\"★\",INDIRECT($C$4&$C18&\"!Q96\")),\"★\")","v":"★"},{"$f":"IFERROR(IF(INDIRECT($C$4&$C18&\"!T96\")=\"\",\"★\",INDIRECT($C$4&$C18&\"!T96\")),\"★\")","v":"★"},{"$f":"IFERROR(IF(INDIRECT($C$4&$C18&\"!X96\")=\"\",\"★\",INDIRECT($C$4&$C18&\"!X96\")),\"★\")","v":"★"},null,{"$f":"IFERROR(IF(INDIRECT($C$4&$C18&\"!AB96\")=\"\",\"★\",INDIRECT($C$4&$C18&\"!AB96\")),\"★\")","v":"★"},{"$f":"IFERROR(IF(INDIRECT($C$4&$C18&\"!AF96\")=\"\",\"★\",INDIRECT($C$4&$C18&\"!AF96\")),\"★\")","v":"★"},null,{"$f":"IFERROR(IF(INDIRECT($C$4&$C18&\"!CH94\")=\"\",\"★\",INDIRECT($C$4&$C18&\"!CH94\")),\"★\")","v":"---"},null,null,{"$f":"IFERROR(IF(INDIRECT($C$4&$C18&\"!D117\")=\"\",\"★\",INDIRECT($C$4&$C18&\"!D117\")),\"★\")","v":"★"},{"$f":"IFERROR(IF(INDIRECT($C$4&$C18&\"!K117\")=\"\",\"★\",INDIRECT($C$4&$C18&\"!K117\")),\"★\")","v":"★"},{"$f":"IFERROR(IF(INDIRECT($C$4&$C18&\"!O117\")=\"\",\"★\",INDIRECT($C$4&$C18&\"!O117\")),\"★\")","v":"★"},{"$f":"IFERROR(IF(INDIRECT($C$4&$C18&\"!Q117\")=\"\",\"★\",INDIRECT($C$4&$C18&\"!Q117\")),\"★\")","v":"★"},{"$f":"IFERROR(IF(INDIRECT($C$4&$C18&\"!T117\")=\"\",\"★\",INDIRECT($C$4&$C18&\"!T117\")),\"★\")","v":"★"},{"$f":"IFERROR(IF(INDIRECT($C$4&$C18&\"!X117\")=\"\",\"★\",INDIRECT($C$4&$C18&\"!X117\")),\"★\")","v":"★"},null,{"$f":"IFERROR(IF(INDIRECT($C$4&$C18&\"!AB117\")=\"\",\"★\",INDIRECT($C$4&$C18&\"!AB117\")),\"★\")","v":"★"},{"$f":"IFERROR(IF(INDIRECT($C$4&$C18&\"!AF117\")=\"\",\"★\",INDIRECT($C$4&$C18&\"!AF117\")),\"★\")","v":"★"},null,{"$f":"IFERROR(IF(INDIRECT($C$4&$C18&\"!CH101\")=\"\",\"★\",INDIRECT($C$4&$C18&\"!CH101\")),\"★\")","v":"---"},null,null,null,null,null,null,null,null,null,null,null,null,null,null,null,null,null,null,null,null,null,null,null,null,null,null,null,null,null,null,null,null,null,null,null,null,null,"end"]
[null,null,4,{"$f":"IFERROR(IF(INDIRECT($C$4&$C22&\"!C9\")=\"\",\"★\",INDIRECT($C$4&$C22&\"!C9\")),\"★\")","v":"★"},{"$f":"IFERROR(IF(INDIRECT($C$4&$C22&\"!G9\")=\"\",\"★\",INDIRECT($C$4&$C22&\"!G9\")),\"★\")","v":"★"},{"$f":"IFERROR(IF(INDIRECT($C$4&$C22&\"!AB11\")=\"\",\"★\",INDIRECT($C$4&$C22&\"!AB11\")),\"★\")","v":"★"},{"$f":"IFERROR(IF(INDIRECT($C$4&$C22&\"!AB13\")=\"\",\"★\",INDIRECT($C$4&$C22&\"!AB13\")),\"★\")","v":"★"},{"$f":"IFERROR(IF(INDIRECT($C$4&$C22&\"!G11\")=\"\",\"★\",INDIRECT($C$4&$C22&\"!G11\")),\"★\")","v":"★"},{"$f":"IFERROR(IF(INDIRECT($C$4&$C22&\"!Y9\")=\"\",\"★\",INDIRECT($C$4&$C22&\"!Y9\")),\"★\")","v":"★"},{"$f":"IFERROR(IF(INDIRECT($C$4&$C22&\"!AB9\")=\"\",\"★\",INDIRECT($C$4&$C22&\"!AB9\")),\"★\")","v":"★"},{"$f":"IFERROR(IF(INDIRECT($C$4&$C22&\"!G13\")=\"\",\"★\",INDIRECT($C$4&$C22&\"!G13\")),\"★\")","v":"★"},{"$f":"IFERROR(IF(INDIRECT($C$4&$C22&\"!J75\")=\"\",\"★\",INDIRECT($C$4&$C22&\"!J75\")),\"★\")","v":0},{"$f":"IFERROR(IF(INDIRECT($C$4&$C22&\"!J77\")=\"\",\"★\",INDIRECT($C$4&$C22&\"!J77\")),\"★\")","v":0},{"$f":"IFERROR(IF(INDIRECT($C$4&$C22&\"!J81\")=\"\",\"★\",INDIRECT($C$4&$C22&\"!J81\")),\"★\")","v":0},{"$f":"IFERROR(IF(INDIRECT($C$4&$C22&\"!J83\")=\"\",\"★\",INDIRECT($C$4&$C22&\"!J83\")),\"★\")","v":"---"},{"$f":"IFERROR(IF(INDIRECT($C$4&$C22&\"!AD75\")=\"\",\"★\",INDIRECT($C$4&$C22&\"!AD75\")),\"★\")","v":0},{"$f":"IFERROR(IF(INDIRECT($C$4&$C22&\"!J79\")=\"\",\"★\",INDIRECT($C$4&$C22&\"!J79\")),\"★\")","v":0},{"$f":"IFERROR(IF(INDIRECT($C$4&$C22&\"!AD83\")=\"\",\"★\",INDIRECT($C$4&$C22&\"!AD83\")),\"★\")","v":"---"},{"$f":"C22&\"-\"&1","v":"4-1"},{"$f":"IFERROR(IF(INDIRECT($C$4&$C22&\"!D90\")=\"\",\"★\",INDIRECT($C$4&$C22&\"!D90\")),\"★\")","v":"★"},{"$f":"IFERROR(IF(INDIRECT($C$4&$C22&\"!K90\")=\"\",\"★\",INDIRECT($C$4&$C22&\"!K90\")),\"★\")","v":"★"},{"$f":"IFERROR(IF(INDIRECT($C$4&$C22&\"!O90\")=\"\",\"★\",INDIRECT($C$4&$C22&\"!O90\")),\"★\")","v":"★"},{"$f":"IFERROR(IF(INDIRECT($C$4&$C22&\"!Q90\")=\"\",\"★\",INDIRECT($C$4&$C22&\"!Q90\")),\"★\")","v":"★"},{"$f":"IFERROR(IF(INDIRECT($C$4&$C22&\"!T90\")=\"\",\"★\",INDIRECT($C$4&$C22&\"!T90\")),\"★\")","v":"★"},{"$f":"IFERROR(IF(INDIRECT($C$4&$C22&\"!X90\")=\"\",\"★\",INDIRECT($C$4&$C22&\"!X90\")),\"★\")","v":"★"},{"$f":"IFERROR(IF(INDIRECT($C$4&$C22&\"!X98\")=\"\",\"★\",INDIRECT($C$4&$C22&\"!X98\")),\"★\")","v":0},{"$f":"IFERROR(IF(INDIRECT($C$4&$C22&\"!AB90\")=\"\",\"★\",INDIRECT($C$4&$C22&\"!AB90\")),\"★\")","v":"★"},{"$f":"IFERROR(IF(INDIRECT($C$4&$C22&\"!AF90\")=\"\",\"★\",INDIRECT($C$4&$C22&\"!AF90\")),\"★\")","v":"★"},{"$f":"IFERROR(IF(INDIRECT($C$4&$C22&\"!AF106\")=\"\",\"★\",INDIRECT($C$4&$C22&\"!AF106\")),\"★\")","v":0},{"$f":"IFERROR(IF(INDIRECT($C$4&$C22&\"!CH91\")=\"\",\"★\",INDIRECT($C$4&$C22&\"!CH91\")),\"★\")","v":"---"},{"$f":"IFERROR(IF(INDIRECT($C$4&$C22&\"!K104\")=\"\",\"★\",INDIRECT($C$4&$C22&\"!K104\")),\"★\")","v":0},{"$f":"IFERROR(IF(INDIRECT($C$4&$C22&\"!K106\")=\"\",\"★\",INDIRECT($C$4&$C22&\"!K106\")),\"★\")","v":"---"},{"$f":"IFERROR(IF(INDIRECT($C$4&$C22&\"!D111\")=\"\",\"★\",INDIRECT($C$4&$C22&\"!D111\")),\"★\")","v":"★"},{"$f":"IFERROR(IF(INDIRECT($C$4&$C22&\"!K111\")=\"\",\"★\",INDIRECT($C$4&$C22&\"!K111\")),\"★\")","v":"★"},{"$f":"IFERROR(IF(INDIRECT($C$4&$C22&\"!O111\")=\"\",\"★\",INDIRECT($C$4&$C22&\"!O111\")),\"★\")","v":"★"},{"$f":"IFERROR(IF(INDIRECT($C$4&$C22&\"!Q111\")=\"\",\"★\",INDIRECT($C$4&$C22&\"!Q111\")),\"★\")","v":"★"},{"$f":"IFERROR(IF(INDIRECT($C$4&$C22&\"!T111\")=\"\",\"★\",INDIRECT($C$4&$C22&\"!T111\")),\"★\")","v":"★"},{"$f":"IFERROR(IF(INDIRECT($C$4&$C22&\"!X111\")=\"\",\"★\",INDIRECT($C$4&$C22&\"!X111\")),\"★\")","v":"★"},{"$f":"IFERROR(IF(INDIRECT($C$4&$C22&\"!X119\")=\"\",\"★\",INDIRECT($C$4&$C22&\"!X119\")),\"★\")","v":0},{"$f":"IFERROR(IF(INDIRECT($C$4&$C22&\"!AB111\")=\"\",\"★\",INDIRECT($C$4&$C22&\"!AB111\")),\"★\")","v":"★"},{"$f":"IFERROR(IF(INDIRECT($C$4&$C22&\"!AF111\")=\"\",\"★\",INDIRECT($C$4&$C22&\"!AF111\")),\"★\")","v":"★"},{"$f":"IFERROR(IF(INDIRECT($C$4&$C22&\"!AF127\")=\"\",\"★\",INDIRECT($C$4&$C22&\"!AF127\")),\"★\")","v":0},{"$f":"IFERROR(IF(INDIRECT($C$4&$C22&\"!CH98\")=\"\",\"★\",INDIRECT($C$4&$C22&\"!CH98\")),\"★\")","v":"---"},{"$f":"IFERROR(IF(INDIRECT($C$4&$C22&\"!K125\")=\"\",\"★\",INDIRECT($C$4&$C22&\"!K125\")),\"★\")","v":0},{"$f":"IFERROR(IF(INDIRECT($C$4&$C22&\"!K127\")=\"\",\"★\",INDIRECT($C$4&$C22&\"!K127\")),\"★\")","v":"---"},{"$f":"IFERROR(IF(INDIRECT($C$4&$C22&\"!F271\")=\"\",\"★\",INDIRECT($C$4&$C22&\"!F271\")&INDIRECT($C$4&$C22&\"!I271\")),\"★\")","v":"★"},{"$f":"IFERROR(IF(INDIRECT($C$4&$C22&\"!L271\")=\"\",\"★\",INDIRECT($C$4&$C22&\"!L271\")&INDIRECT($C$4&$C22&\"!O271\")),\"★\")","v":"★"},null,{"$f":"IFERROR(IF(INDIRECT($C$4&$C22&\"!V278\")=\"\",\"★\",INDIRECT($C$4&$C22&\"!V278\")),\"★\")","v":"★"},{"$f":"IFERROR(IF(INDIRECT($C$4&$C22&\"!Z278\")=\"\",\"★\",INDIRECT($C$4&$C22&\"!Z278\")),\"★\")","v":"★"},{"$f":"IFERROR(IF(INDIRECT($C$4&$C22&\"!AD278\")=\"\",\"★\",INDIRECT($C$4&$C22&\"!AD278\")),\"★\")","v":"★"},{"$f":"IFERROR(IF(INDIRECT($C$4&$C22&\"!AH278\")=\"\",\"★\",INDIRECT($C$4&$C22&\"!AH278\")),\"★\")","v":"★"},{"$f":"IFERROR(IF(INDIRECT($C$4&$C22&\"!I285\")=\"\",\"★\",INDIRECT($C$4&$C22&\"!I285\")),\"★\")","v":0},{"$f":"IFERROR(IF(INDIRECT($C$4&$C22&\"!I287\")=\"\",\"★\",INDIRECT($C$4&$C22&\"!I287\")),\"★\")","v":0},{"$f":"IFERROR(IF(INDIRECT($C$4&$C22&\"!O285\")=\"\",\"★\",INDIRECT($C$4&$C22&\"!O285\")),\"★\")","v":"---"},{"$f":"IFERROR(IF(INDIRECT($C$4&$C22&\"!R285\")=\"\",\"★\",INDIRECT($C$4&$C22&\"!R285\")),\"★\")","v":"★"},{"$f":"IFERROR(IF(INDIRECT($C$4&$C22&\"!V285\")=\"\",\"★\",INDIRECT($C$4&$C22&\"!V285\")),\"★\")","v":"★"},{"$f":"IFERROR(IF(INDIRECT($C$4&$C22&\"!Z285\")=\"\",\"★\",INDIRECT($C$4&$C22&\"!Z285\")),\"★\")","v":"★"},{"$f":"IFERROR(IF(INDIRECT($C$4&$C22&\"!AD285\")=\"\",\"★\",INDIRECT($C$4&$C22&\"!AD285\")),\"★\")","v":"★"},{"$f":"IFERROR(IF(INDIRECT($C$4&$C22&\"!AH285\")=\"\",\"★\",INDIRECT($C$4&$C22&\"!AH285\")),\"★\")","v":"★"},null,{"$f":"IFERROR(IF(INDIRECT($C$4&$C22&\"!V287\")=\"\",\"★\",INDIRECT($C$4&$C22&\"!V287\")),\"★\")","v":"★"},{"$f":"IFERROR(IF(INDIRECT($C$4&$C22&\"!Z287\")=\"\",\"★\",INDIRECT($C$4&$C22&\"!Z287\")),\"★\")","v":"★"},{"$f":"IFERROR(IF(INDIRECT($C$4&$C22&\"!AD287\")=\"\",\"★\",INDIRECT($C$4&$C22&\"!AD287\")),\"★\")","v":"★"},{"$f":"IFERROR(IF(INDIRECT($C$4&$C22&\"!AH287\")=\"\",\"★\",INDIRECT($C$4&$C22&\"!AH287\")),\"★\")","v":"★"},{"$f":"IFERROR(IF(INDIRECT($C$4&$C22&\"!B294\")=\"\",\"★\",INDIRECT($C$4&$C22&\"!B294\")),\"★\")","v":"★"},{"$f":"IFERROR(IF(INDIRECT($C$4&$C22&\"!E294\")=\"\",\"★\",INDIRECT($C$4&$C22&\"!E294\")),\"★\")","v":"★"},{"$f":"IFERROR(IF(INDIRECT($C$4&$C22&\"!I294\")=\"\",\"★\",INDIRECT($C$4&$C22&\"!I294\")),\"★\")","v":0},{"$f":"IFERROR(IF(INDIRECT($C$4&$C22&\"!I296\")=\"\",\"★\",INDIRECT($C$4&$C22&\"!I296\")),\"★\")","v":0},{"$f":"IFERROR(IF(INDIRECT($C$4&$C22&\"!O294\")=\"\",\"★\",INDIRECT($C$4&$C22&\"!O294\")),\"★\")","v":"---"},{"$f":"IFERROR(IF(INDIRECT($C$4&$C22&\"!R294\")=\"\",\"★\",INDIRECT($C$4&$C22&\"!R294\")),\"★\")","v":"★"},{"$f":"IFERROR(IF(INDIRECT($C$4&$C22&\"!V294\")=\"\",\"★\",INDIRECT($C$4&$C22&\"!V294\")),\"★\")","v":"★"},{"$f":"IFERROR(IF(INDIRECT($C$4&$C22&\"!Z294\")=\"\",\"★\",INDIRECT($C$4&$C22&\"!Z294\")),\"★\")","v":"★"},{"$f":"IFERROR(IF(INDIRECT($C$4&$C22&\"!AD294\")=\"\",\"★\",INDIRECT($C$4&$C22&\"!AD294\")),\"★\")","v":"★"},{"$f":"IFERROR(IF(INDIRECT($C$4&$C22&\"!AH294\")=\"\",\"★\",INDIRECT($C$4&$C22&\"!AH294\")),\"★\")","v":"★"},null,{"$f":"IFERROR(IF(INDIRECT($C$4&$C22&\"!V296\")=\"\",\"★\",INDIRECT($C$4&$C22&\"!V296\")),\"★\")","v":"★"},{"$f":"IFERROR(IF(INDIRECT($C$4&$C22&\"!Z296\")=\"\",\"★\",INDIRECT($C$4&$C22&\"!Z287\")),\"★\")","v":"★"},{"$f":"IFERROR(IF(INDIRECT($C$4&$C22&\"!AD296\")=\"\",\"★\",INDIRECT($C$4&$C22&\"!AD296\")),\"★\")","v":"★"},{"$f":"IFERROR(IF(INDIRECT($C$4&$C22&\"!AH296\")=\"\",\"★\",INDIRECT($C$4&$C22&\"!AH296\")),\"★\")","v":"★"},"end"]
[null,null,null,null,null,null,null,null,null,null,null,null,null,null,null,null,null,null,{"$f":"C22&\"-\"&2","v":"4-2"},{"$f":"IFERROR(IF(INDIRECT($C$4&$C22&\"!D92\")=\"\",\"★\",INDIRECT($C$4&$C22&\"!D92\")),\"★\")","v":"★"},{"$f":"IFERROR(IF(INDIRECT($C$4&$C22&\"!K92\")=\"\",\"★\",INDIRECT($C$4&$C22&\"!K92\")),\"★\")","v":"★"},{"$f":"IFERROR(IF(INDIRECT($C$4&$C22&\"!O92\")=\"\",\"★\",INDIRECT($C$4&$C22&\"!O92\")),\"★\")","v":"★"},{"$f":"IFERROR(IF(INDIRECT($C$4&$C22&\"!Q92\")=\"\",\"★\",INDIRECT($C$4&$C22&\"!Q92\")),\"★\")","v":"★"},{"$f":"IFERROR(IF(INDIRECT($C$4&$C22&\"!T92\")=\"\",\"★\",INDIRECT($C$4&$C22&\"!T92\")),\"★\")","v":"★"},{"$f":"IFERROR(IF(INDIRECT($C$4&$C22&\"!X92\")=\"\",\"★\",INDIRECT($C$4&$C22&\"!X92\")),\"★\")","v":"★"},null,{"$f":"IFERROR(IF(INDIRECT($C$4&$C22&\"!AB92\")=\"\",\"★\",INDIRECT($C$4&$C22&\"!AB92\")),\"★\")","v":"★"},{"$f":"IFERROR(IF(INDIRECT($C$4&$C22&\"!AF92\")=\"\",\"★\",INDIRECT($C$4&$C22&\"!AF92\")),\"★\")","v":"★"},null,{"$f":"IFERROR(IF(INDIRECT($C$4&$C22&\"!CH92\")=\"\",\"★\",INDIRECT($C$4&$C22&\"!CH92\")),\"★\")","v":"---"},null,null,{"$f":"IFERROR(IF(INDIRECT($C$4&$C22&\"!D113\")=\"\",\"★\",INDIRECT($C$4&$C22&\"!D113\")),\"★\")","v":"★"},{"$f":"IFERROR(IF(INDIRECT($C$4&$C22&\"!K113\")=\"\",\"★\",INDIRECT($C$4&$C22&\"!K113\")),\"★\")","v":"★"},{"$f":"IFERROR(IF(INDIRECT($C$4&$C22&\"!O113\")=\"\",\"★\",INDIRECT($C$4&$C22&\"!O113\")),\"★\")","v":"★"},{"$f":"IFERROR(IF(INDIRECT($C$4&$C22&\"!Q113\")=\"\",\"★\",INDIRECT($C$4&$C22&\"!Q113\")),\"★\")","v":"★"},{"$f":"IFERROR(IF(INDIRECT($C$4&$C22&\"!T113\")=\"\",\"★\",INDIRECT($C$4&$C22&\"!T113\")),\"★\")","v":"★"},{"$f":"IFERROR(IF(INDIRECT($C$4&$C22&\"!X113\")=\"\",\"★\",INDIRECT($C$4&$C22&\"!X113\")),\"★\")","v":"★"},null,{"$f":"IFERROR(IF(INDIRECT($C$4&$C22&\"!AB113\")=\"\",\"★\",INDIRECT($C$4&$C22&\"!AB113\")),\"★\")","v":"★"},{"$f":"IFERROR(IF(INDIRECT($C$4&$C22&\"!AF113\")=\"\",\"★\",INDIRECT($C$4&$C22&\"!AF113\")),\"★\")","v":"★"},null,{"$f":"IFERROR(IF(INDIRECT($C$4&$C22&\"!CH99\")=\"\",\"★\",INDIRECT($C$4&$C22&\"!CH99\")),\"★\")","v":"---"},null,null,{"$f":"IFERROR(IF(INDIRECT($C$4&$C22&\"!F270\")=\"\",\"★\",INDIRECT($C$4&$C22&\"!F270\")),\"★\")","v":"★"},{"$f":"IFERROR(IF(INDIRECT($C$4&$C22&\"!L270\")=\"\",\"★\",INDIRECT($C$4&$C22&\"!L270\")),\"★\")","v":"★"},null,null,null,null,null,null,null,null,null,null,null,null,null,null,null,null,null,null,null,null,null,null,null,null,null,null,null,null,null,null,null,null,null,"end"]
[null,null,null,null,null,null,null,null,null,null,null,null,null,null,null,null,null,null,{"$f":"C22&\"-\"&3","v":"4-3"},{"$f":"IFERROR(IF(INDIRECT($C$4&$C22&\"!D94\")=\"\",\"★\",INDIRECT($C$4&$C22&\"!D94\")),\"★\")","v":"★"},{"$f":"IFERROR(IF(INDIRECT($C$4&$C22&\"!K94\")=\"\",\"★\",INDIRECT($C$4&$C22&\"!K94\")),\"★\")","v":"★"},{"$f":"IFERROR(IF(INDIRECT($C$4&$C22&\"!O94\")=\"\",\"★\",INDIRECT($C$4&$C22&\"!O94\")),\"★\")","v":"★"},{"$f":"IFERROR(IF(INDIRECT($C$4&$C22&\"!Q94\")=\"\",\"★\",INDIRECT($C$4&$C22&\"!Q94\")),\"★\")","v":"★"},{"$f":"IFERROR(IF(INDIRECT($C$4&$C22&\"!T94\")=\"\",\"★\",INDIRECT($C$4&$C22&\"!T94\")),\"★\")","v":"★"},{"$f":"IFERROR(IF(INDIRECT($C$4&$C22&\"!X94\")=\"\",\"★\",INDIRECT($C$4&$C22&\"!X94\")),\"★\")","v":"★"},null,{"$f":"IFERROR(IF(INDIRECT($C$4&$C22&\"!AB94\")=\"\",\"★\",INDIRECT($C$4&$C22&\"!AB94\")),\"★\")","v":"★"},{"$f":"IFERROR(IF(INDIRECT($C$4&$C22&\"!AF94\")=\"\",\"★\",INDIRECT($C$4&$C22&\"!AF94\")),\"★\")","v":"★"},null,{"$f":"IFERROR(IF(INDIRECT($C$4&$C22&\"!CH93\")=\"\",\"★\",INDIRECT($C$4&$C22&\"!CH93\")),\"★\")","v":"---"},null,null,{"$f":"IFERROR(IF(INDIRECT($C$4&$C22&\"!D115\")=\"\",\"★\",INDIRECT($C$4&$C22&\"!D115\")),\"★\")","v":"★"},{"$f":"IFERROR(IF(INDIRECT($C$4&$C22&\"!K115\")=\"\",\"★\",INDIRECT($C$4&$C22&\"!K115\")),\"★\")","v":"★"},{"$f":"IFERROR(IF(INDIRECT($C$4&$C22&\"!O115\")=\"\",\"★\",INDIRECT($C$4&$C22&\"!O115\")),\"★\")","v":"★"},{"$f":"IFERROR(IF(INDIRECT($C$4&$C22&\"!Q115\")=\"\",\"★\",INDIRECT($C$4&$C22&\"!Q115\")),\"★\")","v":"★"},{"$f":"IFERROR(IF(INDIRECT($C$4&$C22&\"!T115\")=\"\",\"★\",INDIRECT($C$4&$C22&\"!T115\")),\"★\")","v":"★"},{"$f":"IFERROR(IF(INDIRECT($C$4&$C22&\"!X115\")=\"\",\"★\",INDIRECT($C$4&$C22&\"!X115\")),\"★\")","v":"★"},null,{"$f":"IFERROR(IF(INDIRECT($C$4&$C22&\"!AB115\")=\"\",\"★\",INDIRECT($C$4&$C22&\"!AB115\")),\"★\")","v":"★"},{"$f":"IFERROR(IF(INDIRECT($C$4&$C22&\"!AF115\")=\"\",\"★\",INDIRECT($C$4&$C22&\"!AF115\")),\"★\")","v":"★"},null,{"$f":"IFERROR(IF(INDIRECT($C$4&$C22&\"!CH100\")=\"\",\"★\",INDIRECT($C$4&$C22&\"!CH100\")),\"★\")","v":"---"},null,null,null,null,null,null,null,null,null,null,null,null,null,null,null,null,null,null,null,null,null,null,null,null,null,null,null,null,null,null,null,null,null,null,null,null,null,"end"]
[null,null,null,null,null,null,null,null,null,null,null,null,null,null,null,null,null,null,{"$f":"C22&\"-\"&4","v":"4-4"},{"$f":"IFERROR(IF(INDIRECT($C$4&$C22&\"!D96\")=\"\",\"★\",INDIRECT($C$4&$C22&\"!D96\")),\"★\")","v":"★"},{"$f":"IFERROR(IF(INDIRECT($C$4&$C22&\"!K96\")=\"\",\"★\",INDIRECT($C$4&$C22&\"!K96\")),\"★\")","v":"★"},{"$f":"IFERROR(IF(INDIRECT($C$4&$C22&\"!O96\")=\"\",\"★\",INDIRECT($C$4&$C22&\"!O96\")),\"★\")","v":"★"},{"$f":"IFERROR(IF(INDIRECT($C$4&$C22&\"!Q96\")=\"\",\"★\",INDIRECT($C$4&$C22&\"!Q96\")),\"★\")","v":"★"},{"$f":"IFERROR(IF(INDIRECT($C$4&$C22&\"!T96\")=\"\",\"★\",INDIRECT($C$4&$C22&\"!T96\")),\"★\")","v":"★"},{"$f":"IFERROR(IF(INDIRECT($C$4&$C22&\"!X96\")=\"\",\"★\",INDIRECT($C$4&$C22&\"!X96\")),\"★\")","v":"★"},null,{"$f":"IFERROR(IF(INDIRECT($C$4&$C22&\"!AB96\")=\"\",\"★\",INDIRECT($C$4&$C22&\"!AB96\")),\"★\")","v":"★"},{"$f":"IFERROR(IF(INDIRECT($C$4&$C22&\"!AF96\")=\"\",\"★\",INDIRECT($C$4&$C22&\"!AF96\")),\"★\")","v":"★"},null,{"$f":"IFERROR(IF(INDIRECT($C$4&$C22&\"!CH94\")=\"\",\"★\",INDIRECT($C$4&$C22&\"!CH94\")),\"★\")","v":"---"},null,null,{"$f":"IFERROR(IF(INDIRECT($C$4&$C22&\"!D117\")=\"\",\"★\",INDIRECT($C$4&$C22&\"!D117\")),\"★\")","v":"★"},{"$f":"IFERROR(IF(INDIRECT($C$4&$C22&\"!K117\")=\"\",\"★\",INDIRECT($C$4&$C22&\"!K117\")),\"★\")","v":"★"},{"$f":"IFERROR(IF(INDIRECT($C$4&$C22&\"!O117\")=\"\",\"★\",INDIRECT($C$4&$C22&\"!O117\")),\"★\")","v":"★"},{"$f":"IFERROR(IF(INDIRECT($C$4&$C22&\"!Q117\")=\"\",\"★\",INDIRECT($C$4&$C22&\"!Q117\")),\"★\")","v":"★"},{"$f":"IFERROR(IF(INDIRECT($C$4&$C22&\"!T117\")=\"\",\"★\",INDIRECT($C$4&$C22&\"!T117\")),\"★\")","v":"★"},{"$f":"IFERROR(IF(INDIRECT($C$4&$C22&\"!X117\")=\"\",\"★\",INDIRECT($C$4&$C22&\"!X117\")),\"★\")","v":"★"},null,{"$f":"IFERROR(IF(INDIRECT($C$4&$C22&\"!AB117\")=\"\",\"★\",INDIRECT($C$4&$C22&\"!AB117\")),\"★\")","v":"★"},{"$f":"IFERROR(IF(INDIRECT($C$4&$C22&\"!AF117\")=\"\",\"★\",INDIRECT($C$4&$C22&\"!AF117\")),\"★\")","v":"★"},null,{"$f":"IFERROR(IF(INDIRECT($C$4&$C22&\"!CH101\")=\"\",\"★\",INDIRECT($C$4&$C22&\"!CH101\")),\"★\")","v":"---"},null,null,null,null,null,null,null,null,null,null,null,null,null,null,null,null,null,null,null,null,null,null,null,null,null,null,null,null,null,null,null,null,null,null,null,null,null,"end"]
[null,null,5,{"$f":"IFERROR(IF(INDIRECT($C$4&$C26&\"!C9\")=\"\",\"★\",INDIRECT($C$4&$C26&\"!C9\")),\"★\")","v":"★"},{"$f":"IFERROR(IF(INDIRECT($C$4&$C26&\"!G9\")=\"\",\"★\",INDIRECT($C$4&$C26&\"!G9\")),\"★\")","v":"★"},{"$f":"IFERROR(IF(INDIRECT($C$4&$C26&\"!AB11\")=\"\",\"★\",INDIRECT($C$4&$C26&\"!AB11\")),\"★\")","v":"★"},{"$f":"IFERROR(IF(INDIRECT($C$4&$C26&\"!AB13\")=\"\",\"★\",INDIRECT($C$4&$C26&\"!AB13\")),\"★\")","v":"★"},{"$f":"IFERROR(IF(INDIRECT($C$4&$C26&\"!G11\")=\"\",\"★\",INDIRECT($C$4&$C26&\"!G11\")),\"★\")","v":"★"},{"$f":"IFERROR(IF(INDIRECT($C$4&$C26&\"!Y9\")=\"\",\"★\",INDIRECT($C$4&$C26&\"!Y9\")),\"★\")","v":"★"},{"$f":"IFERROR(IF(INDIRECT($C$4&$C26&\"!AB9\")=\"\",\"★\",INDIRECT($C$4&$C26&\"!AB9\")),\"★\")","v":"★"},{"$f":"IFERROR(IF(INDIRECT($C$4&$C26&\"!G13\")=\"\",\"★\",INDIRECT($C$4&$C26&\"!G13\")),\"★\")","v":"★"},{"$f":"IFERROR(IF(INDIRECT($C$4&$C26&\"!J75\")=\"\",\"★\",INDIRECT($C$4&$C26&\"!J75\")),\"★\")","v":0},{"$f":"IFERROR(IF(INDIRECT($C$4&$C26&\"!J77\")=\"\",\"★\",INDIRECT($C$4&$C26&\"!J77\")),\"★\")","v":0},{"$f":"IFERROR(IF(INDIRECT($C$4&$C26&\"!J81\")=\"\",\"★\",INDIRECT($C$4&$C26&\"!J81\")),\"★\")","v":0},{"$f":"IFERROR(IF(INDIRECT($C$4&$C26&\"!J83\")=\"\",\"★\",INDIRECT($C$4&$C26&\"!J83\")),\"★\")","v":"---"},{"$f":"IFERROR(IF(INDIRECT($C$4&$C26&\"!AD75\")=\"\",\"★\",INDIRECT($C$4&$C26&\"!AD75\")),\"★\")","v":0},{"$f":"IFERROR(IF(INDIRECT($C$4&$C26&\"!J79\")=\"\",\"★\",INDIRECT($C$4&$C26&\"!J79\")),\"★\")","v":0},{"$f":"IFERROR(IF(INDIRECT($C$4&$C26&\"!AD83\")=\"\",\"★\",INDIRECT($C$4&$C26&\"!AD83\")),\"★\")","v":"---"},{"$f":"C26&\"-\"&1","v":"5-1"},{"$f":"IFERROR(IF(INDIRECT($C$4&$C26&\"!D90\")=\"\",\"★\",INDIRECT($C$4&$C26&\"!D90\")),\"★\")","v":"★"},{"$f":"IFERROR(IF(INDIRECT($C$4&$C26&\"!K90\")=\"\",\"★\",INDIRECT($C$4&$C26&\"!K90\")),\"★\")","v":"★"},{"$f":"IFERROR(IF(INDIRECT($C$4&$C26&\"!O90\")=\"\",\"★\",INDIRECT($C$4&$C26&\"!O90\")),\"★\")","v":"★"},{"$f":"IFERROR(IF(INDIRECT($C$4&$C26&\"!Q90\")=\"\",\"★\",INDIRECT($C$4&$C26&\"!Q90\")),\"★\")","v":"★"},{"$f":"IFERROR(IF(INDIRECT($C$4&$C26&\"!T90\")=\"\",\"★\",INDIRECT($C$4&$C26&\"!T90\")),\"★\")","v":"★"},{"$f":"IFERROR(IF(INDIRECT($C$4&$C26&\"!X90\")=\"\",\"★\",INDIRECT($C$4&$C26&\"!X90\")),\"★\")","v":"★"},{"$f":"IFERROR(IF(INDIRECT($C$4&$C26&\"!X98\")=\"\",\"★\",INDIRECT($C$4&$C26&\"!X98\")),\"★\")","v":0},{"$f":"IFERROR(IF(INDIRECT($C$4&$C26&\"!AB90\")=\"\",\"★\",INDIRECT($C$4&$C26&\"!AB90\")),\"★\")","v":"★"},{"$f":"IFERROR(IF(INDIRECT($C$4&$C26&\"!AF90\")=\"\",\"★\",INDIRECT($C$4&$C26&\"!AF90\")),\"★\")","v":"★"},{"$f":"IFERROR(IF(INDIRECT($C$4&$C26&\"!AF106\")=\"\",\"★\",INDIRECT($C$4&$C26&\"!AF106\")),\"★\")","v":0},{"$f":"IFERROR(IF(INDIRECT($C$4&$C26&\"!CH91\")=\"\",\"★\",INDIRECT($C$4&$C26&\"!CH91\")),\"★\")","v":"---"},{"$f":"IFERROR(IF(INDIRECT($C$4&$C26&\"!K104\")=\"\",\"★\",INDIRECT($C$4&$C26&\"!K104\")),\"★\")","v":0},{"$f":"IFERROR(IF(INDIRECT($C$4&$C26&\"!K106\")=\"\",\"★\",INDIRECT($C$4&$C26&\"!K106\")),\"★\")","v":"---"},{"$f":"IFERROR(IF(INDIRECT($C$4&$C26&\"!D111\")=\"\",\"★\",INDIRECT($C$4&$C26&\"!D111\")),\"★\")","v":"★"},{"$f":"IFERROR(IF(INDIRECT($C$4&$C26&\"!K111\")=\"\",\"★\",INDIRECT($C$4&$C26&\"!K111\")),\"★\")","v":"★"},{"$f":"IFERROR(IF(INDIRECT($C$4&$C26&\"!O111\")=\"\",\"★\",INDIRECT($C$4&$C26&\"!O111\")),\"★\")","v":"★"},{"$f":"IFERROR(IF(INDIRECT($C$4&$C26&\"!Q111\")=\"\",\"★\",INDIRECT($C$4&$C26&\"!Q111\")),\"★\")","v":"★"},{"$f":"IFERROR(IF(INDIRECT($C$4&$C26&\"!T111\")=\"\",\"★\",INDIRECT($C$4&$C26&\"!T111\")),\"★\")","v":"★"},{"$f":"IFERROR(IF(INDIRECT($C$4&$C26&\"!X111\")=\"\",\"★\",INDIRECT($C$4&$C26&\"!X111\")),\"★\")","v":"★"},{"$f":"IFERROR(IF(INDIRECT($C$4&$C26&\"!X119\")=\"\",\"★\",INDIRECT($C$4&$C26&\"!X119\")),\"★\")","v":0},{"$f":"IFERROR(IF(INDIRECT($C$4&$C26&\"!AB111\")=\"\",\"★\",INDIRECT($C$4&$C26&\"!AB111\")),\"★\")","v":"★"},{"$f":"IFERROR(IF(INDIRECT($C$4&$C26&\"!AF111\")=\"\",\"★\",INDIRECT($C$4&$C26&\"!AF111\")),\"★\")","v":"★"},{"$f":"IFERROR(IF(INDIRECT($C$4&$C26&\"!AF127\")=\"\",\"★\",INDIRECT($C$4&$C26&\"!AF127\")),\"★\")","v":0},{"$f":"IFERROR(IF(INDIRECT($C$4&$C26&\"!CH98\")=\"\",\"★\",INDIRECT($C$4&$C26&\"!CH98\")),\"★\")","v":"---"},{"$f":"IFERROR(IF(INDIRECT($C$4&$C26&\"!K125\")=\"\",\"★\",INDIRECT($C$4&$C26&\"!K125\")),\"★\")","v":0},{"$f":"IFERROR(IF(INDIRECT($C$4&$C26&\"!K127\")=\"\",\"★\",INDIRECT($C$4&$C26&\"!K127\")),\"★\")","v":"---"},{"$f":"IFERROR(IF(INDIRECT($C$4&$C26&\"!F271\")=\"\",\"★\",INDIRECT($C$4&$C26&\"!F271\")&INDIRECT($C$4&$C26&\"!I271\")),\"★\")","v":"★"},{"$f":"IFERROR(IF(INDIRECT($C$4&$C26&\"!L271\")=\"\",\"★\",INDIRECT($C$4&$C26&\"!L271\")&INDIRECT($C$4&$C26&\"!O271\")),\"★\")","v":"★"},null,{"$f":"IFERROR(IF(INDIRECT($C$4&$C26&\"!V278\")=\"\",\"★\",INDIRECT($C$4&$C26&\"!V278\")),\"★\")","v":"★"},{"$f":"IFERROR(IF(INDIRECT($C$4&$C26&\"!Z278\")=\"\",\"★\",INDIRECT($C$4&$C26&\"!Z278\")),\"★\")","v":"★"},{"$f":"IFERROR(IF(INDIRECT($C$4&$C26&\"!AD278\")=\"\",\"★\",INDIRECT($C$4&$C26&\"!AD278\")),\"★\")","v":"★"},{"$f":"IFERROR(IF(INDIRECT($C$4&$C26&\"!AH278\")=\"\",\"★\",INDIRECT($C$4&$C26&\"!AH278\")),\"★\")","v":"★"},{"$f":"IFERROR(IF(INDIRECT($C$4&$C26&\"!I285\")=\"\",\"★\",INDIRECT($C$4&$C26&\"!I285\")),\"★\")","v":0},{"$f":"IFERROR(IF(INDIRECT($C$4&$C26&\"!I287\")=\"\",\"★\",INDIRECT($C$4&$C26&\"!I287\")),\"★\")","v":0},{"$f":"IFERROR(IF(INDIRECT($C$4&$C26&\"!O285\")=\"\",\"★\",INDIRECT($C$4&$C26&\"!O285\")),\"★\")","v":"---"},{"$f":"IFERROR(IF(INDIRECT($C$4&$C26&\"!R285\")=\"\",\"★\",INDIRECT($C$4&$C26&\"!R285\")),\"★\")","v":"★"},{"$f":"IFERROR(IF(INDIRECT($C$4&$C26&\"!V285\")=\"\",\"★\",INDIRECT($C$4&$C26&\"!V285\")),\"★\")","v":"★"},{"$f":"IFERROR(IF(INDIRECT($C$4&$C26&\"!Z285\")=\"\",\"★\",INDIRECT($C$4&$C26&\"!Z285\")),\"★\")","v":"★"},{"$f":"IFERROR(IF(INDIRECT($C$4&$C26&\"!AD285\")=\"\",\"★\",INDIRECT($C$4&$C26&\"!AD285\")),\"★\")","v":"★"},{"$f":"IFERROR(IF(INDIRECT($C$4&$C26&\"!AH285\")=\"\",\"★\",INDIRECT($C$4&$C26&\"!AH285\")),\"★\")","v":"★"},null,{"$f":"IFERROR(IF(INDIRECT($C$4&$C26&\"!V287\")=\"\",\"★\",INDIRECT($C$4&$C26&\"!V287\")),\"★\")","v":"★"},{"$f":"IFERROR(IF(INDIRECT($C$4&$C26&\"!Z287\")=\"\",\"★\",INDIRECT($C$4&$C26&\"!Z287\")),\"★\")","v":"★"},{"$f":"IFERROR(IF(INDIRECT($C$4&$C26&\"!AD287\")=\"\",\"★\",INDIRECT($C$4&$C26&\"!AD287\")),\"★\")","v":"★"},{"$f":"IFERROR(IF(INDIRECT($C$4&$C26&\"!AH287\")=\"\",\"★\",INDIRECT($C$4&$C26&\"!AH287\")),\"★\")","v":"★"},{"$f":"IFERROR(IF(INDIRECT($C$4&$C26&\"!B294\")=\"\",\"★\",INDIRECT($C$4&$C26&\"!B294\")),\"★\")","v":"★"},{"$f":"IFERROR(IF(INDIRECT($C$4&$C26&\"!E294\")=\"\",\"★\",INDIRECT($C$4&$C26&\"!E294\")),\"★\")","v":"★"},{"$f":"IFERROR(IF(INDIRECT($C$4&$C26&\"!I294\")=\"\",\"★\",INDIRECT($C$4&$C26&\"!I294\")),\"★\")","v":0},{"$f":"IFERROR(IF(INDIRECT($C$4&$C26&\"!I296\")=\"\",\"★\",INDIRECT($C$4&$C26&\"!I296\")),\"★\")","v":0},{"$f":"IFERROR(IF(INDIRECT($C$4&$C26&\"!O294\")=\"\",\"★\",INDIRECT($C$4&$C26&\"!O294\")),\"★\")","v":"---"},{"$f":"IFERROR(IF(INDIRECT($C$4&$C26&\"!R294\")=\"\",\"★\",INDIRECT($C$4&$C26&\"!R294\")),\"★\")","v":"★"},{"$f":"IFERROR(IF(INDIRECT($C$4&$C26&\"!V294\")=\"\",\"★\",INDIRECT($C$4&$C26&\"!V294\")),\"★\")","v":"★"},{"$f":"IFERROR(IF(INDIRECT($C$4&$C26&\"!Z294\")=\"\",\"★\",INDIRECT($C$4&$C26&\"!Z294\")),\"★\")","v":"★"},{"$f":"IFERROR(IF(INDIRECT($C$4&$C26&\"!AD294\")=\"\",\"★\",INDIRECT($C$4&$C26&\"!AD294\")),\"★\")","v":"★"},{"$f":"IFERROR(IF(INDIRECT($C$4&$C26&\"!AH294\")=\"\",\"★\",INDIRECT($C$4&$C26&\"!AH294\")),\"★\")","v":"★"},null,{"$f":"IFERROR(IF(INDIRECT($C$4&$C26&\"!V296\")=\"\",\"★\",INDIRECT($C$4&$C26&\"!V296\")),\"★\")","v":"★"},{"$f":"IFERROR(IF(INDIRECT($C$4&$C26&\"!Z296\")=\"\",\"★\",INDIRECT($C$4&$C26&\"!Z287\")),\"★\")","v":"★"},{"$f":"IFERROR(IF(INDIRECT($C$4&$C26&\"!AD296\")=\"\",\"★\",INDIRECT($C$4&$C26&\"!AD296\")),\"★\")","v":"★"},{"$f":"IFERROR(IF(INDIRECT($C$4&$C26&\"!AH296\")=\"\",\"★\",INDIRECT($C$4&$C26&\"!AH296\")),\"★\")","v":"★"},"end"]
[null,null,null,null,null,null,null,null,null,null,null,null,null,null,null,null,null,null,{"$f":"C26&\"-\"&2","v":"5-2"},{"$f":"IFERROR(IF(INDIRECT($C$4&$C26&\"!D92\")=\"\",\"★\",INDIRECT($C$4&$C26&\"!D92\")),\"★\")","v":"★"},{"$f":"IFERROR(IF(INDIRECT($C$4&$C26&\"!K92\")=\"\",\"★\",INDIRECT($C$4&$C26&\"!K92\")),\"★\")","v":"★"},{"$f":"IFERROR(IF(INDIRECT($C$4&$C26&\"!O92\")=\"\",\"★\",INDIRECT($C$4&$C26&\"!O92\")),\"★\")","v":"★"},{"$f":"IFERROR(IF(INDIRECT($C$4&$C26&\"!Q92\")=\"\",\"★\",INDIRECT($C$4&$C26&\"!Q92\")),\"★\")","v":"★"},{"$f":"IFERROR(IF(INDIRECT($C$4&$C26&\"!T92\")=\"\",\"★\",INDIRECT($C$4&$C26&\"!T92\")),\"★\")","v":"★"},{"$f":"IFERROR(IF(INDIRECT($C$4&$C26&\"!X92\")=\"\",\"★\",INDIRECT($C$4&$C26&\"!X92\")),\"★\")","v":"★"},null,{"$f":"IFERROR(IF(INDIRECT($C$4&$C26&\"!AB92\")=\"\",\"★\",INDIRECT($C$4&$C26&\"!AB92\")),\"★\")","v":"★"},{"$f":"IFERROR(IF(INDIRECT($C$4&$C26&\"!AF92\")=\"\",\"★\",INDIRECT($C$4&$C26&\"!AF92\")),\"★\")","v":"★"},null,{"$f":"IFERROR(IF(INDIRECT($C$4&$C26&\"!CH92\")=\"\",\"★\",INDIRECT($C$4&$C26&\"!CH92\")),\"★\")","v":"---"},null,null,{"$f":"IFERROR(IF(INDIRECT($C$4&$C26&\"!D113\")=\"\",\"★\",INDIRECT($C$4&$C26&\"!D113\")),\"★\")","v":"★"},{"$f":"IFERROR(IF(INDIRECT($C$4&$C26&\"!K113\")=\"\",\"★\",INDIRECT($C$4&$C26&\"!K113\")),\"★\")","v":"★"},{"$f":"IFERROR(IF(INDIRECT($C$4&$C26&\"!O113\")=\"\",\"★\",INDIRECT($C$4&$C26&\"!O113\")),\"★\")","v":"★"},{"$f":"IFERROR(IF(INDIRECT($C$4&$C26&\"!Q113\")=\"\",\"★\",INDIRECT($C$4&$C26&\"!Q113\")),\"★\")","v":"★"},{"$f":"IFERROR(IF(INDIRECT($C$4&$C26&\"!T113\")=\"\",\"★\",INDIRECT($C$4&$C26&\"!T113\")),\"★\")","v":"★"},{"$f":"IFERROR(IF(INDIRECT($C$4&$C26&\"!X113\")=\"\",\"★\",INDIRECT($C$4&$C26&\"!X113\")),\"★\")","v":"★"},null,{"$f":"IFERROR(IF(INDIRECT($C$4&$C26&\"!AB113\")=\"\",\"★\",INDIRECT($C$4&$C26&\"!AB113\")),\"★\")","v":"★"},{"$f":"IFERROR(IF(INDIRECT($C$4&$C26&\"!AF113\")=\"\",\"★\",INDIRECT($C$4&$C26&\"!AF113\")),\"★\")","v":"★"},null,{"$f":"IFERROR(IF(INDIRECT($C$4&$C26&\"!CH99\")=\"\",\"★\",INDIRECT($C$4&$C26&\"!CH99\")),\"★\")","v":"---"},null,null,{"$f":"IFERROR(IF(INDIRECT($C$4&$C26&\"!F270\")=\"\",\"★\",INDIRECT($C$4&$C26&\"!F270\")),\"★\")","v":"★"},{"$f":"IFERROR(IF(INDIRECT($C$4&$C26&\"!L270\")=\"\",\"★\",INDIRECT($C$4&$C26&\"!L270\")),\"★\")","v":"★"},null,null,null,null,null,null,null,null,null,null,null,null,null,null,null,null,null,null,null,null,null,null,null,null,null,null,null,null,null,null,null,null,null,"end"]
[null,null,null,null,null,null,null,null,null,null,null,null,null,null,null,null,null,null,{"$f":"C26&\"-\"&3","v":"5-3"},{"$f":"IFERROR(IF(INDIRECT($C$4&$C26&\"!D94\")=\"\",\"★\",INDIRECT($C$4&$C26&\"!D94\")),\"★\")","v":"★"},{"$f":"IFERROR(IF(INDIRECT($C$4&$C26&\"!K94\")=\"\",\"★\",INDIRECT($C$4&$C26&\"!K94\")),\"★\")","v":"★"},{"$f":"IFERROR(IF(INDIRECT($C$4&$C26&\"!O94\")=\"\",\"★\",INDIRECT($C$4&$C26&\"!O94\")),\"★\")","v":"★"},{"$f":"IFERROR(IF(INDIRECT($C$4&$C26&\"!Q94\")=\"\",\"★\",INDIRECT($C$4&$C26&\"!Q94\")),\"★\")","v":"★"},{"$f":"IFERROR(IF(INDIRECT($C$4&$C26&\"!T94\")=\"\",\"★\",INDIRECT($C$4&$C26&\"!T94\")),\"★\")","v":"★"},{"$f":"IFERROR(IF(INDIRECT($C$4&$C26&\"!X94\")=\"\",\"★\",INDIRECT($C$4&$C26&\"!X94\")),\"★\")","v":"★"},null,{"$f":"IFERROR(IF(INDIRECT($C$4&$C26&\"!AB94\")=\"\",\"★\",INDIRECT($C$4&$C26&\"!AB94\")),\"★\")","v":"★"},{"$f":"IFERROR(IF(INDIRECT($C$4&$C26&\"!AF94\")=\"\",\"★\",INDIRECT($C$4&$C26&\"!AF94\")),\"★\")","v":"★"},null,{"$f":"IFERROR(IF(INDIRECT($C$4&$C26&\"!CH93\")=\"\",\"★\",INDIRECT($C$4&$C26&\"!CH93\")),\"★\")","v":"---"},null,null,{"$f":"IFERROR(IF(INDIRECT($C$4&$C26&\"!D115\")=\"\",\"★\",INDIRECT($C$4&$C26&\"!D115\")),\"★\")","v":"★"},{"$f":"IFERROR(IF(INDIRECT($C$4&$C26&\"!K115\")=\"\",\"★\",INDIRECT($C$4&$C26&\"!K115\")),\"★\")","v":"★"},{"$f":"IFERROR(IF(INDIRECT($C$4&$C26&\"!O115\")=\"\",\"★\",INDIRECT($C$4&$C26&\"!O115\")),\"★\")","v":"★"},{"$f":"IFERROR(IF(INDIRECT($C$4&$C26&\"!Q115\")=\"\",\"★\",INDIRECT($C$4&$C26&\"!Q115\")),\"★\")","v":"★"},{"$f":"IFERROR(IF(INDIRECT($C$4&$C26&\"!T115\")=\"\",\"★\",INDIRECT($C$4&$C26&\"!T115\")),\"★\")","v":"★"},{"$f":"IFERROR(IF(INDIRECT($C$4&$C26&\"!X115\")=\"\",\"★\",INDIRECT($C$4&$C26&\"!X115\")),\"★\")","v":"★"},null,{"$f":"IFERROR(IF(INDIRECT($C$4&$C26&\"!AB115\")=\"\",\"★\",INDIRECT($C$4&$C26&\"!AB115\")),\"★\")","v":"★"},{"$f":"IFERROR(IF(INDIRECT($C$4&$C26&\"!AF115\")=\"\",\"★\",INDIRECT($C$4&$C26&\"!AF115\")),\"★\")","v":"★"},null,{"$f":"IFERROR(IF(INDIRECT($C$4&$C26&\"!CH100\")=\"\",\"★\",INDIRECT($C$4&$C26&\"!CH100\")),\"★\")","v":"---"},null,null,null,null,null,null,null,null,null,null,null,null,null,null,null,null,null,null,null,null,null,null,null,null,null,null,null,null,null,null,null,null,null,null,null,null,null,"end"]
[null,null,null,null,null,null,null,null,null,null,null,null,null,null,null,null,null,null,{"$f":"C26&\"-\"&4","v":"5-4"},{"$f":"IFERROR(IF(INDIRECT($C$4&$C26&\"!D96\")=\"\",\"★\",INDIRECT($C$4&$C26&\"!D96\")),\"★\")","v":"★"},{"$f":"IFERROR(IF(INDIRECT($C$4&$C26&\"!K96\")=\"\",\"★\",INDIRECT($C$4&$C26&\"!K96\")),\"★\")","v":"★"},{"$f":"IFERROR(IF(INDIRECT($C$4&$C26&\"!O96\")=\"\",\"★\",INDIRECT($C$4&$C26&\"!O96\")),\"★\")","v":"★"},{"$f":"IFERROR(IF(INDIRECT($C$4&$C26&\"!Q96\")=\"\",\"★\",INDIRECT($C$4&$C26&\"!Q96\")),\"★\")","v":"★"},{"$f":"IFERROR(IF(INDIRECT($C$4&$C26&\"!T96\")=\"\",\"★\",INDIRECT($C$4&$C26&\"!T96\")),\"★\")","v":"★"},{"$f":"IFERROR(IF(INDIRECT($C$4&$C26&\"!X96\")=\"\",\"★\",INDIRECT($C$4&$C26&\"!X96\")),\"★\")","v":"★"},null,{"$f":"IFERROR(IF(INDIRECT($C$4&$C26&\"!AB96\")=\"\",\"★\",INDIRECT($C$4&$C26&\"!AB96\")),\"★\")","v":"★"},{"$f":"IFERROR(IF(INDIRECT($C$4&$C26&\"!AF96\")=\"\",\"★\",INDIRECT($C$4&$C26&\"!AF96\")),\"★\")","v":"★"},null,{"$f":"IFERROR(IF(INDIRECT($C$4&$C26&\"!CH94\")=\"\",\"★\",INDIRECT($C$4&$C26&\"!CH94\")),\"★\")","v":"---"},null,null,{"$f":"IFERROR(IF(INDIRECT($C$4&$C26&\"!D117\")=\"\",\"★\",INDIRECT($C$4&$C26&\"!D117\")),\"★\")","v":"★"},{"$f":"IFERROR(IF(INDIRECT($C$4&$C26&\"!K117\")=\"\",\"★\",INDIRECT($C$4&$C26&\"!K117\")),\"★\")","v":"★"},{"$f":"IFERROR(IF(INDIRECT($C$4&$C26&\"!O117\")=\"\",\"★\",INDIRECT($C$4&$C26&\"!O117\")),\"★\")","v":"★"},{"$f":"IFERROR(IF(INDIRECT($C$4&$C26&\"!Q117\")=\"\",\"★\",INDIRECT($C$4&$C26&\"!Q117\")),\"★\")","v":"★"},{"$f":"IFERROR(IF(INDIRECT($C$4&$C26&\"!T117\")=\"\",\"★\",INDIRECT($C$4&$C26&\"!T117\")),\"★\")","v":"★"},{"$f":"IFERROR(IF(INDIRECT($C$4&$C26&\"!X117\")=\"\",\"★\",INDIRECT($C$4&$C26&\"!X117\")),\"★\")","v":"★"},null,{"$f":"IFERROR(IF(INDIRECT($C$4&$C26&\"!AB117\")=\"\",\"★\",INDIRECT($C$4&$C26&\"!AB117\")),\"★\")","v":"★"},{"$f":"IFERROR(IF(INDIRECT($C$4&$C26&\"!AF117\")=\"\",\"★\",INDIRECT($C$4&$C26&\"!AF117\")),\"★\")","v":"★"},null,{"$f":"IFERROR(IF(INDIRECT($C$4&$C26&\"!CH101\")=\"\",\"★\",INDIRECT($C$4&$C26&\"!CH101\")),\"★\")","v":"---"},null,null,null,null,null,null,null,null,null,null,null,null,null,null,null,null,null,null,null,null,null,null,null,null,null,null,null,null,null,null,null,null,null,null,null,null,null,"end"]
[null,null,6,{"$f":"IFERROR(IF(INDIRECT($C$4&$C30&\"!C9\")=\"\",\"★\",INDIRECT($C$4&$C30&\"!C9\")),\"★\")","v":"★"},{"$f":"IFERROR(IF(INDIRECT($C$4&$C30&\"!G9\")=\"\",\"★\",INDIRECT($C$4&$C30&\"!G9\")),\"★\")","v":"★"},{"$f":"IFERROR(IF(INDIRECT($C$4&$C30&\"!AB11\")=\"\",\"★\",INDIRECT($C$4&$C30&\"!AB11\")),\"★\")","v":"★"},{"$f":"IFERROR(IF(INDIRECT($C$4&$C30&\"!AB13\")=\"\",\"★\",INDIRECT($C$4&$C30&\"!AB13\")),\"★\")","v":"★"},{"$f":"IFERROR(IF(INDIRECT($C$4&$C30&\"!G11\")=\"\",\"★\",INDIRECT($C$4&$C30&\"!G11\")),\"★\")","v":"★"},{"$f":"IFERROR(IF(INDIRECT($C$4&$C30&\"!Y9\")=\"\",\"★\",INDIRECT($C$4&$C30&\"!Y9\")),\"★\")","v":"★"},{"$f":"IFERROR(IF(INDIRECT($C$4&$C30&\"!AB9\")=\"\",\"★\",INDIRECT($C$4&$C30&\"!AB9\")),\"★\")","v":"★"},{"$f":"IFERROR(IF(INDIRECT($C$4&$C30&\"!G13\")=\"\",\"★\",INDIRECT($C$4&$C30&\"!G13\")),\"★\")","v":"★"},{"$f":"IFERROR(IF(INDIRECT($C$4&$C30&\"!J75\")=\"\",\"★\",INDIRECT($C$4&$C30&\"!J75\")),\"★\")","v":0},{"$f":"IFERROR(IF(INDIRECT($C$4&$C30&\"!J77\")=\"\",\"★\",INDIRECT($C$4&$C30&\"!J77\")),\"★\")","v":0},{"$f":"IFERROR(IF(INDIRECT($C$4&$C30&\"!J81\")=\"\",\"★\",INDIRECT($C$4&$C30&\"!J81\")),\"★\")","v":0},{"$f":"IFERROR(IF(INDIRECT($C$4&$C30&\"!J83\")=\"\",\"★\",INDIRECT($C$4&$C30&\"!J83\")),\"★\")","v":"---"},{"$f":"IFERROR(IF(INDIRECT($C$4&$C30&\"!AD75\")=\"\",\"★\",INDIRECT($C$4&$C30&\"!AD75\")),\"★\")","v":0},{"$f":"IFERROR(IF(INDIRECT($C$4&$C30&\"!J79\")=\"\",\"★\",INDIRECT($C$4&$C30&\"!J79\")),\"★\")","v":0},{"$f":"IFERROR(IF(INDIRECT($C$4&$C30&\"!AD83\")=\"\",\"★\",INDIRECT($C$4&$C30&\"!AD83\")),\"★\")","v":"---"},{"$f":"C30&\"-\"&1","v":"6-1"},{"$f":"IFERROR(IF(INDIRECT($C$4&$C30&\"!D90\")=\"\",\"★\",INDIRECT($C$4&$C30&\"!D90\")),\"★\")","v":"★"},{"$f":"IFERROR(IF(INDIRECT($C$4&$C30&\"!K90\")=\"\",\"★\",INDIRECT($C$4&$C30&\"!K90\")),\"★\")","v":"★"},{"$f":"IFERROR(IF(INDIRECT($C$4&$C30&\"!O90\")=\"\",\"★\",INDIRECT($C$4&$C30&\"!O90\")),\"★\")","v":"★"},{"$f":"IFERROR(IF(INDIRECT($C$4&$C30&\"!Q90\")=\"\",\"★\",INDIRECT($C$4&$C30&\"!Q90\")),\"★\")","v":"★"},{"$f":"IFERROR(IF(INDIRECT($C$4&$C30&\"!T90\")=\"\",\"★\",INDIRECT($C$4&$C30&\"!T90\")),\"★\")","v":"★"},{"$f":"IFERROR(IF(INDIRECT($C$4&$C30&\"!X90\")=\"\",\"★\",INDIRECT($C$4&$C30&\"!X90\")),\"★\")","v":"★"},{"$f":"IFERROR(IF(INDIRECT($C$4&$C30&\"!X98\")=\"\",\"★\",INDIRECT($C$4&$C30&\"!X98\")),\"★\")","v":0},{"$f":"IFERROR(IF(INDIRECT($C$4&$C30&\"!AB90\")=\"\",\"★\",INDIRECT($C$4&$C30&\"!AB90\")),\"★\")","v":"★"},{"$f":"IFERROR(IF(INDIRECT($C$4&$C30&\"!AF90\")=\"\",\"★\",INDIRECT($C$4&$C30&\"!AF90\")),\"★\")","v":"★"},{"$f":"IFERROR(IF(INDIRECT($C$4&$C30&\"!AF106\")=\"\",\"★\",INDIRECT($C$4&$C30&\"!AF106\")),\"★\")","v":0},{"$f":"IFERROR(IF(INDIRECT($C$4&$C30&\"!CH91\")=\"\",\"★\",INDIRECT($C$4&$C30&\"!CH91\")),\"★\")","v":"---"},{"$f":"IFERROR(IF(INDIRECT($C$4&$C30&\"!K104\")=\"\",\"★\",INDIRECT($C$4&$C30&\"!K104\")),\"★\")","v":0},{"$f":"IFERROR(IF(INDIRECT($C$4&$C30&\"!K106\")=\"\",\"★\",INDIRECT($C$4&$C30&\"!K106\")),\"★\")","v":"---"},{"$f":"IFERROR(IF(INDIRECT($C$4&$C30&\"!D111\")=\"\",\"★\",INDIRECT($C$4&$C30&\"!D111\")),\"★\")","v":"★"},{"$f":"IFERROR(IF(INDIRECT($C$4&$C30&\"!K111\")=\"\",\"★\",INDIRECT($C$4&$C30&\"!K111\")),\"★\")","v":"★"},{"$f":"IFERROR(IF(INDIRECT($C$4&$C30&\"!O111\")=\"\",\"★\",INDIRECT($C$4&$C30&\"!O111\")),\"★\")","v":"★"},{"$f":"IFERROR(IF(INDIRECT($C$4&$C30&\"!Q111\")=\"\",\"★\",INDIRECT($C$4&$C30&\"!Q111\")),\"★\")","v":"★"},{"$f":"IFERROR(IF(INDIRECT($C$4&$C30&\"!T111\")=\"\",\"★\",INDIRECT($C$4&$C30&\"!T111\")),\"★\")","v":"★"},{"$f":"IFERROR(IF(INDIRECT($C$4&$C30&\"!X111\")=\"\",\"★\",INDIRECT($C$4&$C30&\"!X111\")),\"★\")","v":"★"},{"$f":"IFERROR(IF(INDIRECT($C$4&$C30&\"!X119\")=\"\",\"★\",INDIRECT($C$4&$C30&\"!X119\")),\"★\")","v":0},{"$f":"IFERROR(IF(INDIRECT($C$4&$C30&\"!AB111\")=\"\",\"★\",INDIRECT($C$4&$C30&\"!AB111\")),\"★\")","v":"★"},{"$f":"IFERROR(IF(INDIRECT($C$4&$C30&\"!AF111\")=\"\",\"★\",INDIRECT($C$4&$C30&\"!AF111\")),\"★\")","v":"★"},{"$f":"IFERROR(IF(INDIRECT($C$4&$C30&\"!AF127\")=\"\",\"★\",INDIRECT($C$4&$C30&\"!AF127\")),\"★\")","v":0},{"$f":"IFERROR(IF(INDIRECT($C$4&$C30&\"!CH98\")=\"\",\"★\",INDIRECT($C$4&$C30&\"!CH98\")),\"★\")","v":"---"},{"$f":"IFERROR(IF(INDIRECT($C$4&$C30&\"!K125\")=\"\",\"★\",INDIRECT($C$4&$C30&\"!K125\")),\"★\")","v":0},{"$f":"IFERROR(IF(INDIRECT($C$4&$C30&\"!K127\")=\"\",\"★\",INDIRECT($C$4&$C30&\"!K127\")),\"★\")","v":"---"},{"$f":"IFERROR(IF(INDIRECT($C$4&$C30&\"!F271\")=\"\",\"★\",INDIRECT($C$4&$C30&\"!F271\")&INDIRECT($C$4&$C30&\"!I271\")),\"★\")","v":"★"},{"$f":"IFERROR(IF(INDIRECT($C$4&$C30&\"!L271\")=\"\",\"★\",INDIRECT($C$4&$C30&\"!L271\")&INDIRECT($C$4&$C30&\"!O271\")),\"★\")","v":"★"},null,{"$f":"IFERROR(IF(INDIRECT($C$4&$C30&\"!V278\")=\"\",\"★\",INDIRECT($C$4&$C30&\"!V278\")),\"★\")","v":"★"},{"$f":"IFERROR(IF(INDIRECT($C$4&$C30&\"!Z278\")=\"\",\"★\",INDIRECT($C$4&$C30&\"!Z278\")),\"★\")","v":"★"},{"$f":"IFERROR(IF(INDIRECT($C$4&$C30&\"!AD278\")=\"\",\"★\",INDIRECT($C$4&$C30&\"!AD278\")),\"★\")","v":"★"},{"$f":"IFERROR(IF(INDIRECT($C$4&$C30&\"!AH278\")=\"\",\"★\",INDIRECT($C$4&$C30&\"!AH278\")),\"★\")","v":"★"},{"$f":"IFERROR(IF(INDIRECT($C$4&$C30&\"!I285\")=\"\",\"★\",INDIRECT($C$4&$C30&\"!I285\")),\"★\")","v":0},{"$f":"IFERROR(IF(INDIRECT($C$4&$C30&\"!I287\")=\"\",\"★\",INDIRECT($C$4&$C30&\"!I287\")),\"★\")","v":0},{"$f":"IFERROR(IF(INDIRECT($C$4&$C30&\"!O285\")=\"\",\"★\",INDIRECT($C$4&$C30&\"!O285\")),\"★\")","v":"---"},{"$f":"IFERROR(IF(INDIRECT($C$4&$C30&\"!R285\")=\"\",\"★\",INDIRECT($C$4&$C30&\"!R285\")),\"★\")","v":"★"},{"$f":"IFERROR(IF(INDIRECT($C$4&$C30&\"!V285\")=\"\",\"★\",INDIRECT($C$4&$C30&\"!V285\")),\"★\")","v":"★"},{"$f":"IFERROR(IF(INDIRECT($C$4&$C30&\"!Z285\")=\"\",\"★\",INDIRECT($C$4&$C30&\"!Z285\")),\"★\")","v":"★"},{"$f":"IFERROR(IF(INDIRECT($C$4&$C30&\"!AD285\")=\"\",\"★\",INDIRECT($C$4&$C30&\"!AD285\")),\"★\")","v":"★"},{"$f":"IFERROR(IF(INDIRECT($C$4&$C30&\"!AH285\")=\"\",\"★\",INDIRECT($C$4&$C30&\"!AH285\")),\"★\")","v":"★"},null,{"$f":"IFERROR(IF(INDIRECT($C$4&$C30&\"!V287\")=\"\",\"★\",INDIRECT($C$4&$C30&\"!V287\")),\"★\")","v":"★"},{"$f":"IFERROR(IF(INDIRECT($C$4&$C30&\"!Z287\")=\"\",\"★\",INDIRECT($C$4&$C30&\"!Z287\")),\"★\")","v":"★"},{"$f":"IFERROR(IF(INDIRECT($C$4&$C30&\"!AD287\")=\"\",\"★\",INDIRECT($C$4&$C30&\"!AD287\")),\"★\")","v":"★"},{"$f":"IFERROR(IF(INDIRECT($C$4&$C30&\"!AH287\")=\"\",\"★\",INDIRECT($C$4&$C30&\"!AH287\")),\"★\")","v":"★"},{"$f":"IFERROR(IF(INDIRECT($C$4&$C30&\"!B294\")=\"\",\"★\",INDIRECT($C$4&$C30&\"!B294\")),\"★\")","v":"★"},{"$f":"IFERROR(IF(INDIRECT($C$4&$C30&\"!E294\")=\"\",\"★\",INDIRECT($C$4&$C30&\"!E294\")),\"★\")","v":"★"},{"$f":"IFERROR(IF(INDIRECT($C$4&$C30&\"!I294\")=\"\",\"★\",INDIRECT($C$4&$C30&\"!I294\")),\"★\")","v":0},{"$f":"IFERROR(IF(INDIRECT($C$4&$C30&\"!I296\")=\"\",\"★\",INDIRECT($C$4&$C30&\"!I296\")),\"★\")","v":0},{"$f":"IFERROR(IF(INDIRECT($C$4&$C30&\"!O294\")=\"\",\"★\",INDIRECT($C$4&$C30&\"!O294\")),\"★\")","v":"---"},{"$f":"IFERROR(IF(INDIRECT($C$4&$C30&\"!R294\")=\"\",\"★\",INDIRECT($C$4&$C30&\"!R294\")),\"★\")","v":"★"},{"$f":"IFERROR(IF(INDIRECT($C$4&$C30&\"!V294\")=\"\",\"★\",INDIRECT($C$4&$C30&\"!V294\")),\"★\")","v":"★"},{"$f":"IFERROR(IF(INDIRECT($C$4&$C30&\"!Z294\")=\"\",\"★\",INDIRECT($C$4&$C30&\"!Z294\")),\"★\")","v":"★"},{"$f":"IFERROR(IF(INDIRECT($C$4&$C30&\"!AD294\")=\"\",\"★\",INDIRECT($C$4&$C30&\"!AD294\")),\"★\")","v":"★"},{"$f":"IFERROR(IF(INDIRECT($C$4&$C30&\"!AH294\")=\"\",\"★\",INDIRECT($C$4&$C30&\"!AH294\")),\"★\")","v":"★"},null,{"$f":"IFERROR(IF(INDIRECT($C$4&$C30&\"!V296\")=\"\",\"★\",INDIRECT($C$4&$C30&\"!V296\")),\"★\")","v":"★"},{"$f":"IFERROR(IF(INDIRECT($C$4&$C30&\"!Z296\")=\"\",\"★\",INDIRECT($C$4&$C30&\"!Z287\")),\"★\")","v":"★"},{"$f":"IFERROR(IF(INDIRECT($C$4&$C30&\"!AD296\")=\"\",\"★\",INDIRECT($C$4&$C30&\"!AD296\")),\"★\")","v":"★"},{"$f":"IFERROR(IF(INDIRECT($C$4&$C30&\"!AH296\")=\"\",\"★\",INDIRECT($C$4&$C30&\"!AH296\")),\"★\")","v":"★"},"end"]
[null,null,null,null,null,null,null,null,null,null,null,null,null,null,null,null,null,null,{"$f":"C30&\"-\"&2","v":"6-2"},{"$f":"IFERROR(IF(INDIRECT($C$4&$C30&\"!D92\")=\"\",\"★\",INDIRECT($C$4&$C30&\"!D92\")),\"★\")","v":"★"},{"$f":"IFERROR(IF(INDIRECT($C$4&$C30&\"!K92\")=\"\",\"★\",INDIRECT($C$4&$C30&\"!K92\")),\"★\")","v":"★"},{"$f":"IFERROR(IF(INDIRECT($C$4&$C30&\"!O92\")=\"\",\"★\",INDIRECT($C$4&$C30&\"!O92\")),\"★\")","v":"★"},{"$f":"IFERROR(IF(INDIRECT($C$4&$C30&\"!Q92\")=\"\",\"★\",INDIRECT($C$4&$C30&\"!Q92\")),\"★\")","v":"★"},{"$f":"IFERROR(IF(INDIRECT($C$4&$C30&\"!T92\")=\"\",\"★\",INDIRECT($C$4&$C30&\"!T92\")),\"★\")","v":"★"},{"$f":"IFERROR(IF(INDIRECT($C$4&$C30&\"!X92\")=\"\",\"★\",INDIRECT($C$4&$C30&\"!X92\")),\"★\")","v":"★"},null,{"$f":"IFERROR(IF(INDIRECT($C$4&$C30&\"!AB92\")=\"\",\"★\",INDIRECT($C$4&$C30&\"!AB92\")),\"★\")","v":"★"},{"$f":"IFERROR(IF(INDIRECT($C$4&$C30&\"!AF92\")=\"\",\"★\",INDIRECT($C$4&$C30&\"!AF92\")),\"★\")","v":"★"},null,{"$f":"IFERROR(IF(INDIRECT($C$4&$C30&\"!CH92\")=\"\",\"★\",INDIRECT($C$4&$C30&\"!CH92\")),\"★\")","v":"---"},null,null,{"$f":"IFERROR(IF(INDIRECT($C$4&$C30&\"!D113\")=\"\",\"★\",INDIRECT($C$4&$C30&\"!D113\")),\"★\")","v":"★"},{"$f":"IFERROR(IF(INDIRECT($C$4&$C30&\"!K113\")=\"\",\"★\",INDIRECT($C$4&$C30&\"!K113\")),\"★\")","v":"★"},{"$f":"IFERROR(IF(INDIRECT($C$4&$C30&\"!O113\")=\"\",\"★\",INDIRECT($C$4&$C30&\"!O113\")),\"★\")","v":"★"},{"$f":"IFERROR(IF(INDIRECT($C$4&$C30&\"!Q113\")=\"\",\"★\",INDIRECT($C$4&$C30&\"!Q113\")),\"★\")","v":"★"},{"$f":"IFERROR(IF(INDIRECT($C$4&$C30&\"!T113\")=\"\",\"★\",INDIRECT($C$4&$C30&\"!T113\")),\"★\")","v":"★"},{"$f":"IFERROR(IF(INDIRECT($C$4&$C30&\"!X113\")=\"\",\"★\",INDIRECT($C$4&$C30&\"!X113\")),\"★\")","v":"★"},null,{"$f":"IFERROR(IF(INDIRECT($C$4&$C30&\"!AB113\")=\"\",\"★\",INDIRECT($C$4&$C30&\"!AB113\")),\"★\")","v":"★"},{"$f":"IFERROR(IF(INDIRECT($C$4&$C30&\"!AF113\")=\"\",\"★\",INDIRECT($C$4&$C30&\"!AF113\")),\"★\")","v":"★"},null,{"$f":"IFERROR(IF(INDIRECT($C$4&$C30&\"!CH99\")=\"\",\"★\",INDIRECT($C$4&$C30&\"!CH99\")),\"★\")","v":"---"},null,null,{"$f":"IFERROR(IF(INDIRECT($C$4&$C30&\"!F270\")=\"\",\"★\",INDIRECT($C$4&$C30&\"!F270\")),\"★\")","v":"★"},{"$f":"IFERROR(IF(INDIRECT($C$4&$C30&\"!L270\")=\"\",\"★\",INDIRECT($C$4&$C30&\"!L270\")),\"★\")","v":"★"},null,null,null,null,null,null,null,null,null,null,null,null,null,null,null,null,null,null,null,null,null,null,null,null,null,null,null,null,null,null,null,null,null,"end"]
[null,null,null,null,null,null,null,null,null,null,null,null,null,null,null,null,null,null,{"$f":"C30&\"-\"&3","v":"6-3"},{"$f":"IFERROR(IF(INDIRECT($C$4&$C30&\"!D94\")=\"\",\"★\",INDIRECT($C$4&$C30&\"!D94\")),\"★\")","v":"★"},{"$f":"IFERROR(IF(INDIRECT($C$4&$C30&\"!K94\")=\"\",\"★\",INDIRECT($C$4&$C30&\"!K94\")),\"★\")","v":"★"},{"$f":"IFERROR(IF(INDIRECT($C$4&$C30&\"!O94\")=\"\",\"★\",INDIRECT($C$4&$C30&\"!O94\")),\"★\")","v":"★"},{"$f":"IFERROR(IF(INDIRECT($C$4&$C30&\"!Q94\")=\"\",\"★\",INDIRECT($C$4&$C30&\"!Q94\")),\"★\")","v":"★"},{"$f":"IFERROR(IF(INDIRECT($C$4&$C30&\"!T94\")=\"\",\"★\",INDIRECT($C$4&$C30&\"!T94\")),\"★\")","v":"★"},{"$f":"IFERROR(IF(INDIRECT($C$4&$C30&\"!X94\")=\"\",\"★\",INDIRECT($C$4&$C30&\"!X94\")),\"★\")","v":"★"},null,{"$f":"IFERROR(IF(INDIRECT($C$4&$C30&\"!AB94\")=\"\",\"★\",INDIRECT($C$4&$C30&\"!AB94\")),\"★\")","v":"★"},{"$f":"IFERROR(IF(INDIRECT($C$4&$C30&\"!AF94\")=\"\",\"★\",INDIRECT($C$4&$C30&\"!AF94\")),\"★\")","v":"★"},null,{"$f":"IFERROR(IF(INDIRECT($C$4&$C30&\"!CH93\")=\"\",\"★\",INDIRECT($C$4&$C30&\"!CH93\")),\"★\")","v":"---"},null,null,{"$f":"IFERROR(IF(INDIRECT($C$4&$C30&\"!D115\")=\"\",\"★\",INDIRECT($C$4&$C30&\"!D115\")),\"★\")","v":"★"},{"$f":"IFERROR(IF(INDIRECT($C$4&$C30&\"!K115\")=\"\",\"★\",INDIRECT($C$4&$C30&\"!K115\")),\"★\")","v":"★"},{"$f":"IFERROR(IF(INDIRECT($C$4&$C30&\"!O115\")=\"\",\"★\",INDIRECT($C$4&$C30&\"!O115\")),\"★\")","v":"★"},{"$f":"IFERROR(IF(INDIRECT($C$4&$C30&\"!Q115\")=\"\",\"★\",INDIRECT($C$4&$C30&\"!Q115\")),\"★\")","v":"★"},{"$f":"IFERROR(IF(INDIRECT($C$4&$C30&\"!T115\")=\"\",\"★\",INDIRECT($C$4&$C30&\"!T115\")),\"★\")","v":"★"},{"$f":"IFERROR(IF(INDIRECT($C$4&$C30&\"!X115\")=\"\",\"★\",INDIRECT($C$4&$C30&\"!X115\")),\"★\")","v":"★"},null,{"$f":"IFERROR(IF(INDIRECT($C$4&$C30&\"!AB115\")=\"\",\"★\",INDIRECT($C$4&$C30&\"!AB115\")),\"★\")","v":"★"},{"$f":"IFERROR(IF(INDIRECT($C$4&$C30&\"!AF115\")=\"\",\"★\",INDIRECT($C$4&$C30&\"!AF115\")),\"★\")","v":"★"},null,{"$f":"IFERROR(IF(INDIRECT($C$4&$C30&\"!CH100\")=\"\",\"★\",INDIRECT($C$4&$C30&\"!CH100\")),\"★\")","v":"---"},null,null,null,null,null,null,null,null,null,null,null,null,null,null,null,null,null,null,null,null,null,null,null,null,null,null,null,null,null,null,null,null,null,null,null,null,null,"end"]
[null,null,null,null,null,null,null,null,null,null,null,null,null,null,null,null,null,null,{"$f":"C30&\"-\"&4","v":"6-4"},{"$f":"IFERROR(IF(INDIRECT($C$4&$C30&\"!D96\")=\"\",\"★\",INDIRECT($C$4&$C30&\"!D96\")),\"★\")","v":"★"},{"$f":"IFERROR(IF(INDIRECT($C$4&$C30&\"!K96\")=\"\",\"★\",INDIRECT($C$4&$C30&\"!K96\")),\"★\")","v":"★"},{"$f":"IFERROR(IF(INDIRECT($C$4&$C30&\"!O96\")=\"\",\"★\",INDIRECT($C$4&$C30&\"!O96\")),\"★\")","v":"★"},{"$f":"IFERROR(IF(INDIRECT($C$4&$C30&\"!Q96\")=\"\",\"★\",INDIRECT($C$4&$C30&\"!Q96\")),\"★\")","v":"★"},{"$f":"IFERROR(IF(INDIRECT($C$4&$C30&\"!T96\")=\"\",\"★\",INDIRECT($C$4&$C30&\"!T96\")),\"★\")","v":"★"},{"$f":"IFERROR(IF(INDIRECT($C$4&$C30&\"!X96\")=\"\",\"★\",INDIRECT($C$4&$C30&\"!X96\")),\"★\")","v":"★"},null,{"$f":"IFERROR(IF(INDIRECT($C$4&$C30&\"!AB96\")=\"\",\"★\",INDIRECT($C$4&$C30&\"!AB96\")),\"★\")","v":"★"},{"$f":"IFERROR(IF(INDIRECT($C$4&$C30&\"!AF96\")=\"\",\"★\",INDIRECT($C$4&$C30&\"!AF96\")),\"★\")","v":"★"},null,{"$f":"IFERROR(IF(INDIRECT($C$4&$C30&\"!CH94\")=\"\",\"★\",INDIRECT($C$4&$C30&\"!CH94\")),\"★\")","v":"---"},null,null,{"$f":"IFERROR(IF(INDIRECT($C$4&$C30&\"!D117\")=\"\",\"★\",INDIRECT($C$4&$C30&\"!D117\")),\"★\")","v":"★"},{"$f":"IFERROR(IF(INDIRECT($C$4&$C30&\"!K117\")=\"\",\"★\",INDIRECT($C$4&$C30&\"!K117\")),\"★\")","v":"★"},{"$f":"IFERROR(IF(INDIRECT($C$4&$C30&\"!O117\")=\"\",\"★\",INDIRECT($C$4&$C30&\"!O117\")),\"★\")","v":"★"},{"$f":"IFERROR(IF(INDIRECT($C$4&$C30&\"!Q117\")=\"\",\"★\",INDIRECT($C$4&$C30&\"!Q117\")),\"★\")","v":"★"},{"$f":"IFERROR(IF(INDIRECT($C$4&$C30&\"!T117\")=\"\",\"★\",INDIRECT($C$4&$C30&\"!T117\")),\"★\")","v":"★"},{"$f":"IFERROR(IF(INDIRECT($C$4&$C30&\"!X117\")=\"\",\"★\",INDIRECT($C$4&$C30&\"!X117\")),\"★\")","v":"★"},null,{"$f":"IFERROR(IF(INDIRECT($C$4&$C30&\"!AB117\")=\"\",\"★\",INDIRECT($C$4&$C30&\"!AB117\")),\"★\")","v":"★"},{"$f":"IFERROR(IF(INDIRECT($C$4&$C30&\"!AF117\")=\"\",\"★\",INDIRECT($C$4&$C30&\"!AF117\")),\"★\")","v":"★"},null,{"$f":"IFERROR(IF(INDIRECT($C$4&$C30&\"!CH101\")=\"\",\"★\",INDIRECT($C$4&$C30&\"!CH101\")),\"★\")","v":"---"},null,null,null,null,null,null,null,null,null,null,null,null,null,null,null,null,null,null,null,null,null,null,null,null,null,null,null,null,null,null,null,null,null,null,null,null,null,"end"]
[null,null,7,{"$f":"IFERROR(IF(INDIRECT($C$4&$C34&\"!C9\")=\"\",\"★\",INDIRECT($C$4&$C34&\"!C9\")),\"★\")","v":"★"},{"$f":"IFERROR(IF(INDIRECT($C$4&$C34&\"!G9\")=\"\",\"★\",INDIRECT($C$4&$C34&\"!G9\")),\"★\")","v":"★"},{"$f":"IFERROR(IF(INDIRECT($C$4&$C34&\"!AB11\")=\"\",\"★\",INDIRECT($C$4&$C34&\"!AB11\")),\"★\")","v":"★"},{"$f":"IFERROR(IF(INDIRECT($C$4&$C34&\"!AB13\")=\"\",\"★\",INDIRECT($C$4&$C34&\"!AB13\")),\"★\")","v":"★"},{"$f":"IFERROR(IF(INDIRECT($C$4&$C34&\"!G11\")=\"\",\"★\",INDIRECT($C$4&$C34&\"!G11\")),\"★\")","v":"★"},{"$f":"IFERROR(IF(INDIRECT($C$4&$C34&\"!Y9\")=\"\",\"★\",INDIRECT($C$4&$C34&\"!Y9\")),\"★\")","v":"★"},{"$f":"IFERROR(IF(INDIRECT($C$4&$C34&\"!AB9\")=\"\",\"★\",INDIRECT($C$4&$C34&\"!AB9\")),\"★\")","v":"★"},{"$f":"IFERROR(IF(INDIRECT($C$4&$C34&\"!G13\")=\"\",\"★\",INDIRECT($C$4&$C34&\"!G13\")),\"★\")","v":"★"},{"$f":"IFERROR(IF(INDIRECT($C$4&$C34&\"!J75\")=\"\",\"★\",INDIRECT($C$4&$C34&\"!J75\")),\"★\")","v":0},{"$f":"IFERROR(IF(INDIRECT($C$4&$C34&\"!J77\")=\"\",\"★\",INDIRECT($C$4&$C34&\"!J77\")),\"★\")","v":0},{"$f":"IFERROR(IF(INDIRECT($C$4&$C34&\"!J81\")=\"\",\"★\",INDIRECT($C$4&$C34&\"!J81\")),\"★\")","v":0},{"$f":"IFERROR(IF(INDIRECT($C$4&$C34&\"!J83\")=\"\",\"★\",INDIRECT($C$4&$C34&\"!J83\")),\"★\")","v":"---"},{"$f":"IFERROR(IF(INDIRECT($C$4&$C34&\"!AD75\")=\"\",\"★\",INDIRECT($C$4&$C34&\"!AD75\")),\"★\")","v":0},{"$f":"IFERROR(IF(INDIRECT($C$4&$C34&\"!J79\")=\"\",\"★\",INDIRECT($C$4&$C34&\"!J79\")),\"★\")","v":0},{"$f":"IFERROR(IF(INDIRECT($C$4&$C34&\"!AD83\")=\"\",\"★\",INDIRECT($C$4&$C34&\"!AD83\")),\"★\")","v":"---"},{"$f":"C34&\"-\"&1","v":"7-1"},{"$f":"IFERROR(IF(INDIRECT($C$4&$C34&\"!D90\")=\"\",\"★\",INDIRECT($C$4&$C34&\"!D90\")),\"★\")","v":"★"},{"$f":"IFERROR(IF(INDIRECT($C$4&$C34&\"!K90\")=\"\",\"★\",INDIRECT($C$4&$C34&\"!K90\")),\"★\")","v":"★"},{"$f":"IFERROR(IF(INDIRECT($C$4&$C34&\"!O90\")=\"\",\"★\",INDIRECT($C$4&$C34&\"!O90\")),\"★\")","v":"★"},{"$f":"IFERROR(IF(INDIRECT($C$4&$C34&\"!Q90\")=\"\",\"★\",INDIRECT($C$4&$C34&\"!Q90\")),\"★\")","v":"★"},{"$f":"IFERROR(IF(INDIRECT($C$4&$C34&\"!T90\")=\"\",\"★\",INDIRECT($C$4&$C34&\"!T90\")),\"★\")","v":"★"},{"$f":"IFERROR(IF(INDIRECT($C$4&$C34&\"!X90\")=\"\",\"★\",INDIRECT($C$4&$C34&\"!X90\")),\"★\")","v":"★"},{"$f":"IFERROR(IF(INDIRECT($C$4&$C34&\"!X98\")=\"\",\"★\",INDIRECT($C$4&$C34&\"!X98\")),\"★\")","v":0},{"$f":"IFERROR(IF(INDIRECT($C$4&$C34&\"!AB90\")=\"\",\"★\",INDIRECT($C$4&$C34&\"!AB90\")),\"★\")","v":"★"},{"$f":"IFERROR(IF(INDIRECT($C$4&$C34&\"!AF90\")=\"\",\"★\",INDIRECT($C$4&$C34&\"!AF90\")),\"★\")","v":"★"},{"$f":"IFERROR(IF(INDIRECT($C$4&$C34&\"!AF106\")=\"\",\"★\",INDIRECT($C$4&$C34&\"!AF106\")),\"★\")","v":0},{"$f":"IFERROR(IF(INDIRECT($C$4&$C34&\"!CH91\")=\"\",\"★\",INDIRECT($C$4&$C34&\"!CH91\")),\"★\")","v":"---"},{"$f":"IFERROR(IF(INDIRECT($C$4&$C34&\"!K104\")=\"\",\"★\",INDIRECT($C$4&$C34&\"!K104\")),\"★\")","v":0},{"$f":"IFERROR(IF(INDIRECT($C$4&$C34&\"!K106\")=\"\",\"★\",INDIRECT($C$4&$C34&\"!K106\")),\"★\")","v":"---"},{"$f":"IFERROR(IF(INDIRECT($C$4&$C34&\"!D111\")=\"\",\"★\",INDIRECT($C$4&$C34&\"!D111\")),\"★\")","v":"★"},{"$f":"IFERROR(IF(INDIRECT($C$4&$C34&\"!K111\")=\"\",\"★\",INDIRECT($C$4&$C34&\"!K111\")),\"★\")","v":"★"},{"$f":"IFERROR(IF(INDIRECT($C$4&$C34&\"!O111\")=\"\",\"★\",INDIRECT($C$4&$C34&\"!O111\")),\"★\")","v":"★"},{"$f":"IFERROR(IF(INDIRECT($C$4&$C34&\"!Q111\")=\"\",\"★\",INDIRECT($C$4&$C34&\"!Q111\")),\"★\")","v":"★"},{"$f":"IFERROR(IF(INDIRECT($C$4&$C34&\"!T111\")=\"\",\"★\",INDIRECT($C$4&$C34&\"!T111\")),\"★\")","v":"★"},{"$f":"IFERROR(IF(INDIRECT($C$4&$C34&\"!X111\")=\"\",\"★\",INDIRECT($C$4&$C34&\"!X111\")),\"★\")","v":"★"},{"$f":"IFERROR(IF(INDIRECT($C$4&$C34&\"!X119\")=\"\",\"★\",INDIRECT($C$4&$C34&\"!X119\")),\"★\")","v":0},{"$f":"IFERROR(IF(INDIRECT($C$4&$C34&\"!AB111\")=\"\",\"★\",INDIRECT($C$4&$C34&\"!AB111\")),\"★\")","v":"★"},{"$f":"IFERROR(IF(INDIRECT($C$4&$C34&\"!AF111\")=\"\",\"★\",INDIRECT($C$4&$C34&\"!AF111\")),\"★\")","v":"★"},{"$f":"IFERROR(IF(INDIRECT($C$4&$C34&\"!AF127\")=\"\",\"★\",INDIRECT($C$4&$C34&\"!AF127\")),\"★\")","v":0},{"$f":"IFERROR(IF(INDIRECT($C$4&$C34&\"!CH98\")=\"\",\"★\",INDIRECT($C$4&$C34&\"!CH98\")),\"★\")","v":"---"},{"$f":"IFERROR(IF(INDIRECT($C$4&$C34&\"!K125\")=\"\",\"★\",INDIRECT($C$4&$C34&\"!K125\")),\"★\")","v":0},{"$f":"IFERROR(IF(INDIRECT($C$4&$C34&\"!K127\")=\"\",\"★\",INDIRECT($C$4&$C34&\"!K127\")),\"★\")","v":"---"},{"$f":"IFERROR(IF(INDIRECT($C$4&$C34&\"!F271\")=\"\",\"★\",INDIRECT($C$4&$C34&\"!F271\")&INDIRECT($C$4&$C34&\"!I271\")),\"★\")","v":"★"},{"$f":"IFERROR(IF(INDIRECT($C$4&$C34&\"!L271\")=\"\",\"★\",INDIRECT($C$4&$C34&\"!L271\")&INDIRECT($C$4&$C34&\"!O271\")),\"★\")","v":"★"},null,{"$f":"IFERROR(IF(INDIRECT($C$4&$C34&\"!V278\")=\"\",\"★\",INDIRECT($C$4&$C34&\"!V278\")),\"★\")","v":"★"},{"$f":"IFERROR(IF(INDIRECT($C$4&$C34&\"!Z278\")=\"\",\"★\",INDIRECT($C$4&$C34&\"!Z278\")),\"★\")","v":"★"},{"$f":"IFERROR(IF(INDIRECT($C$4&$C34&\"!AD278\")=\"\",\"★\",INDIRECT($C$4&$C34&\"!AD278\")),\"★\")","v":"★"},{"$f":"IFERROR(IF(INDIRECT($C$4&$C34&\"!AH278\")=\"\",\"★\",INDIRECT($C$4&$C34&\"!AH278\")),\"★\")","v":"★"},{"$f":"IFERROR(IF(INDIRECT($C$4&$C34&\"!I285\")=\"\",\"★\",INDIRECT($C$4&$C34&\"!I285\")),\"★\")","v":0},{"$f":"IFERROR(IF(INDIRECT($C$4&$C34&\"!I287\")=\"\",\"★\",INDIRECT($C$4&$C34&\"!I287\")),\"★\")","v":0},{"$f":"IFERROR(IF(INDIRECT($C$4&$C34&\"!O285\")=\"\",\"★\",INDIRECT($C$4&$C34&\"!O285\")),\"★\")","v":"---"},{"$f":"IFERROR(IF(INDIRECT($C$4&$C34&\"!R285\")=\"\",\"★\",INDIRECT($C$4&$C34&\"!R285\")),\"★\")","v":"★"},{"$f":"IFERROR(IF(INDIRECT($C$4&$C34&\"!V285\")=\"\",\"★\",INDIRECT($C$4&$C34&\"!V285\")),\"★\")","v":"★"},{"$f":"IFERROR(IF(INDIRECT($C$4&$C34&\"!Z285\")=\"\",\"★\",INDIRECT($C$4&$C34&\"!Z285\")),\"★\")","v":"★"},{"$f":"IFERROR(IF(INDIRECT($C$4&$C34&\"!AD285\")=\"\",\"★\",INDIRECT($C$4&$C34&\"!AD285\")),\"★\")","v":"★"},{"$f":"IFERROR(IF(INDIRECT($C$4&$C34&\"!AH285\")=\"\",\"★\",INDIRECT($C$4&$C34&\"!AH285\")),\"★\")","v":"★"},null,{"$f":"IFERROR(IF(INDIRECT($C$4&$C34&\"!V287\")=\"\",\"★\",INDIRECT($C$4&$C34&\"!V287\")),\"★\")","v":"★"},{"$f":"IFERROR(IF(INDIRECT($C$4&$C34&\"!Z287\")=\"\",\"★\",INDIRECT($C$4&$C34&\"!Z287\")),\"★\")","v":"★"},{"$f":"IFERROR(IF(INDIRECT($C$4&$C34&\"!AD287\")=\"\",\"★\",INDIRECT($C$4&$C34&\"!AD287\")),\"★\")","v":"★"},{"$f":"IFERROR(IF(INDIRECT($C$4&$C34&\"!AH287\")=\"\",\"★\",INDIRECT($C$4&$C34&\"!AH287\")),\"★\")","v":"★"},{"$f":"IFERROR(IF(INDIRECT($C$4&$C34&\"!B294\")=\"\",\"★\",INDIRECT($C$4&$C34&\"!B294\")),\"★\")","v":"★"},{"$f":"IFERROR(IF(INDIRECT($C$4&$C34&\"!E294\")=\"\",\"★\",INDIRECT($C$4&$C34&\"!E294\")),\"★\")","v":"★"},{"$f":"IFERROR(IF(INDIRECT($C$4&$C34&\"!I294\")=\"\",\"★\",INDIRECT($C$4&$C34&\"!I294\")),\"★\")","v":0},{"$f":"IFERROR(IF(INDIRECT($C$4&$C34&\"!I296\")=\"\",\"★\",INDIRECT($C$4&$C34&\"!I296\")),\"★\")","v":0},{"$f":"IFERROR(IF(INDIRECT($C$4&$C34&\"!O294\")=\"\",\"★\",INDIRECT($C$4&$C34&\"!O294\")),\"★\")","v":"---"},{"$f":"IFERROR(IF(INDIRECT($C$4&$C34&\"!R294\")=\"\",\"★\",INDIRECT($C$4&$C34&\"!R294\")),\"★\")","v":"★"},{"$f":"IFERROR(IF(INDIRECT($C$4&$C34&\"!V294\")=\"\",\"★\",INDIRECT($C$4&$C34&\"!V294\")),\"★\")","v":"★"},{"$f":"IFERROR(IF(INDIRECT($C$4&$C34&\"!Z294\")=\"\",\"★\",INDIRECT($C$4&$C34&\"!Z294\")),\"★\")","v":"★"},{"$f":"IFERROR(IF(INDIRECT($C$4&$C34&\"!AD294\")=\"\",\"★\",INDIRECT($C$4&$C34&\"!AD294\")),\"★\")","v":"★"},{"$f":"IFERROR(IF(INDIRECT($C$4&$C34&\"!AH294\")=\"\",\"★\",INDIRECT($C$4&$C34&\"!AH294\")),\"★\")","v":"★"},null,{"$f":"IFERROR(IF(INDIRECT($C$4&$C34&\"!V296\")=\"\",\"★\",INDIRECT($C$4&$C34&\"!V296\")),\"★\")","v":"★"},{"$f":"IFERROR(IF(INDIRECT($C$4&$C34&\"!Z296\")=\"\",\"★\",INDIRECT($C$4&$C34&\"!Z287\")),\"★\")","v":"★"},{"$f":"IFERROR(IF(INDIRECT($C$4&$C34&\"!AD296\")=\"\",\"★\",INDIRECT($C$4&$C34&\"!AD296\")),\"★\")","v":"★"},{"$f":"IFERROR(IF(INDIRECT($C$4&$C34&\"!AH296\")=\"\",\"★\",INDIRECT($C$4&$C34&\"!AH296\")),\"★\")","v":"★"},"end"]
[null,null,null,null,null,null,null,null,null,null,null,null,null,null,null,null,null,null,{"$f":"C34&\"-\"&2","v":"7-2"},{"$f":"IFERROR(IF(INDIRECT($C$4&$C34&\"!D92\")=\"\",\"★\",INDIRECT($C$4&$C34&\"!D92\")),\"★\")","v":"★"},{"$f":"IFERROR(IF(INDIRECT($C$4&$C34&\"!K92\")=\"\",\"★\",INDIRECT($C$4&$C34&\"!K92\")),\"★\")","v":"★"},{"$f":"IFERROR(IF(INDIRECT($C$4&$C34&\"!O92\")=\"\",\"★\",INDIRECT($C$4&$C34&\"!O92\")),\"★\")","v":"★"},{"$f":"IFERROR(IF(INDIRECT($C$4&$C34&\"!Q92\")=\"\",\"★\",INDIRECT($C$4&$C34&\"!Q92\")),\"★\")","v":"★"},{"$f":"IFERROR(IF(INDIRECT($C$4&$C34&\"!T92\")=\"\",\"★\",INDIRECT($C$4&$C34&\"!T92\")),\"★\")","v":"★"},{"$f":"IFERROR(IF(INDIRECT($C$4&$C34&\"!X92\")=\"\",\"★\",INDIRECT($C$4&$C34&\"!X92\")),\"★\")","v":"★"},null,{"$f":"IFERROR(IF(INDIRECT($C$4&$C34&\"!AB92\")=\"\",\"★\",INDIRECT($C$4&$C34&\"!AB92\")),\"★\")","v":"★"},{"$f":"IFERROR(IF(INDIRECT($C$4&$C34&\"!AF92\")=\"\",\"★\",INDIRECT($C$4&$C34&\"!AF92\")),\"★\")","v":"★"},null,{"$f":"IFERROR(IF(INDIRECT($C$4&$C34&\"!CH92\")=\"\",\"★\",INDIRECT($C$4&$C34&\"!CH92\")),\"★\")","v":"---"},null,null,{"$f":"IFERROR(IF(INDIRECT($C$4&$C34&\"!D113\")=\"\",\"★\",INDIRECT($C$4&$C34&\"!D113\")),\"★\")","v":"★"},{"$f":"IFERROR(IF(INDIRECT($C$4&$C34&\"!K113\")=\"\",\"★\",INDIRECT($C$4&$C34&\"!K113\")),\"★\")","v":"★"},{"$f":"IFERROR(IF(INDIRECT($C$4&$C34&\"!O113\")=\"\",\"★\",INDIRECT($C$4&$C34&\"!O113\")),\"★\")","v":"★"},{"$f":"IFERROR(IF(INDIRECT($C$4&$C34&\"!Q113\")=\"\",\"★\",INDIRECT($C$4&$C34&\"!Q113\")),\"★\")","v":"★"},{"$f":"IFERROR(IF(INDIRECT($C$4&$C34&\"!T113\")=\"\",\"★\",INDIRECT($C$4&$C34&\"!T113\")),\"★\")","v":"★"},{"$f":"IFERROR(IF(INDIRECT($C$4&$C34&\"!X113\")=\"\",\"★\",INDIRECT($C$4&$C34&\"!X113\")),\"★\")","v":"★"},null,{"$f":"IFERROR(IF(INDIRECT($C$4&$C34&\"!AB113\")=\"\",\"★\",INDIRECT($C$4&$C34&\"!AB113\")),\"★\")","v":"★"},{"$f":"IFERROR(IF(INDIRECT($C$4&$C34&\"!AF113\")=\"\",\"★\",INDIRECT($C$4&$C34&\"!AF113\")),\"★\")","v":"★"},null,{"$f":"IFERROR(IF(INDIRECT($C$4&$C34&\"!CH99\")=\"\",\"★\",INDIRECT($C$4&$C34&\"!CH99\")),\"★\")","v":"---"},null,null,{"$f":"IFERROR(IF(INDIRECT($C$4&$C34&\"!F270\")=\"\",\"★\",INDIRECT($C$4&$C34&\"!F270\")),\"★\")","v":"★"},{"$f":"IFERROR(IF(INDIRECT($C$4&$C34&\"!L270\")=\"\",\"★\",INDIRECT($C$4&$C34&\"!L270\")),\"★\")","v":"★"},null,null,null,null,null,null,null,null,null,null,null,null,null,null,null,null,null,null,null,null,null,null,null,null,null,null,null,null,null,null,null,null,null,"end"]
[null,null,null,null,null,null,null,null,null,null,null,null,null,null,null,null,null,null,{"$f":"C34&\"-\"&3","v":"7-3"},{"$f":"IFERROR(IF(INDIRECT($C$4&$C34&\"!D94\")=\"\",\"★\",INDIRECT($C$4&$C34&\"!D94\")),\"★\")","v":"★"},{"$f":"IFERROR(IF(INDIRECT($C$4&$C34&\"!K94\")=\"\",\"★\",INDIRECT($C$4&$C34&\"!K94\")),\"★\")","v":"★"},{"$f":"IFERROR(IF(INDIRECT($C$4&$C34&\"!O94\")=\"\",\"★\",INDIRECT($C$4&$C34&\"!O94\")),\"★\")","v":"★"},{"$f":"IFERROR(IF(INDIRECT($C$4&$C34&\"!Q94\")=\"\",\"★\",INDIRECT($C$4&$C34&\"!Q94\")),\"★\")","v":"★"},{"$f":"IFERROR(IF(INDIRECT($C$4&$C34&\"!T94\")=\"\",\"★\",INDIRECT($C$4&$C34&\"!T94\")),\"★\")","v":"★"},{"$f":"IFERROR(IF(INDIRECT($C$4&$C34&\"!X94\")=\"\",\"★\",INDIRECT($C$4&$C34&\"!X94\")),\"★\")","v":"★"},null,{"$f":"IFERROR(IF(INDIRECT($C$4&$C34&\"!AB94\")=\"\",\"★\",INDIRECT($C$4&$C34&\"!AB94\")),\"★\")","v":"★"},{"$f":"IFERROR(IF(INDIRECT($C$4&$C34&\"!AF94\")=\"\",\"★\",INDIRECT($C$4&$C34&\"!AF94\")),\"★\")","v":"★"},null,{"$f":"IFERROR(IF(INDIRECT($C$4&$C34&\"!CH93\")=\"\",\"★\",INDIRECT($C$4&$C34&\"!CH93\")),\"★\")","v":"---"},null,null,{"$f":"IFERROR(IF(INDIRECT($C$4&$C34&\"!D115\")=\"\",\"★\",INDIRECT($C$4&$C34&\"!D115\")),\"★\")","v":"★"},{"$f":"IFERROR(IF(INDIRECT($C$4&$C34&\"!K115\")=\"\",\"★\",INDIRECT($C$4&$C34&\"!K115\")),\"★\")","v":"★"},{"$f":"IFERROR(IF(INDIRECT($C$4&$C34&\"!O115\")=\"\",\"★\",INDIRECT($C$4&$C34&\"!O115\")),\"★\")","v":"★"},{"$f":"IFERROR(IF(INDIRECT($C$4&$C34&\"!Q115\")=\"\",\"★\",INDIRECT($C$4&$C34&\"!Q115\")),\"★\")","v":"★"},{"$f":"IFERROR(IF(INDIRECT($C$4&$C34&\"!T115\")=\"\",\"★\",INDIRECT($C$4&$C34&\"!T115\")),\"★\")","v":"★"},{"$f":"IFERROR(IF(INDIRECT($C$4&$C34&\"!X115\")=\"\",\"★\",INDIRECT($C$4&$C34&\"!X115\")),\"★\")","v":"★"},null,{"$f":"IFERROR(IF(INDIRECT($C$4&$C34&\"!AB115\")=\"\",\"★\",INDIRECT($C$4&$C34&\"!AB115\")),\"★\")","v":"★"},{"$f":"IFERROR(IF(INDIRECT($C$4&$C34&\"!AF115\")=\"\",\"★\",INDIRECT($C$4&$C34&\"!AF115\")),\"★\")","v":"★"},null,{"$f":"IFERROR(IF(INDIRECT($C$4&$C34&\"!CH100\")=\"\",\"★\",INDIRECT($C$4&$C34&\"!CH100\")),\"★\")","v":"---"},null,null,null,null,null,null,null,null,null,null,null,null,null,null,null,null,null,null,null,null,null,null,null,null,null,null,null,null,null,null,null,null,null,null,null,null,null,"end"]
[null,null,null,null,null,null,null,null,null,null,null,null,null,null,null,null,null,null,{"$f":"C34&\"-\"&4","v":"7-4"},{"$f":"IFERROR(IF(INDIRECT($C$4&$C34&\"!D96\")=\"\",\"★\",INDIRECT($C$4&$C34&\"!D96\")),\"★\")","v":"★"},{"$f":"IFERROR(IF(INDIRECT($C$4&$C34&\"!K96\")=\"\",\"★\",INDIRECT($C$4&$C34&\"!K96\")),\"★\")","v":"★"},{"$f":"IFERROR(IF(INDIRECT($C$4&$C34&\"!O96\")=\"\",\"★\",INDIRECT($C$4&$C34&\"!O96\")),\"★\")","v":"★"},{"$f":"IFERROR(IF(INDIRECT($C$4&$C34&\"!Q96\")=\"\",\"★\",INDIRECT($C$4&$C34&\"!Q96\")),\"★\")","v":"★"},{"$f":"IFERROR(IF(INDIRECT($C$4&$C34&\"!T96\")=\"\",\"★\",INDIRECT($C$4&$C34&\"!T96\")),\"★\")","v":"★"},{"$f":"IFERROR(IF(INDIRECT($C$4&$C34&\"!X96\")=\"\",\"★\",INDIRECT($C$4&$C34&\"!X96\")),\"★\")","v":"★"},null,{"$f":"IFERROR(IF(INDIRECT($C$4&$C34&\"!AB96\")=\"\",\"★\",INDIRECT($C$4&$C34&\"!AB96\")),\"★\")","v":"★"},{"$f":"IFERROR(IF(INDIRECT($C$4&$C34&\"!AF96\")=\"\",\"★\",INDIRECT($C$4&$C34&\"!AF96\")),\"★\")","v":"★"},null,{"$f":"IFERROR(IF(INDIRECT($C$4&$C34&\"!CH94\")=\"\",\"★\",INDIRECT($C$4&$C34&\"!CH94\")),\"★\")","v":"---"},null,null,{"$f":"IFERROR(IF(INDIRECT($C$4&$C34&\"!D117\")=\"\",\"★\",INDIRECT($C$4&$C34&\"!D117\")),\"★\")","v":"★"},{"$f":"IFERROR(IF(INDIRECT($C$4&$C34&\"!K117\")=\"\",\"★\",INDIRECT($C$4&$C34&\"!K117\")),\"★\")","v":"★"},{"$f":"IFERROR(IF(INDIRECT($C$4&$C34&\"!O117\")=\"\",\"★\",INDIRECT($C$4&$C34&\"!O117\")),\"★\")","v":"★"},{"$f":"IFERROR(IF(INDIRECT($C$4&$C34&\"!Q117\")=\"\",\"★\",INDIRECT($C$4&$C34&\"!Q117\")),\"★\")","v":"★"},{"$f":"IFERROR(IF(INDIRECT($C$4&$C34&\"!T117\")=\"\",\"★\",INDIRECT($C$4&$C34&\"!T117\")),\"★\")","v":"★"},{"$f":"IFERROR(IF(INDIRECT($C$4&$C34&\"!X117\")=\"\",\"★\",INDIRECT($C$4&$C34&\"!X117\")),\"★\")","v":"★"},null,{"$f":"IFERROR(IF(INDIRECT($C$4&$C34&\"!AB117\")=\"\",\"★\",INDIRECT($C$4&$C34&\"!AB117\")),\"★\")","v":"★"},{"$f":"IFERROR(IF(INDIRECT($C$4&$C34&\"!AF117\")=\"\",\"★\",INDIRECT($C$4&$C34&\"!AF117\")),\"★\")","v":"★"},null,{"$f":"IFERROR(IF(INDIRECT($C$4&$C34&\"!CH101\")=\"\",\"★\",INDIRECT($C$4&$C34&\"!CH101\")),\"★\")","v":"---"},null,null,null,null,null,null,null,null,null,null,null,null,null,null,null,null,null,null,null,null,null,null,null,null,null,null,null,null,null,null,null,null,null,null,null,null,null,"end"]
[null,null,8,{"$f":"IFERROR(IF(INDIRECT($C$4&$C38&\"!C9\")=\"\",\"★\",INDIRECT($C$4&$C38&\"!C9\")),\"★\")","v":"★"},{"$f":"IFERROR(IF(INDIRECT($C$4&$C38&\"!G9\")=\"\",\"★\",INDIRECT($C$4&$C38&\"!G9\")),\"★\")","v":"★"},{"$f":"IFERROR(IF(INDIRECT($C$4&$C38&\"!AB11\")=\"\",\"★\",INDIRECT($C$4&$C38&\"!AB11\")),\"★\")","v":"★"},{"$f":"IFERROR(IF(INDIRECT($C$4&$C38&\"!AB13\")=\"\",\"★\",INDIRECT($C$4&$C38&\"!AB13\")),\"★\")","v":"★"},{"$f":"IFERROR(IF(INDIRECT($C$4&$C38&\"!G11\")=\"\",\"★\",INDIRECT($C$4&$C38&\"!G11\")),\"★\")","v":"★"},{"$f":"IFERROR(IF(INDIRECT($C$4&$C38&\"!Y9\")=\"\",\"★\",INDIRECT($C$4&$C38&\"!Y9\")),\"★\")","v":"★"},{"$f":"IFERROR(IF(INDIRECT($C$4&$C38&\"!AB9\")=\"\",\"★\",INDIRECT($C$4&$C38&\"!AB9\")),\"★\")","v":"★"},{"$f":"IFERROR(IF(INDIRECT($C$4&$C38&\"!G13\")=\"\",\"★\",INDIRECT($C$4&$C38&\"!G13\")),\"★\")","v":"★"},{"$f":"IFERROR(IF(INDIRECT($C$4&$C38&\"!J75\")=\"\",\"★\",INDIRECT($C$4&$C38&\"!J75\")),\"★\")","v":0},{"$f":"IFERROR(IF(INDIRECT($C$4&$C38&\"!J77\")=\"\",\"★\",INDIRECT($C$4&$C38&\"!J77\")),\"★\")","v":0},{"$f":"IFERROR(IF(INDIRECT($C$4&$C38&\"!J81\")=\"\",\"★\",INDIRECT($C$4&$C38&\"!J81\")),\"★\")","v":0},{"$f":"IFERROR(IF(INDIRECT($C$4&$C38&\"!J83\")=\"\",\"★\",INDIRECT($C$4&$C38&\"!J83\")),\"★\")","v":"---"},{"$f":"IFERROR(IF(INDIRECT($C$4&$C38&\"!AD75\")=\"\",\"★\",INDIRECT($C$4&$C38&\"!AD75\")),\"★\")","v":0},{"$f":"IFERROR(IF(INDIRECT($C$4&$C38&\"!J79\")=\"\",\"★\",INDIRECT($C$4&$C38&\"!J79\")),\"★\")","v":0},{"$f":"IFERROR(IF(INDIRECT($C$4&$C38&\"!AD83\")=\"\",\"★\",INDIRECT($C$4&$C38&\"!AD83\")),\"★\")","v":"---"},{"$f":"C38&\"-\"&1","v":"8-1"},{"$f":"IFERROR(IF(INDIRECT($C$4&$C38&\"!D90\")=\"\",\"★\",INDIRECT($C$4&$C38&\"!D90\")),\"★\")","v":"★"},{"$f":"IFERROR(IF(INDIRECT($C$4&$C38&\"!K90\")=\"\",\"★\",INDIRECT($C$4&$C38&\"!K90\")),\"★\")","v":"★"},{"$f":"IFERROR(IF(INDIRECT($C$4&$C38&\"!O90\")=\"\",\"★\",INDIRECT($C$4&$C38&\"!O90\")),\"★\")","v":"★"},{"$f":"IFERROR(IF(INDIRECT($C$4&$C38&\"!Q90\")=\"\",\"★\",INDIRECT($C$4&$C38&\"!Q90\")),\"★\")","v":"★"},{"$f":"IFERROR(IF(INDIRECT($C$4&$C38&\"!T90\")=\"\",\"★\",INDIRECT($C$4&$C38&\"!T90\")),\"★\")","v":"★"},{"$f":"IFERROR(IF(INDIRECT($C$4&$C38&\"!X90\")=\"\",\"★\",INDIRECT($C$4&$C38&\"!X90\")),\"★\")","v":"★"},{"$f":"IFERROR(IF(INDIRECT($C$4&$C38&\"!X98\")=\"\",\"★\",INDIRECT($C$4&$C38&\"!X98\")),\"★\")","v":0},{"$f":"IFERROR(IF(INDIRECT($C$4&$C38&\"!AB90\")=\"\",\"★\",INDIRECT($C$4&$C38&\"!AB90\")),\"★\")","v":"★"},{"$f":"IFERROR(IF(INDIRECT($C$4&$C38&\"!AF90\")=\"\",\"★\",INDIRECT($C$4&$C38&\"!AF90\")),\"★\")","v":"★"},{"$f":"IFERROR(IF(INDIRECT($C$4&$C38&\"!AF106\")=\"\",\"★\",INDIRECT($C$4&$C38&\"!AF106\")),\"★\")","v":0},{"$f":"IFERROR(IF(INDIRECT($C$4&$C38&\"!CH91\")=\"\",\"★\",INDIRECT($C$4&$C38&\"!CH91\")),\"★\")","v":"---"},{"$f":"IFERROR(IF(INDIRECT($C$4&$C38&\"!K104\")=\"\",\"★\",INDIRECT($C$4&$C38&\"!K104\")),\"★\")","v":0},{"$f":"IFERROR(IF(INDIRECT($C$4&$C38&\"!K106\")=\"\",\"★\",INDIRECT($C$4&$C38&\"!K106\")),\"★\")","v":"---"},{"$f":"IFERROR(IF(INDIRECT($C$4&$C38&\"!D111\")=\"\",\"★\",INDIRECT($C$4&$C38&\"!D111\")),\"★\")","v":"★"},{"$f":"IFERROR(IF(INDIRECT($C$4&$C38&\"!K111\")=\"\",\"★\",INDIRECT($C$4&$C38&\"!K111\")),\"★\")","v":"★"},{"$f":"IFERROR(IF(INDIRECT($C$4&$C38&\"!O111\")=\"\",\"★\",INDIRECT($C$4&$C38&\"!O111\")),\"★\")","v":"★"},{"$f":"IFERROR(IF(INDIRECT($C$4&$C38&\"!Q111\")=\"\",\"★\",INDIRECT($C$4&$C38&\"!Q111\")),\"★\")","v":"★"},{"$f":"IFERROR(IF(INDIRECT($C$4&$C38&\"!T111\")=\"\",\"★\",INDIRECT($C$4&$C38&\"!T111\")),\"★\")","v":"★"},{"$f":"IFERROR(IF(INDIRECT($C$4&$C38&\"!X111\")=\"\",\"★\",INDIRECT($C$4&$C38&\"!X111\")),\"★\")","v":"★"},{"$f":"IFERROR(IF(INDIRECT($C$4&$C38&\"!X119\")=\"\",\"★\",INDIRECT($C$4&$C38&\"!X119\")),\"★\")","v":0},{"$f":"IFERROR(IF(INDIRECT($C$4&$C38&\"!AB111\")=\"\",\"★\",INDIRECT($C$4&$C38&\"!AB111\")),\"★\")","v":"★"},{"$f":"IFERROR(IF(INDIRECT($C$4&$C38&\"!AF111\")=\"\",\"★\",INDIRECT($C$4&$C38&\"!AF111\")),\"★\")","v":"★"},{"$f":"IFERROR(IF(INDIRECT($C$4&$C38&\"!AF127\")=\"\",\"★\",INDIRECT($C$4&$C38&\"!AF127\")),\"★\")","v":0},{"$f":"IFERROR(IF(INDIRECT($C$4&$C38&\"!CH98\")=\"\",\"★\",INDIRECT($C$4&$C38&\"!CH98\")),\"★\")","v":"---"},{"$f":"IFERROR(IF(INDIRECT($C$4&$C38&\"!K125\")=\"\",\"★\",INDIRECT($C$4&$C38&\"!K125\")),\"★\")","v":0},{"$f":"IFERROR(IF(INDIRECT($C$4&$C38&\"!K127\")=\"\",\"★\",INDIRECT($C$4&$C38&\"!K127\")),\"★\")","v":"---"},{"$f":"IFERROR(IF(INDIRECT($C$4&$C38&\"!F271\")=\"\",\"★\",INDIRECT($C$4&$C38&\"!F271\")&INDIRECT($C$4&$C38&\"!I271\")),\"★\")","v":"★"},{"$f":"IFERROR(IF(INDIRECT($C$4&$C38&\"!L271\")=\"\",\"★\",INDIRECT($C$4&$C38&\"!L271\")&INDIRECT($C$4&$C38&\"!O271\")),\"★\")","v":"★"},null,{"$f":"IFERROR(IF(INDIRECT($C$4&$C38&\"!V278\")=\"\",\"★\",INDIRECT($C$4&$C38&\"!V278\")),\"★\")","v":"★"},{"$f":"IFERROR(IF(INDIRECT($C$4&$C38&\"!Z278\")=\"\",\"★\",INDIRECT($C$4&$C38&\"!Z278\")),\"★\")","v":"★"},{"$f":"IFERROR(IF(INDIRECT($C$4&$C38&\"!AD278\")=\"\",\"★\",INDIRECT($C$4&$C38&\"!AD278\")),\"★\")","v":"★"},{"$f":"IFERROR(IF(INDIRECT($C$4&$C38&\"!AH278\")=\"\",\"★\",INDIRECT($C$4&$C38&\"!AH278\")),\"★\")","v":"★"},{"$f":"IFERROR(IF(INDIRECT($C$4&$C38&\"!I285\")=\"\",\"★\",INDIRECT($C$4&$C38&\"!I285\")),\"★\")","v":0},{"$f":"IFERROR(IF(INDIRECT($C$4&$C38&\"!I287\")=\"\",\"★\",INDIRECT($C$4&$C38&\"!I287\")),\"★\")","v":0},{"$f":"IFERROR(IF(INDIRECT($C$4&$C38&\"!O285\")=\"\",\"★\",INDIRECT($C$4&$C38&\"!O285\")),\"★\")","v":"---"},{"$f":"IFERROR(IF(INDIRECT($C$4&$C38&\"!R285\")=\"\",\"★\",INDIRECT($C$4&$C38&\"!R285\")),\"★\")","v":"★"},{"$f":"IFERROR(IF(INDIRECT($C$4&$C38&\"!V285\")=\"\",\"★\",INDIRECT($C$4&$C38&\"!V285\")),\"★\")","v":"★"},{"$f":"IFERROR(IF(INDIRECT($C$4&$C38&\"!Z285\")=\"\",\"★\",INDIRECT($C$4&$C38&\"!Z285\")),\"★\")","v":"★"},{"$f":"IFERROR(IF(INDIRECT($C$4&$C38&\"!AD285\")=\"\",\"★\",INDIRECT($C$4&$C38&\"!AD285\")),\"★\")","v":"★"},{"$f":"IFERROR(IF(INDIRECT($C$4&$C38&\"!AH285\")=\"\",\"★\",INDIRECT($C$4&$C38&\"!AH285\")),\"★\")","v":"★"},null,{"$f":"IFERROR(IF(INDIRECT($C$4&$C38&\"!V287\")=\"\",\"★\",INDIRECT($C$4&$C38&\"!V287\")),\"★\")","v":"★"},{"$f":"IFERROR(IF(INDIRECT($C$4&$C38&\"!Z287\")=\"\",\"★\",INDIRECT($C$4&$C38&\"!Z287\")),\"★\")","v":"★"},{"$f":"IFERROR(IF(INDIRECT($C$4&$C38&\"!AD287\")=\"\",\"★\",INDIRECT($C$4&$C38&\"!AD287\")),\"★\")","v":"★"},{"$f":"IFERROR(IF(INDIRECT($C$4&$C38&\"!AH287\")=\"\",\"★\",INDIRECT($C$4&$C38&\"!AH287\")),\"★\")","v":"★"},{"$f":"IFERROR(IF(INDIRECT($C$4&$C38&\"!B294\")=\"\",\"★\",INDIRECT($C$4&$C38&\"!B294\")),\"★\")","v":"★"},{"$f":"IFERROR(IF(INDIRECT($C$4&$C38&\"!E294\")=\"\",\"★\",INDIRECT($C$4&$C38&\"!E294\")),\"★\")","v":"★"},{"$f":"IFERROR(IF(INDIRECT($C$4&$C38&\"!I294\")=\"\",\"★\",INDIRECT($C$4&$C38&\"!I294\")),\"★\")","v":0},{"$f":"IFERROR(IF(INDIRECT($C$4&$C38&\"!I296\")=\"\",\"★\",INDIRECT($C$4&$C38&\"!I296\")),\"★\")","v":0},{"$f":"IFERROR(IF(INDIRECT($C$4&$C38&\"!O294\")=\"\",\"★\",INDIRECT($C$4&$C38&\"!O294\")),\"★\")","v":"---"},{"$f":"IFERROR(IF(INDIRECT($C$4&$C38&\"!R294\")=\"\",\"★\",INDIRECT($C$4&$C38&\"!R294\")),\"★\")","v":"★"},{"$f":"IFERROR(IF(INDIRECT($C$4&$C38&\"!V294\")=\"\",\"★\",INDIRECT($C$4&$C38&\"!V294\")),\"★\")","v":"★"},{"$f":"IFERROR(IF(INDIRECT($C$4&$C38&\"!Z294\")=\"\",\"★\",INDIRECT($C$4&$C38&\"!Z294\")),\"★\")","v":"★"},{"$f":"IFERROR(IF(INDIRECT($C$4&$C38&\"!AD294\")=\"\",\"★\",INDIRECT($C$4&$C38&\"!AD294\")),\"★\")","v":"★"},{"$f":"IFERROR(IF(INDIRECT($C$4&$C38&\"!AH294\")=\"\",\"★\",INDIRECT($C$4&$C38&\"!AH294\")),\"★\")","v":"★"},null,{"$f":"IFERROR(IF(INDIRECT($C$4&$C38&\"!V296\")=\"\",\"★\",INDIRECT($C$4&$C38&\"!V296\")),\"★\")","v":"★"},{"$f":"IFERROR(IF(INDIRECT($C$4&$C38&\"!Z296\")=\"\",\"★\",INDIRECT($C$4&$C38&\"!Z287\")),\"★\")","v":"★"},{"$f":"IFERROR(IF(INDIRECT($C$4&$C38&\"!AD296\")=\"\",\"★\",INDIRECT($C$4&$C38&\"!AD296\")),\"★\")","v":"★"},{"$f":"IFERROR(IF(INDIRECT($C$4&$C38&\"!AH296\")=\"\",\"★\",INDIRECT($C$4&$C38&\"!AH296\")),\"★\")","v":"★"},"end"]
[null,null,null,null,null,null,null,null,null,null,null,null,null,null,null,null,null,null,{"$f":"C38&\"-\"&2","v":"8-2"},{"$f":"IFERROR(IF(INDIRECT($C$4&$C38&\"!D92\")=\"\",\"★\",INDIRECT($C$4&$C38&\"!D92\")),\"★\")","v":"★"},{"$f":"IFERROR(IF(INDIRECT($C$4&$C38&\"!K92\")=\"\",\"★\",INDIRECT($C$4&$C38&\"!K92\")),\"★\")","v":"★"},{"$f":"IFERROR(IF(INDIRECT($C$4&$C38&\"!O92\")=\"\",\"★\",INDIRECT($C$4&$C38&\"!O92\")),\"★\")","v":"★"},{"$f":"IFERROR(IF(INDIRECT($C$4&$C38&\"!Q92\")=\"\",\"★\",INDIRECT($C$4&$C38&\"!Q92\")),\"★\")","v":"★"},{"$f":"IFERROR(IF(INDIRECT($C$4&$C38&\"!T92\")=\"\",\"★\",INDIRECT($C$4&$C38&\"!T92\")),\"★\")","v":"★"},{"$f":"IFERROR(IF(INDIRECT($C$4&$C38&\"!X92\")=\"\",\"★\",INDIRECT($C$4&$C38&\"!X92\")),\"★\")","v":"★"},null,{"$f":"IFERROR(IF(INDIRECT($C$4&$C38&\"!AB92\")=\"\",\"★\",INDIRECT($C$4&$C38&\"!AB92\")),\"★\")","v":"★"},{"$f":"IFERROR(IF(INDIRECT($C$4&$C38&\"!AF92\")=\"\",\"★\",INDIRECT($C$4&$C38&\"!AF92\")),\"★\")","v":"★"},null,{"$f":"IFERROR(IF(INDIRECT($C$4&$C38&\"!CH92\")=\"\",\"★\",INDIRECT($C$4&$C38&\"!CH92\")),\"★\")","v":"---"},null,null,{"$f":"IFERROR(IF(INDIRECT($C$4&$C38&\"!D113\")=\"\",\"★\",INDIRECT($C$4&$C38&\"!D113\")),\"★\")","v":"★"},{"$f":"IFERROR(IF(INDIRECT($C$4&$C38&\"!K113\")=\"\",\"★\",INDIRECT($C$4&$C38&\"!K113\")),\"★\")","v":"★"},{"$f":"IFERROR(IF(INDIRECT($C$4&$C38&\"!O113\")=\"\",\"★\",INDIRECT($C$4&$C38&\"!O113\")),\"★\")","v":"★"},{"$f":"IFERROR(IF(INDIRECT($C$4&$C38&\"!Q113\")=\"\",\"★\",INDIRECT($C$4&$C38&\"!Q113\")),\"★\")","v":"★"},{"$f":"IFERROR(IF(INDIRECT($C$4&$C38&\"!T113\")=\"\",\"★\",INDIRECT($C$4&$C38&\"!T113\")),\"★\")","v":"★"},{"$f":"IFERROR(IF(INDIRECT($C$4&$C38&\"!X113\")=\"\",\"★\",INDIRECT($C$4&$C38&\"!X113\")),\"★\")","v":"★"},null,{"$f":"IFERROR(IF(INDIRECT($C$4&$C38&\"!AB113\")=\"\",\"★\",INDIRECT($C$4&$C38&\"!AB113\")),\"★\")","v":"★"},{"$f":"IFERROR(IF(INDIRECT($C$4&$C38&\"!AF113\")=\"\",\"★\",INDIRECT($C$4&$C38&\"!AF113\")),\"★\")","v":"★"},null,{"$f":"IFERROR(IF(INDIRECT($C$4&$C38&\"!CH99\")=\"\",\"★\",INDIRECT($C$4&$C38&\"!CH99\")),\"★\")","v":"---"},null,null,{"$f":"IFERROR(IF(INDIRECT($C$4&$C38&\"!F270\")=\"\",\"★\",INDIRECT($C$4&$C38&\"!F270\")),\"★\")","v":"★"},{"$f":"IFERROR(IF(INDIRECT($C$4&$C38&\"!L270\")=\"\",\"★\",INDIRECT($C$4&$C38&\"!L270\")),\"★\")","v":"★"},null,null,null,null,null,null,null,null,null,null,null,null,null,null,null,null,null,null,null,null,null,null,null,null,null,null,null,null,null,null,null,null,null,"end"]
[null,null,null,null,null,null,null,null,null,null,null,null,null,null,null,null,null,null,{"$f":"C38&\"-\"&3","v":"8-3"},{"$f":"IFERROR(IF(INDIRECT($C$4&$C38&\"!D94\")=\"\",\"★\",INDIRECT($C$4&$C38&\"!D94\")),\"★\")","v":"★"},{"$f":"IFERROR(IF(INDIRECT($C$4&$C38&\"!K94\")=\"\",\"★\",INDIRECT($C$4&$C38&\"!K94\")),\"★\")","v":"★"},{"$f":"IFERROR(IF(INDIRECT($C$4&$C38&\"!O94\")=\"\",\"★\",INDIRECT($C$4&$C38&\"!O94\")),\"★\")","v":"★"},{"$f":"IFERROR(IF(INDIRECT($C$4&$C38&\"!Q94\")=\"\",\"★\",INDIRECT($C$4&$C38&\"!Q94\")),\"★\")","v":"★"},{"$f":"IFERROR(IF(INDIRECT($C$4&$C38&\"!T94\")=\"\",\"★\",INDIRECT($C$4&$C38&\"!T94\")),\"★\")","v":"★"},{"$f":"IFERROR(IF(INDIRECT($C$4&$C38&\"!X94\")=\"\",\"★\",INDIRECT($C$4&$C38&\"!X94\")),\"★\")","v":"★"},null,{"$f":"IFERROR(IF(INDIRECT($C$4&$C38&\"!AB94\")=\"\",\"★\",INDIRECT($C$4&$C38&\"!AB94\")),\"★\")","v":"★"},{"$f":"IFERROR(IF(INDIRECT($C$4&$C38&\"!AF94\")=\"\",\"★\",INDIRECT($C$4&$C38&\"!AF94\")),\"★\")","v":"★"},null,{"$f":"IFERROR(IF(INDIRECT($C$4&$C38&\"!CH93\")=\"\",\"★\",INDIRECT($C$4&$C38&\"!CH93\")),\"★\")","v":"---"},null,null,{"$f":"IFERROR(IF(INDIRECT($C$4&$C38&\"!D115\")=\"\",\"★\",INDIRECT($C$4&$C38&\"!D115\")),\"★\")","v":"★"},{"$f":"IFERROR(IF(INDIRECT($C$4&$C38&\"!K115\")=\"\",\"★\",INDIRECT($C$4&$C38&\"!K115\")),\"★\")","v":"★"},{"$f":"IFERROR(IF(INDIRECT($C$4&$C38&\"!O115\")=\"\",\"★\",INDIRECT($C$4&$C38&\"!O115\")),\"★\")","v":"★"},{"$f":"IFERROR(IF(INDIRECT($C$4&$C38&\"!Q115\")=\"\",\"★\",INDIRECT($C$4&$C38&\"!Q115\")),\"★\")","v":"★"},{"$f":"IFERROR(IF(INDIRECT($C$4&$C38&\"!T115\")=\"\",\"★\",INDIRECT($C$4&$C38&\"!T115\")),\"★\")","v":"★"},{"$f":"IFERROR(IF(INDIRECT($C$4&$C38&\"!X115\")=\"\",\"★\",INDIRECT($C$4&$C38&\"!X115\")),\"★\")","v":"★"},null,{"$f":"IFERROR(IF(INDIRECT($C$4&$C38&\"!AB115\")=\"\",\"★\",INDIRECT($C$4&$C38&\"!AB115\")),\"★\")","v":"★"},{"$f":"IFERROR(IF(INDIRECT($C$4&$C38&\"!AF115\")=\"\",\"★\",INDIRECT($C$4&$C38&\"!AF115\")),\"★\")","v":"★"},null,{"$f":"IFERROR(IF(INDIRECT($C$4&$C38&\"!CH100\")=\"\",\"★\",INDIRECT($C$4&$C38&\"!CH100\")),\"★\")","v":"---"},null,null,null,null,null,null,null,null,null,null,null,null,null,null,null,null,null,null,null,null,null,null,null,null,null,null,null,null,null,null,null,null,null,null,null,null,null,"end"]
[null,null,null,null,null,null,null,null,null,null,null,null,null,null,null,null,null,null,{"$f":"C38&\"-\"&4","v":"8-4"},{"$f":"IFERROR(IF(INDIRECT($C$4&$C38&\"!D96\")=\"\",\"★\",INDIRECT($C$4&$C38&\"!D96\")),\"★\")","v":"★"},{"$f":"IFERROR(IF(INDIRECT($C$4&$C38&\"!K96\")=\"\",\"★\",INDIRECT($C$4&$C38&\"!K96\")),\"★\")","v":"★"},{"$f":"IFERROR(IF(INDIRECT($C$4&$C38&\"!O96\")=\"\",\"★\",INDIRECT($C$4&$C38&\"!O96\")),\"★\")","v":"★"},{"$f":"IFERROR(IF(INDIRECT($C$4&$C38&\"!Q96\")=\"\",\"★\",INDIRECT($C$4&$C38&\"!Q96\")),\"★\")","v":"★"},{"$f":"IFERROR(IF(INDIRECT($C$4&$C38&\"!T96\")=\"\",\"★\",INDIRECT($C$4&$C38&\"!T96\")),\"★\")","v":"★"},{"$f":"IFERROR(IF(INDIRECT($C$4&$C38&\"!X96\")=\"\",\"★\",INDIRECT($C$4&$C38&\"!X96\")),\"★\")","v":"★"},null,{"$f":"IFERROR(IF(INDIRECT($C$4&$C38&\"!AB96\")=\"\",\"★\",INDIRECT($C$4&$C38&\"!AB96\")),\"★\")","v":"★"},{"$f":"IFERROR(IF(INDIRECT($C$4&$C38&\"!AF96\")=\"\",\"★\",INDIRECT($C$4&$C38&\"!AF96\")),\"★\")","v":"★"},null,{"$f":"IFERROR(IF(INDIRECT($C$4&$C38&\"!CH94\")=\"\",\"★\",INDIRECT($C$4&$C38&\"!CH94\")),\"★\")","v":"---"},null,null,{"$f":"IFERROR(IF(INDIRECT($C$4&$C38&\"!D117\")=\"\",\"★\",INDIRECT($C$4&$C38&\"!D117\")),\"★\")","v":"★"},{"$f":"IFERROR(IF(INDIRECT($C$4&$C38&\"!K117\")=\"\",\"★\",INDIRECT($C$4&$C38&\"!K117\")),\"★\")","v":"★"},{"$f":"IFERROR(IF(INDIRECT($C$4&$C38&\"!O117\")=\"\",\"★\",INDIRECT($C$4&$C38&\"!O117\")),\"★\")","v":"★"},{"$f":"IFERROR(IF(INDIRECT($C$4&$C38&\"!Q117\")=\"\",\"★\",INDIRECT($C$4&$C38&\"!Q117\")),\"★\")","v":"★"},{"$f":"IFERROR(IF(INDIRECT($C$4&$C38&\"!T117\")=\"\",\"★\",INDIRECT($C$4&$C38&\"!T117\")),\"★\")","v":"★"},{"$f":"IFERROR(IF(INDIRECT($C$4&$C38&\"!X117\")=\"\",\"★\",INDIRECT($C$4&$C38&\"!X117\")),\"★\")","v":"★"},null,{"$f":"IFERROR(IF(INDIRECT($C$4&$C38&\"!AB117\")=\"\",\"★\",INDIRECT($C$4&$C38&\"!AB117\")),\"★\")","v":"★"},{"$f":"IFERROR(IF(INDIRECT($C$4&$C38&\"!AF117\")=\"\",\"★\",INDIRECT($C$4&$C38&\"!AF117\")),\"★\")","v":"★"},null,{"$f":"IFERROR(IF(INDIRECT($C$4&$C38&\"!CH101\")=\"\",\"★\",INDIRECT($C$4&$C38&\"!CH101\")),\"★\")","v":"---"},null,null,null,null,null,null,null,null,null,null,null,null,null,null,null,null,null,null,null,null,null,null,null,null,null,null,null,null,null,null,null,null,null,null,null,null,null,"end"]
[null,null,9,{"$f":"IFERROR(IF(INDIRECT($C$4&$C42&\"!C9\")=\"\",\"★\",INDIRECT($C$4&$C42&\"!C9\")),\"★\")","v":"★"},{"$f":"IFERROR(IF(INDIRECT($C$4&$C42&\"!G9\")=\"\",\"★\",INDIRECT($C$4&$C42&\"!G9\")),\"★\")","v":"★"},{"$f":"IFERROR(IF(INDIRECT($C$4&$C42&\"!AB11\")=\"\",\"★\",INDIRECT($C$4&$C42&\"!AB11\")),\"★\")","v":"★"},{"$f":"IFERROR(IF(INDIRECT($C$4&$C42&\"!AB13\")=\"\",\"★\",INDIRECT($C$4&$C42&\"!AB13\")),\"★\")","v":"★"},{"$f":"IFERROR(IF(INDIRECT($C$4&$C42&\"!G11\")=\"\",\"★\",INDIRECT($C$4&$C42&\"!G11\")),\"★\")","v":"★"},{"$f":"IFERROR(IF(INDIRECT($C$4&$C42&\"!Y9\")=\"\",\"★\",INDIRECT($C$4&$C42&\"!Y9\")),\"★\")","v":"★"},{"$f":"IFERROR(IF(INDIRECT($C$4&$C42&\"!AB9\")=\"\",\"★\",INDIRECT($C$4&$C42&\"!AB9\")),\"★\")","v":"★"},{"$f":"IFERROR(IF(INDIRECT($C$4&$C42&\"!G13\")=\"\",\"★\",INDIRECT($C$4&$C42&\"!G13\")),\"★\")","v":"★"},{"$f":"IFERROR(IF(INDIRECT($C$4&$C42&\"!J75\")=\"\",\"★\",INDIRECT($C$4&$C42&\"!J75\")),\"★\")","v":0},{"$f":"IFERROR(IF(INDIRECT($C$4&$C42&\"!J77\")=\"\",\"★\",INDIRECT($C$4&$C42&\"!J77\")),\"★\")","v":0},{"$f":"IFERROR(IF(INDIRECT($C$4&$C42&\"!J81\")=\"\",\"★\",INDIRECT($C$4&$C42&\"!J81\")),\"★\")","v":0},{"$f":"IFERROR(IF(INDIRECT($C$4&$C42&\"!J83\")=\"\",\"★\",INDIRECT($C$4&$C42&\"!J83\")),\"★\")","v":"---"},{"$f":"IFERROR(IF(INDIRECT($C$4&$C42&\"!AD75\")=\"\",\"★\",INDIRECT($C$4&$C42&\"!AD75\")),\"★\")","v":0},{"$f":"IFERROR(IF(INDIRECT($C$4&$C42&\"!J79\")=\"\",\"★\",INDIRECT($C$4&$C42&\"!J79\")),\"★\")","v":0},{"$f":"IFERROR(IF(INDIRECT($C$4&$C42&\"!AD83\")=\"\",\"★\",INDIRECT($C$4&$C42&\"!AD83\")),\"★\")","v":"---"},{"$f":"C42&\"-\"&1","v":"9-1"},{"$f":"IFERROR(IF(INDIRECT($C$4&$C42&\"!D90\")=\"\",\"★\",INDIRECT($C$4&$C42&\"!D90\")),\"★\")","v":"★"},{"$f":"IFERROR(IF(INDIRECT($C$4&$C42&\"!K90\")=\"\",\"★\",INDIRECT($C$4&$C42&\"!K90\")),\"★\")","v":"★"},{"$f":"IFERROR(IF(INDIRECT($C$4&$C42&\"!O90\")=\"\",\"★\",INDIRECT($C$4&$C42&\"!O90\")),\"★\")","v":"★"},{"$f":"IFERROR(IF(INDIRECT($C$4&$C42&\"!Q90\")=\"\",\"★\",INDIRECT($C$4&$C42&\"!Q90\")),\"★\")","v":"★"},{"$f":"IFERROR(IF(INDIRECT($C$4&$C42&\"!T90\")=\"\",\"★\",INDIRECT($C$4&$C42&\"!T90\")),\"★\")","v":"★"},{"$f":"IFERROR(IF(INDIRECT($C$4&$C42&\"!X90\")=\"\",\"★\",INDIRECT($C$4&$C42&\"!X90\")),\"★\")","v":"★"},{"$f":"IFERROR(IF(INDIRECT($C$4&$C42&\"!X98\")=\"\",\"★\",INDIRECT($C$4&$C42&\"!X98\")),\"★\")","v":0},{"$f":"IFERROR(IF(INDIRECT($C$4&$C42&\"!AB90\")=\"\",\"★\",INDIRECT($C$4&$C42&\"!AB90\")),\"★\")","v":"★"},{"$f":"IFERROR(IF(INDIRECT($C$4&$C42&\"!AF90\")=\"\",\"★\",INDIRECT($C$4&$C42&\"!AF90\")),\"★\")","v":"★"},{"$f":"IFERROR(IF(INDIRECT($C$4&$C42&\"!AF106\")=\"\",\"★\",INDIRECT($C$4&$C42&\"!AF106\")),\"★\")","v":0},{"$f":"IFERROR(IF(INDIRECT($C$4&$C42&\"!CH91\")=\"\",\"★\",INDIRECT($C$4&$C42&\"!CH91\")),\"★\")","v":"---"},{"$f":"IFERROR(IF(INDIRECT($C$4&$C42&\"!K104\")=\"\",\"★\",INDIRECT($C$4&$C42&\"!K104\")),\"★\")","v":0},{"$f":"IFERROR(IF(INDIRECT($C$4&$C42&\"!K106\")=\"\",\"★\",INDIRECT($C$4&$C42&\"!K106\")),\"★\")","v":"---"},{"$f":"IFERROR(IF(INDIRECT($C$4&$C42&\"!D111\")=\"\",\"★\",INDIRECT($C$4&$C42&\"!D111\")),\"★\")","v":"★"},{"$f":"IFERROR(IF(INDIRECT($C$4&$C42&\"!K111\")=\"\",\"★\",INDIRECT($C$4&$C42&\"!K111\")),\"★\")","v":"★"},{"$f":"IFERROR(IF(INDIRECT($C$4&$C42&\"!O111\")=\"\",\"★\",INDIRECT($C$4&$C42&\"!O111\")),\"★\")","v":"★"},{"$f":"IFERROR(IF(INDIRECT($C$4&$C42&\"!Q111\")=\"\",\"★\",INDIRECT($C$4&$C42&\"!Q111\")),\"★\")","v":"★"},{"$f":"IFERROR(IF(INDIRECT($C$4&$C42&\"!T111\")=\"\",\"★\",INDIRECT($C$4&$C42&\"!T111\")),\"★\")","v":"★"},{"$f":"IFERROR(IF(INDIRECT($C$4&$C42&\"!X111\")=\"\",\"★\",INDIRECT($C$4&$C42&\"!X111\")),\"★\")","v":"★"},{"$f":"IFERROR(IF(INDIRECT($C$4&$C42&\"!X119\")=\"\",\"★\",INDIRECT($C$4&$C42&\"!X119\")),\"★\")","v":0},{"$f":"IFERROR(IF(INDIRECT($C$4&$C42&\"!AB111\")=\"\",\"★\",INDIRECT($C$4&$C42&\"!AB111\")),\"★\")","v":"★"},{"$f":"IFERROR(IF(INDIRECT($C$4&$C42&\"!AF111\")=\"\",\"★\",INDIRECT($C$4&$C42&\"!AF111\")),\"★\")","v":"★"},{"$f":"IFERROR(IF(INDIRECT($C$4&$C42&\"!AF127\")=\"\",\"★\",INDIRECT($C$4&$C42&\"!AF127\")),\"★\")","v":0},{"$f":"IFERROR(IF(INDIRECT($C$4&$C42&\"!CH98\")=\"\",\"★\",INDIRECT($C$4&$C42&\"!CH98\")),\"★\")","v":"---"},{"$f":"IFERROR(IF(INDIRECT($C$4&$C42&\"!K125\")=\"\",\"★\",INDIRECT($C$4&$C42&\"!K125\")),\"★\")","v":0},{"$f":"IFERROR(IF(INDIRECT($C$4&$C42&\"!K127\")=\"\",\"★\",INDIRECT($C$4&$C42&\"!K127\")),\"★\")","v":"---"},{"$f":"IFERROR(IF(INDIRECT($C$4&$C42&\"!F271\")=\"\",\"★\",INDIRECT($C$4&$C42&\"!F271\")&INDIRECT($C$4&$C42&\"!I271\")),\"★\")","v":"★"},{"$f":"IFERROR(IF(INDIRECT($C$4&$C42&\"!L271\")=\"\",\"★\",INDIRECT($C$4&$C42&\"!L271\")&INDIRECT($C$4&$C42&\"!O271\")),\"★\")","v":"★"},null,{"$f":"IFERROR(IF(INDIRECT($C$4&$C42&\"!V278\")=\"\",\"★\",INDIRECT($C$4&$C42&\"!V278\")),\"★\")","v":"★"},{"$f":"IFERROR(IF(INDIRECT($C$4&$C42&\"!Z278\")=\"\",\"★\",INDIRECT($C$4&$C42&\"!Z278\")),\"★\")","v":"★"},{"$f":"IFERROR(IF(INDIRECT($C$4&$C42&\"!AD278\")=\"\",\"★\",INDIRECT($C$4&$C42&\"!AD278\")),\"★\")","v":"★"},{"$f":"IFERROR(IF(INDIRECT($C$4&$C42&\"!AH278\")=\"\",\"★\",INDIRECT($C$4&$C42&\"!AH278\")),\"★\")","v":"★"},{"$f":"IFERROR(IF(INDIRECT($C$4&$C42&\"!I285\")=\"\",\"★\",INDIRECT($C$4&$C42&\"!I285\")),\"★\")","v":0},{"$f":"IFERROR(IF(INDIRECT($C$4&$C42&\"!I287\")=\"\",\"★\",INDIRECT($C$4&$C42&\"!I287\")),\"★\")","v":0},{"$f":"IFERROR(IF(INDIRECT($C$4&$C42&\"!O285\")=\"\",\"★\",INDIRECT($C$4&$C42&\"!O285\")),\"★\")","v":"---"},{"$f":"IFERROR(IF(INDIRECT($C$4&$C42&\"!R285\")=\"\",\"★\",INDIRECT($C$4&$C42&\"!R285\")),\"★\")","v":"★"},{"$f":"IFERROR(IF(INDIRECT($C$4&$C42&\"!V285\")=\"\",\"★\",INDIRECT($C$4&$C42&\"!V285\")),\"★\")","v":"★"},{"$f":"IFERROR(IF(INDIRECT($C$4&$C42&\"!Z285\")=\"\",\"★\",INDIRECT($C$4&$C42&\"!Z285\")),\"★\")","v":"★"},{"$f":"IFERROR(IF(INDIRECT($C$4&$C42&\"!AD285\")=\"\",\"★\",INDIRECT($C$4&$C42&\"!AD285\")),\"★\")","v":"★"},{"$f":"IFERROR(IF(INDIRECT($C$4&$C42&\"!AH285\")=\"\",\"★\",INDIRECT($C$4&$C42&\"!AH285\")),\"★\")","v":"★"},null,{"$f":"IFERROR(IF(INDIRECT($C$4&$C42&\"!V287\")=\"\",\"★\",INDIRECT($C$4&$C42&\"!V287\")),\"★\")","v":"★"},{"$f":"IFERROR(IF(INDIRECT($C$4&$C42&\"!Z287\")=\"\",\"★\",INDIRECT($C$4&$C42&\"!Z287\")),\"★\")","v":"★"},{"$f":"IFERROR(IF(INDIRECT($C$4&$C42&\"!AD287\")=\"\",\"★\",INDIRECT($C$4&$C42&\"!AD287\")),\"★\")","v":"★"},{"$f":"IFERROR(IF(INDIRECT($C$4&$C42&\"!AH287\")=\"\",\"★\",INDIRECT($C$4&$C42&\"!AH287\")),\"★\")","v":"★"},{"$f":"IFERROR(IF(INDIRECT($C$4&$C42&\"!B294\")=\"\",\"★\",INDIRECT($C$4&$C42&\"!B294\")),\"★\")","v":"★"},{"$f":"IFERROR(IF(INDIRECT($C$4&$C42&\"!E294\")=\"\",\"★\",INDIRECT($C$4&$C42&\"!E294\")),\"★\")","v":"★"},{"$f":"IFERROR(IF(INDIRECT($C$4&$C42&\"!I294\")=\"\",\"★\",INDIRECT($C$4&$C42&\"!I294\")),\"★\")","v":0},{"$f":"IFERROR(IF(INDIRECT($C$4&$C42&\"!I296\")=\"\",\"★\",INDIRECT($C$4&$C42&\"!I296\")),\"★\")","v":0},{"$f":"IFERROR(IF(INDIRECT($C$4&$C42&\"!O294\")=\"\",\"★\",INDIRECT($C$4&$C42&\"!O294\")),\"★\")","v":"---"},{"$f":"IFERROR(IF(INDIRECT($C$4&$C42&\"!R294\")=\"\",\"★\",INDIRECT($C$4&$C42&\"!R294\")),\"★\")","v":"★"},{"$f":"IFERROR(IF(INDIRECT($C$4&$C42&\"!V294\")=\"\",\"★\",INDIRECT($C$4&$C42&\"!V294\")),\"★\")","v":"★"},{"$f":"IFERROR(IF(INDIRECT($C$4&$C42&\"!Z294\")=\"\",\"★\",INDIRECT($C$4&$C42&\"!Z294\")),\"★\")","v":"★"},{"$f":"IFERROR(IF(INDIRECT($C$4&$C42&\"!AD294\")=\"\",\"★\",INDIRECT($C$4&$C42&\"!AD294\")),\"★\")","v":"★"},{"$f":"IFERROR(IF(INDIRECT($C$4&$C42&\"!AH294\")=\"\",\"★\",INDIRECT($C$4&$C42&\"!AH294\")),\"★\")","v":"★"},null,{"$f":"IFERROR(IF(INDIRECT($C$4&$C42&\"!V296\")=\"\",\"★\",INDIRECT($C$4&$C42&\"!V296\")),\"★\")","v":"★"},{"$f":"IFERROR(IF(INDIRECT($C$4&$C42&\"!Z296\")=\"\",\"★\",INDIRECT($C$4&$C42&\"!Z287\")),\"★\")","v":"★"},{"$f":"IFERROR(IF(INDIRECT($C$4&$C42&\"!AD296\")=\"\",\"★\",INDIRECT($C$4&$C42&\"!AD296\")),\"★\")","v":"★"},{"$f":"IFERROR(IF(INDIRECT($C$4&$C42&\"!AH296\")=\"\",\"★\",INDIRECT($C$4&$C42&\"!AH296\")),\"★\")","v":"★"},"end"]
[null,null,null,null,null,null,null,null,null,null,null,null,null,null,null,null,null,null,{"$f":"C42&\"-\"&2","v":"9-2"},{"$f":"IFERROR(IF(INDIRECT($C$4&$C42&\"!D92\")=\"\",\"★\",INDIRECT($C$4&$C42&\"!D92\")),\"★\")","v":"★"},{"$f":"IFERROR(IF(INDIRECT($C$4&$C42&\"!K92\")=\"\",\"★\",INDIRECT($C$4&$C42&\"!K92\")),\"★\")","v":"★"},{"$f":"IFERROR(IF(INDIRECT($C$4&$C42&\"!O92\")=\"\",\"★\",INDIRECT($C$4&$C42&\"!O92\")),\"★\")","v":"★"},{"$f":"IFERROR(IF(INDIRECT($C$4&$C42&\"!Q92\")=\"\",\"★\",INDIRECT($C$4&$C42&\"!Q92\")),\"★\")","v":"★"},{"$f":"IFERROR(IF(INDIRECT($C$4&$C42&\"!T92\")=\"\",\"★\",INDIRECT($C$4&$C42&\"!T92\")),\"★\")","v":"★"},{"$f":"IFERROR(IF(INDIRECT($C$4&$C42&\"!X92\")=\"\",\"★\",INDIRECT($C$4&$C42&\"!X92\")),\"★\")","v":"★"},null,{"$f":"IFERROR(IF(INDIRECT($C$4&$C42&\"!AB92\")=\"\",\"★\",INDIRECT($C$4&$C42&\"!AB92\")),\"★\")","v":"★"},{"$f":"IFERROR(IF(INDIRECT($C$4&$C42&\"!AF92\")=\"\",\"★\",INDIRECT($C$4&$C42&\"!AF92\")),\"★\")","v":"★"},null,{"$f":"IFERROR(IF(INDIRECT($C$4&$C42&\"!CH92\")=\"\",\"★\",INDIRECT($C$4&$C42&\"!CH92\")),\"★\")","v":"---"},null,null,{"$f":"IFERROR(IF(INDIRECT($C$4&$C42&\"!D113\")=\"\",\"★\",INDIRECT($C$4&$C42&\"!D113\")),\"★\")","v":"★"},{"$f":"IFERROR(IF(INDIRECT($C$4&$C42&\"!K113\")=\"\",\"★\",INDIRECT($C$4&$C42&\"!K113\")),\"★\")","v":"★"},{"$f":"IFERROR(IF(INDIRECT($C$4&$C42&\"!O113\")=\"\",\"★\",INDIRECT($C$4&$C42&\"!O113\")),\"★\")","v":"★"},{"$f":"IFERROR(IF(INDIRECT($C$4&$C42&\"!Q113\")=\"\",\"★\",INDIRECT($C$4&$C42&\"!Q113\")),\"★\")","v":"★"},{"$f":"IFERROR(IF(INDIRECT($C$4&$C42&\"!T113\")=\"\",\"★\",INDIRECT($C$4&$C42&\"!T113\")),\"★\")","v":"★"},{"$f":"IFERROR(IF(INDIRECT($C$4&$C42&\"!X113\")=\"\",\"★\",INDIRECT($C$4&$C42&\"!X113\")),\"★\")","v":"★"},null,{"$f":"IFERROR(IF(INDIRECT($C$4&$C42&\"!AB113\")=\"\",\"★\",INDIRECT($C$4&$C42&\"!AB113\")),\"★\")","v":"★"},{"$f":"IFERROR(IF(INDIRECT($C$4&$C42&\"!AF113\")=\"\",\"★\",INDIRECT($C$4&$C42&\"!AF113\")),\"★\")","v":"★"},null,{"$f":"IFERROR(IF(INDIRECT($C$4&$C42&\"!CH99\")=\"\",\"★\",INDIRECT($C$4&$C42&\"!CH99\")),\"★\")","v":"---"},null,null,{"$f":"IFERROR(IF(INDIRECT($C$4&$C42&\"!F270\")=\"\",\"★\",INDIRECT($C$4&$C42&\"!F270\")),\"★\")","v":"★"},{"$f":"IFERROR(IF(INDIRECT($C$4&$C42&\"!L270\")=\"\",\"★\",INDIRECT($C$4&$C42&\"!L270\")),\"★\")","v":"★"},null,null,null,null,null,null,null,null,null,null,null,null,null,null,null,null,null,null,null,null,null,null,null,null,null,null,null,null,null,null,null,null,null,"end"]
[null,null,null,null,null,null,null,null,null,null,null,null,null,null,null,null,null,null,{"$f":"C42&\"-\"&3","v":"9-3"},{"$f":"IFERROR(IF(INDIRECT($C$4&$C42&\"!D94\")=\"\",\"★\",INDIRECT($C$4&$C42&\"!D94\")),\"★\")","v":"★"},{"$f":"IFERROR(IF(INDIRECT($C$4&$C42&\"!K94\")=\"\",\"★\",INDIRECT($C$4&$C42&\"!K94\")),\"★\")","v":"★"},{"$f":"IFERROR(IF(INDIRECT($C$4&$C42&\"!O94\")=\"\",\"★\",INDIRECT($C$4&$C42&\"!O94\")),\"★\")","v":"★"},{"$f":"IFERROR(IF(INDIRECT($C$4&$C42&\"!Q94\")=\"\",\"★\",INDIRECT($C$4&$C42&\"!Q94\")),\"★\")","v":"★"},{"$f":"IFERROR(IF(INDIRECT($C$4&$C42&\"!T94\")=\"\",\"★\",INDIRECT($C$4&$C42&\"!T94\")),\"★\")","v":"★"},{"$f":"IFERROR(IF(INDIRECT($C$4&$C42&\"!X94\")=\"\",\"★\",INDIRECT($C$4&$C42&\"!X94\")),\"★\")","v":"★"},null,{"$f":"IFERROR(IF(INDIRECT($C$4&$C42&\"!AB94\")=\"\",\"★\",INDIRECT($C$4&$C42&\"!AB94\")),\"★\")","v":"★"},{"$f":"IFERROR(IF(INDIRECT($C$4&$C42&\"!AF94\")=\"\",\"★\",INDIRECT($C$4&$C42&\"!AF94\")),\"★\")","v":"★"},null,{"$f":"IFERROR(IF(INDIRECT($C$4&$C42&\"!CH93\")=\"\",\"★\",INDIRECT($C$4&$C42&\"!CH93\")),\"★\")","v":"---"},null,null,{"$f":"IFERROR(IF(INDIRECT($C$4&$C42&\"!D115\")=\"\",\"★\",INDIRECT($C$4&$C42&\"!D115\")),\"★\")","v":"★"},{"$f":"IFERROR(IF(INDIRECT($C$4&$C42&\"!K115\")=\"\",\"★\",INDIRECT($C$4&$C42&\"!K115\")),\"★\")","v":"★"},{"$f":"IFERROR(IF(INDIRECT($C$4&$C42&\"!O115\")=\"\",\"★\",INDIRECT($C$4&$C42&\"!O115\")),\"★\")","v":"★"},{"$f":"IFERROR(IF(INDIRECT($C$4&$C42&\"!Q115\")=\"\",\"★\",INDIRECT($C$4&$C42&\"!Q115\")),\"★\")","v":"★"},{"$f":"IFERROR(IF(INDIRECT($C$4&$C42&\"!T115\")=\"\",\"★\",INDIRECT($C$4&$C42&\"!T115\")),\"★\")","v":"★"},{"$f":"IFERROR(IF(INDIRECT($C$4&$C42&\"!X115\")=\"\",\"★\",INDIRECT($C$4&$C42&\"!X115\")),\"★\")","v":"★"},null,{"$f":"IFERROR(IF(INDIRECT($C$4&$C42&\"!AB115\")=\"\",\"★\",INDIRECT($C$4&$C42&\"!AB115\")),\"★\")","v":"★"},{"$f":"IFERROR(IF(INDIRECT($C$4&$C42&\"!AF115\")=\"\",\"★\",INDIRECT($C$4&$C42&\"!AF115\")),\"★\")","v":"★"},null,{"$f":"IFERROR(IF(INDIRECT($C$4&$C42&\"!CH100\")=\"\",\"★\",INDIRECT($C$4&$C42&\"!CH100\")),\"★\")","v":"---"},null,null,null,null,null,null,null,null,null,null,null,null,null,null,null,null,null,null,null,null,null,null,null,null,null,null,null,null,null,null,null,null,null,null,null,null,null,"end"]
[null,null,null,null,null,null,null,null,null,null,null,null,null,null,null,null,null,null,{"$f":"C42&\"-\"&4","v":"9-4"},{"$f":"IFERROR(IF(INDIRECT($C$4&$C42&\"!D96\")=\"\",\"★\",INDIRECT($C$4&$C42&\"!D96\")),\"★\")","v":"★"},{"$f":"IFERROR(IF(INDIRECT($C$4&$C42&\"!K96\")=\"\",\"★\",INDIRECT($C$4&$C42&\"!K96\")),\"★\")","v":"★"},{"$f":"IFERROR(IF(INDIRECT($C$4&$C42&\"!O96\")=\"\",\"★\",INDIRECT($C$4&$C42&\"!O96\")),\"★\")","v":"★"},{"$f":"IFERROR(IF(INDIRECT($C$4&$C42&\"!Q96\")=\"\",\"★\",INDIRECT($C$4&$C42&\"!Q96\")),\"★\")","v":"★"},{"$f":"IFERROR(IF(INDIRECT($C$4&$C42&\"!T96\")=\"\",\"★\",INDIRECT($C$4&$C42&\"!T96\")),\"★\")","v":"★"},{"$f":"IFERROR(IF(INDIRECT($C$4&$C42&\"!X96\")=\"\",\"★\",INDIRECT($C$4&$C42&\"!X96\")),\"★\")","v":"★"},null,{"$f":"IFERROR(IF(INDIRECT($C$4&$C42&\"!AB96\")=\"\",\"★\",INDIRECT($C$4&$C42&\"!AB96\")),\"★\")","v":"★"},{"$f":"IFERROR(IF(INDIRECT($C$4&$C42&\"!AF96\")=\"\",\"★\",INDIRECT($C$4&$C42&\"!AF96\")),\"★\")","v":"★"},null,{"$f":"IFERROR(IF(INDIRECT($C$4&$C42&\"!CH94\")=\"\",\"★\",INDIRECT($C$4&$C42&\"!CH94\")),\"★\")","v":"---"},null,null,{"$f":"IFERROR(IF(INDIRECT($C$4&$C42&\"!D117\")=\"\",\"★\",INDIRECT($C$4&$C42&\"!D117\")),\"★\")","v":"★"},{"$f":"IFERROR(IF(INDIRECT($C$4&$C42&\"!K117\")=\"\",\"★\",INDIRECT($C$4&$C42&\"!K117\")),\"★\")","v":"★"},{"$f":"IFERROR(IF(INDIRECT($C$4&$C42&\"!O117\")=\"\",\"★\",INDIRECT($C$4&$C42&\"!O117\")),\"★\")","v":"★"},{"$f":"IFERROR(IF(INDIRECT($C$4&$C42&\"!Q117\")=\"\",\"★\",INDIRECT($C$4&$C42&\"!Q117\")),\"★\")","v":"★"},{"$f":"IFERROR(IF(INDIRECT($C$4&$C42&\"!T117\")=\"\",\"★\",INDIRECT($C$4&$C42&\"!T117\")),\"★\")","v":"★"},{"$f":"IFERROR(IF(INDIRECT($C$4&$C42&\"!X117\")=\"\",\"★\",INDIRECT($C$4&$C42&\"!X117\")),\"★\")","v":"★"},null,{"$f":"IFERROR(IF(INDIRECT($C$4&$C42&\"!AB117\")=\"\",\"★\",INDIRECT($C$4&$C42&\"!AB117\")),\"★\")","v":"★"},{"$f":"IFERROR(IF(INDIRECT($C$4&$C42&\"!AF117\")=\"\",\"★\",INDIRECT($C$4&$C42&\"!AF117\")),\"★\")","v":"★"},null,{"$f":"IFERROR(IF(INDIRECT($C$4&$C42&\"!CH101\")=\"\",\"★\",INDIRECT($C$4&$C42&\"!CH101\")),\"★\")","v":"---"},null,null,null,null,null,null,null,null,null,null,null,null,null,null,null,null,null,null,null,null,null,null,null,null,null,null,null,null,null,null,null,null,null,null,null,null,null,"end"]
[null,null,10,{"$f":"IFERROR(IF(INDIRECT($C$4&$C46&\"!C9\")=\"\",\"★\",INDIRECT($C$4&$C46&\"!C9\")),\"★\")","v":"★"},{"$f":"IFERROR(IF(INDIRECT($C$4&$C46&\"!G9\")=\"\",\"★\",INDIRECT($C$4&$C46&\"!G9\")),\"★\")","v":"★"},{"$f":"IFERROR(IF(INDIRECT($C$4&$C46&\"!AB11\")=\"\",\"★\",INDIRECT($C$4&$C46&\"!AB11\")),\"★\")","v":"★"},{"$f":"IFERROR(IF(INDIRECT($C$4&$C46&\"!AB13\")=\"\",\"★\",INDIRECT($C$4&$C46&\"!AB13\")),\"★\")","v":"★"},{"$f":"IFERROR(IF(INDIRECT($C$4&$C46&\"!G11\")=\"\",\"★\",INDIRECT($C$4&$C46&\"!G11\")),\"★\")","v":"★"},{"$f":"IFERROR(IF(INDIRECT($C$4&$C46&\"!Y9\")=\"\",\"★\",INDIRECT($C$4&$C46&\"!Y9\")),\"★\")","v":"★"},{"$f":"IFERROR(IF(INDIRECT($C$4&$C46&\"!AB9\")=\"\",\"★\",INDIRECT($C$4&$C46&\"!AB9\")),\"★\")","v":"★"},{"$f":"IFERROR(IF(INDIRECT($C$4&$C46&\"!G13\")=\"\",\"★\",INDIRECT($C$4&$C46&\"!G13\")),\"★\")","v":"★"},{"$f":"IFERROR(IF(INDIRECT($C$4&$C46&\"!J75\")=\"\",\"★\",INDIRECT($C$4&$C46&\"!J75\")),\"★\")","v":0},{"$f":"IFERROR(IF(INDIRECT($C$4&$C46&\"!J77\")=\"\",\"★\",INDIRECT($C$4&$C46&\"!J77\")),\"★\")","v":0},{"$f":"IFERROR(IF(INDIRECT($C$4&$C46&\"!J81\")=\"\",\"★\",INDIRECT($C$4&$C46&\"!J81\")),\"★\")","v":0},{"$f":"IFERROR(IF(INDIRECT($C$4&$C46&\"!J83\")=\"\",\"★\",INDIRECT($C$4&$C46&\"!J83\")),\"★\")","v":"---"},{"$f":"IFERROR(IF(INDIRECT($C$4&$C46&\"!AD75\")=\"\",\"★\",INDIRECT($C$4&$C46&\"!AD75\")),\"★\")","v":0},{"$f":"IFERROR(IF(INDIRECT($C$4&$C46&\"!J79\")=\"\",\"★\",INDIRECT($C$4&$C46&\"!J79\")),\"★\")","v":0},{"$f":"IFERROR(IF(INDIRECT($C$4&$C46&\"!AD83\")=\"\",\"★\",INDIRECT($C$4&$C46&\"!AD83\")),\"★\")","v":"---"},{"$f":"C46&\"-\"&1","v":"10-1"},{"$f":"IFERROR(IF(INDIRECT($C$4&$C46&\"!D90\")=\"\",\"★\",INDIRECT($C$4&$C46&\"!D90\")),\"★\")","v":"★"},{"$f":"IFERROR(IF(INDIRECT($C$4&$C46&\"!K90\")=\"\",\"★\",INDIRECT($C$4&$C46&\"!K90\")),\"★\")","v":"★"},{"$f":"IFERROR(IF(INDIRECT($C$4&$C46&\"!O90\")=\"\",\"★\",INDIRECT($C$4&$C46&\"!O90\")),\"★\")","v":"★"},{"$f":"IFERROR(IF(INDIRECT($C$4&$C46&\"!Q90\")=\"\",\"★\",INDIRECT($C$4&$C46&\"!Q90\")),\"★\")","v":"★"},{"$f":"IFERROR(IF(INDIRECT($C$4&$C46&\"!T90\")=\"\",\"★\",INDIRECT($C$4&$C46&\"!T90\")),\"★\")","v":"★"},{"$f":"IFERROR(IF(INDIRECT($C$4&$C46&\"!X90\")=\"\",\"★\",INDIRECT($C$4&$C46&\"!X90\")),\"★\")","v":"★"},{"$f":"IFERROR(IF(INDIRECT($C$4&$C46&\"!X98\")=\"\",\"★\",INDIRECT($C$4&$C46&\"!X98\")),\"★\")","v":0},{"$f":"IFERROR(IF(INDIRECT($C$4&$C46&\"!AB90\")=\"\",\"★\",INDIRECT($C$4&$C46&\"!AB90\")),\"★\")","v":"★"},{"$f":"IFERROR(IF(INDIRECT($C$4&$C46&\"!AF90\")=\"\",\"★\",INDIRECT($C$4&$C46&\"!AF90\")),\"★\")","v":"★"},{"$f":"IFERROR(IF(INDIRECT($C$4&$C46&\"!AF106\")=\"\",\"★\",INDIRECT($C$4&$C46&\"!AF106\")),\"★\")","v":0},{"$f":"IFERROR(IF(INDIRECT($C$4&$C46&\"!CH91\")=\"\",\"★\",INDIRECT($C$4&$C46&\"!CH91\")),\"★\")","v":"---"},{"$f":"IFERROR(IF(INDIRECT($C$4&$C46&\"!K104\")=\"\",\"★\",INDIRECT($C$4&$C46&\"!K104\")),\"★\")","v":0},{"$f":"IFERROR(IF(INDIRECT($C$4&$C46&\"!K106\")=\"\",\"★\",INDIRECT($C$4&$C46&\"!K106\")),\"★\")","v":"---"},{"$f":"IFERROR(IF(INDIRECT($C$4&$C46&\"!D111\")=\"\",\"★\",INDIRECT($C$4&$C46&\"!D111\")),\"★\")","v":"★"},{"$f":"IFERROR(IF(INDIRECT($C$4&$C46&\"!K111\")=\"\",\"★\",INDIRECT($C$4&$C46&\"!K111\")),\"★\")","v":"★"},{"$f":"IFERROR(IF(INDIRECT($C$4&$C46&\"!O111\")=\"\",\"★\",INDIRECT($C$4&$C46&\"!O111\")),\"★\")","v":"★"},{"$f":"IFERROR(IF(INDIRECT($C$4&$C46&\"!Q111\")=\"\",\"★\",INDIRECT($C$4&$C46&\"!Q111\")),\"★\")","v":"★"},{"$f":"IFERROR(IF(INDIRECT($C$4&$C46&\"!T111\")=\"\",\"★\",INDIRECT($C$4&$C46&\"!T111\")),\"★\")","v":"★"},{"$f":"IFERROR(IF(INDIRECT($C$4&$C46&\"!X111\")=\"\",\"★\",INDIRECT($C$4&$C46&\"!X111\")),\"★\")","v":"★"},{"$f":"IFERROR(IF(INDIRECT($C$4&$C46&\"!X119\")=\"\",\"★\",INDIRECT($C$4&$C46&\"!X119\")),\"★\")","v":0},{"$f":"IFERROR(IF(INDIRECT($C$4&$C46&\"!AB111\")=\"\",\"★\",INDIRECT($C$4&$C46&\"!AB111\")),\"★\")","v":"★"},{"$f":"IFERROR(IF(INDIRECT($C$4&$C46&\"!AF111\")=\"\",\"★\",INDIRECT($C$4&$C46&\"!AF111\")),\"★\")","v":"★"},{"$f":"IFERROR(IF(INDIRECT($C$4&$C46&\"!AF127\")=\"\",\"★\",INDIRECT($C$4&$C46&\"!AF127\")),\"★\")","v":0},{"$f":"IFERROR(IF(INDIRECT($C$4&$C46&\"!CH98\")=\"\",\"★\",INDIRECT($C$4&$C46&\"!CH98\")),\"★\")","v":"---"},{"$f":"IFERROR(IF(INDIRECT($C$4&$C46&\"!K125\")=\"\",\"★\",INDIRECT($C$4&$C46&\"!K125\")),\"★\")","v":0},{"$f":"IFERROR(IF(INDIRECT($C$4&$C46&\"!K127\")=\"\",\"★\",INDIRECT($C$4&$C46&\"!K127\")),\"★\")","v":"---"},{"$f":"IFERROR(IF(INDIRECT($C$4&$C46&\"!F271\")=\"\",\"★\",INDIRECT($C$4&$C46&\"!F271\")&INDIRECT($C$4&$C46&\"!I271\")),\"★\")","v":"★"},{"$f":"IFERROR(IF(INDIRECT($C$4&$C46&\"!L271\")=\"\",\"★\",INDIRECT($C$4&$C46&\"!L271\")&INDIRECT($C$4&$C46&\"!O271\")),\"★\")","v":"★"},null,{"$f":"IFERROR(IF(INDIRECT($C$4&$C46&\"!V278\")=\"\",\"★\",INDIRECT($C$4&$C46&\"!V278\")),\"★\")","v":"★"},{"$f":"IFERROR(IF(INDIRECT($C$4&$C46&\"!Z278\")=\"\",\"★\",INDIRECT($C$4&$C46&\"!Z278\")),\"★\")","v":"★"},{"$f":"IFERROR(IF(INDIRECT($C$4&$C46&\"!AD278\")=\"\",\"★\",INDIRECT($C$4&$C46&\"!AD278\")),\"★\")","v":"★"},{"$f":"IFERROR(IF(INDIRECT($C$4&$C46&\"!AH278\")=\"\",\"★\",INDIRECT($C$4&$C46&\"!AH278\")),\"★\")","v":"★"},{"$f":"IFERROR(IF(INDIRECT($C$4&$C46&\"!I285\")=\"\",\"★\",INDIRECT($C$4&$C46&\"!I285\")),\"★\")","v":0},{"$f":"IFERROR(IF(INDIRECT($C$4&$C46&\"!I287\")=\"\",\"★\",INDIRECT($C$4&$C46&\"!I287\")),\"★\")","v":0},{"$f":"IFERROR(IF(INDIRECT($C$4&$C46&\"!O285\")=\"\",\"★\",INDIRECT($C$4&$C46&\"!O285\")),\"★\")","v":"---"},{"$f":"IFERROR(IF(INDIRECT($C$4&$C46&\"!R285\")=\"\",\"★\",INDIRECT($C$4&$C46&\"!R285\")),\"★\")","v":"★"},{"$f":"IFERROR(IF(INDIRECT($C$4&$C46&\"!V285\")=\"\",\"★\",INDIRECT($C$4&$C46&\"!V285\")),\"★\")","v":"★"},{"$f":"IFERROR(IF(INDIRECT($C$4&$C46&\"!Z285\")=\"\",\"★\",INDIRECT($C$4&$C46&\"!Z285\")),\"★\")","v":"★"},{"$f":"IFERROR(IF(INDIRECT($C$4&$C46&\"!AD285\")=\"\",\"★\",INDIRECT($C$4&$C46&\"!AD285\")),\"★\")","v":"★"},{"$f":"IFERROR(IF(INDIRECT($C$4&$C46&\"!AH285\")=\"\",\"★\",INDIRECT($C$4&$C46&\"!AH285\")),\"★\")","v":"★"},null,{"$f":"IFERROR(IF(INDIRECT($C$4&$C46&\"!V287\")=\"\",\"★\",INDIRECT($C$4&$C46&\"!V287\")),\"★\")","v":"★"},{"$f":"IFERROR(IF(INDIRECT($C$4&$C46&\"!Z287\")=\"\",\"★\",INDIRECT($C$4&$C46&\"!Z287\")),\"★\")","v":"★"},{"$f":"IFERROR(IF(INDIRECT($C$4&$C46&\"!AD287\")=\"\",\"★\",INDIRECT($C$4&$C46&\"!AD287\")),\"★\")","v":"★"},{"$f":"IFERROR(IF(INDIRECT($C$4&$C46&\"!AH287\")=\"\",\"★\",INDIRECT($C$4&$C46&\"!AH287\")),\"★\")","v":"★"},{"$f":"IFERROR(IF(INDIRECT($C$4&$C46&\"!B294\")=\"\",\"★\",INDIRECT($C$4&$C46&\"!B294\")),\"★\")","v":"★"},{"$f":"IFERROR(IF(INDIRECT($C$4&$C46&\"!E294\")=\"\",\"★\",INDIRECT($C$4&$C46&\"!E294\")),\"★\")","v":"★"},{"$f":"IFERROR(IF(INDIRECT($C$4&$C46&\"!I294\")=\"\",\"★\",INDIRECT($C$4&$C46&\"!I294\")),\"★\")","v":0},{"$f":"IFERROR(IF(INDIRECT($C$4&$C46&\"!I296\")=\"\",\"★\",INDIRECT($C$4&$C46&\"!I296\")),\"★\")","v":0},{"$f":"IFERROR(IF(INDIRECT($C$4&$C46&\"!O294\")=\"\",\"★\",INDIRECT($C$4&$C46&\"!O294\")),\"★\")","v":"---"},{"$f":"IFERROR(IF(INDIRECT($C$4&$C46&\"!R294\")=\"\",\"★\",INDIRECT($C$4&$C46&\"!R294\")),\"★\")","v":"★"},{"$f":"IFERROR(IF(INDIRECT($C$4&$C46&\"!V294\")=\"\",\"★\",INDIRECT($C$4&$C46&\"!V294\")),\"★\")","v":"★"},{"$f":"IFERROR(IF(INDIRECT($C$4&$C46&\"!Z294\")=\"\",\"★\",INDIRECT($C$4&$C46&\"!Z294\")),\"★\")","v":"★"},{"$f":"IFERROR(IF(INDIRECT($C$4&$C46&\"!AD294\")=\"\",\"★\",INDIRECT($C$4&$C46&\"!AD294\")),\"★\")","v":"★"},{"$f":"IFERROR(IF(INDIRECT($C$4&$C46&\"!AH294\")=\"\",\"★\",INDIRECT($C$4&$C46&\"!AH294\")),\"★\")","v":"★"},null,{"$f":"IFERROR(IF(INDIRECT($C$4&$C46&\"!V296\")=\"\",\"★\",INDIRECT($C$4&$C46&\"!V296\")),\"★\")","v":"★"},{"$f":"IFERROR(IF(INDIRECT($C$4&$C46&\"!Z296\")=\"\",\"★\",INDIRECT($C$4&$C46&\"!Z287\")),\"★\")","v":"★"},{"$f":"IFERROR(IF(INDIRECT($C$4&$C46&\"!AD296\")=\"\",\"★\",INDIRECT($C$4&$C46&\"!AD296\")),\"★\")","v":"★"},{"$f":"IFERROR(IF(INDIRECT($C$4&$C46&\"!AH296\")=\"\",\"★\",INDIRECT($C$4&$C46&\"!AH296\")),\"★\")","v":"★"},"end"]
[null,null,null,null,null,null,null,null,null,null,null,null,null,null,null,null,null,null,{"$f":"C46&\"-\"&2","v":"10-2"},{"$f":"IFERROR(IF(INDIRECT($C$4&$C46&\"!D92\")=\"\",\"★\",INDIRECT($C$4&$C46&\"!D92\")),\"★\")","v":"★"},{"$f":"IFERROR(IF(INDIRECT($C$4&$C46&\"!K92\")=\"\",\"★\",INDIRECT($C$4&$C46&\"!K92\")),\"★\")","v":"★"},{"$f":"IFERROR(IF(INDIRECT($C$4&$C46&\"!O92\")=\"\",\"★\",INDIRECT($C$4&$C46&\"!O92\")),\"★\")","v":"★"},{"$f":"IFERROR(IF(INDIRECT($C$4&$C46&\"!Q92\")=\"\",\"★\",INDIRECT($C$4&$C46&\"!Q92\")),\"★\")","v":"★"},{"$f":"IFERROR(IF(INDIRECT($C$4&$C46&\"!T92\")=\"\",\"★\",INDIRECT($C$4&$C46&\"!T92\")),\"★\")","v":"★"},{"$f":"IFERROR(IF(INDIRECT($C$4&$C46&\"!X92\")=\"\",\"★\",INDIRECT($C$4&$C46&\"!X92\")),\"★\")","v":"★"},null,{"$f":"IFERROR(IF(INDIRECT($C$4&$C46&\"!AB92\")=\"\",\"★\",INDIRECT($C$4&$C46&\"!AB92\")),\"★\")","v":"★"},{"$f":"IFERROR(IF(INDIRECT($C$4&$C46&\"!AF92\")=\"\",\"★\",INDIRECT($C$4&$C46&\"!AF92\")),\"★\")","v":"★"},null,{"$f":"IFERROR(IF(INDIRECT($C$4&$C46&\"!CH92\")=\"\",\"★\",INDIRECT($C$4&$C46&\"!CH92\")),\"★\")","v":"---"},null,null,{"$f":"IFERROR(IF(INDIRECT($C$4&$C46&\"!D113\")=\"\",\"★\",INDIRECT($C$4&$C46&\"!D113\")),\"★\")","v":"★"},{"$f":"IFERROR(IF(INDIRECT($C$4&$C46&\"!K113\")=\"\",\"★\",INDIRECT($C$4&$C46&\"!K113\")),\"★\")","v":"★"},{"$f":"IFERROR(IF(INDIRECT($C$4&$C46&\"!O113\")=\"\",\"★\",INDIRECT($C$4&$C46&\"!O113\")),\"★\")","v":"★"},{"$f":"IFERROR(IF(INDIRECT($C$4&$C46&\"!Q113\")=\"\",\"★\",INDIRECT($C$4&$C46&\"!Q113\")),\"★\")","v":"★"},{"$f":"IFERROR(IF(INDIRECT($C$4&$C46&\"!T113\")=\"\",\"★\",INDIRECT($C$4&$C46&\"!T113\")),\"★\")","v":"★"},{"$f":"IFERROR(IF(INDIRECT($C$4&$C46&\"!X113\")=\"\",\"★\",INDIRECT($C$4&$C46&\"!X113\")),\"★\")","v":"★"},null,{"$f":"IFERROR(IF(INDIRECT($C$4&$C46&\"!AB113\")=\"\",\"★\",INDIRECT($C$4&$C46&\"!AB113\")),\"★\")","v":"★"},{"$f":"IFERROR(IF(INDIRECT($C$4&$C46&\"!AF113\")=\"\",\"★\",INDIRECT($C$4&$C46&\"!AF113\")),\"★\")","v":"★"},null,{"$f":"IFERROR(IF(INDIRECT($C$4&$C46&\"!CH99\")=\"\",\"★\",INDIRECT($C$4&$C46&\"!CH99\")),\"★\")","v":"---"},null,null,{"$f":"IFERROR(IF(INDIRECT($C$4&$C46&\"!F270\")=\"\",\"★\",INDIRECT($C$4&$C46&\"!F270\")),\"★\")","v":"★"},{"$f":"IFERROR(IF(INDIRECT($C$4&$C46&\"!L270\")=\"\",\"★\",INDIRECT($C$4&$C46&\"!L270\")),\"★\")","v":"★"},null,null,null,null,null,null,null,null,null,null,null,null,null,null,null,null,null,null,null,null,null,null,null,null,null,null,null,null,null,null,null,null,null,"end"]
[null,null,null,null,null,null,null,null,null,null,null,null,null,null,null,null,null,null,{"$f":"C46&\"-\"&3","v":"10-3"},{"$f":"IFERROR(IF(INDIRECT($C$4&$C46&\"!D94\")=\"\",\"★\",INDIRECT($C$4&$C46&\"!D94\")),\"★\")","v":"★"},{"$f":"IFERROR(IF(INDIRECT($C$4&$C46&\"!K94\")=\"\",\"★\",INDIRECT($C$4&$C46&\"!K94\")),\"★\")","v":"★"},{"$f":"IFERROR(IF(INDIRECT($C$4&$C46&\"!O94\")=\"\",\"★\",INDIRECT($C$4&$C46&\"!O94\")),\"★\")","v":"★"},{"$f":"IFERROR(IF(INDIRECT($C$4&$C46&\"!Q94\")=\"\",\"★\",INDIRECT($C$4&$C46&\"!Q94\")),\"★\")","v":"★"},{"$f":"IFERROR(IF(INDIRECT($C$4&$C46&\"!T94\")=\"\",\"★\",INDIRECT($C$4&$C46&\"!T94\")),\"★\")","v":"★"},{"$f":"IFERROR(IF(INDIRECT($C$4&$C46&\"!X94\")=\"\",\"★\",INDIRECT($C$4&$C46&\"!X94\")),\"★\")","v":"★"},null,{"$f":"IFERROR(IF(INDIRECT($C$4&$C46&\"!AB94\")=\"\",\"★\",INDIRECT($C$4&$C46&\"!AB94\")),\"★\")","v":"★"},{"$f":"IFERROR(IF(INDIRECT($C$4&$C46&\"!AF94\")=\"\",\"★\",INDIRECT($C$4&$C46&\"!AF94\")),\"★\")","v":"★"},null,{"$f":"IFERROR(IF(INDIRECT($C$4&$C46&\"!CH93\")=\"\",\"★\",INDIRECT($C$4&$C46&\"!CH93\")),\"★\")","v":"---"},null,null,{"$f":"IFERROR(IF(INDIRECT($C$4&$C46&\"!D115\")=\"\",\"★\",INDIRECT($C$4&$C46&\"!D115\")),\"★\")","v":"★"},{"$f":"IFERROR(IF(INDIRECT($C$4&$C46&\"!K115\")=\"\",\"★\",INDIRECT($C$4&$C46&\"!K115\")),\"★\")","v":"★"},{"$f":"IFERROR(IF(INDIRECT($C$4&$C46&\"!O115\")=\"\",\"★\",INDIRECT($C$4&$C46&\"!O115\")),\"★\")","v":"★"},{"$f":"IFERROR(IF(INDIRECT($C$4&$C46&\"!Q115\")=\"\",\"★\",INDIRECT($C$4&$C46&\"!Q115\")),\"★\")","v":"★"},{"$f":"IFERROR(IF(INDIRECT($C$4&$C46&\"!T115\")=\"\",\"★\",INDIRECT($C$4&$C46&\"!T115\")),\"★\")","v":"★"},{"$f":"IFERROR(IF(INDIRECT($C$4&$C46&\"!X115\")=\"\",\"★\",INDIRECT($C$4&$C46&\"!X115\")),\"★\")","v":"★"},null,{"$f":"IFERROR(IF(INDIRECT($C$4&$C46&\"!AB115\")=\"\",\"★\",INDIRECT($C$4&$C46&\"!AB115\")),\"★\")","v":"★"},{"$f":"IFERROR(IF(INDIRECT($C$4&$C46&\"!AF115\")=\"\",\"★\",INDIRECT($C$4&$C46&\"!AF115\")),\"★\")","v":"★"},null,{"$f":"IFERROR(IF(INDIRECT($C$4&$C46&\"!CH100\")=\"\",\"★\",INDIRECT($C$4&$C46&\"!CH100\")),\"★\")","v":"---"},null,null,null,null,null,null,null,null,null,null,null,null,null,null,null,null,null,null,null,null,null,null,null,null,null,null,null,null,null,null,null,null,null,null,null,null,null,"end"]
[null,null,null,null,null,null,null,null,null,null,null,null,null,null,null,null,null,null,{"$f":"C46&\"-\"&4","v":"10-4"},{"$f":"IFERROR(IF(INDIRECT($C$4&$C46&\"!D96\")=\"\",\"★\",INDIRECT($C$4&$C46&\"!D96\")),\"★\")","v":"★"},{"$f":"IFERROR(IF(INDIRECT($C$4&$C46&\"!K96\")=\"\",\"★\",INDIRECT($C$4&$C46&\"!K96\")),\"★\")","v":"★"},{"$f":"IFERROR(IF(INDIRECT($C$4&$C46&\"!O96\")=\"\",\"★\",INDIRECT($C$4&$C46&\"!O96\")),\"★\")","v":"★"},{"$f":"IFERROR(IF(INDIRECT($C$4&$C46&\"!Q96\")=\"\",\"★\",INDIRECT($C$4&$C46&\"!Q96\")),\"★\")","v":"★"},{"$f":"IFERROR(IF(INDIRECT($C$4&$C46&\"!T96\")=\"\",\"★\",INDIRECT($C$4&$C46&\"!T96\")),\"★\")","v":"★"},{"$f":"IFERROR(IF(INDIRECT($C$4&$C46&\"!X96\")=\"\",\"★\",INDIRECT($C$4&$C46&\"!X96\")),\"★\")","v":"★"},null,{"$f":"IFERROR(IF(INDIRECT($C$4&$C46&\"!AB96\")=\"\",\"★\",INDIRECT($C$4&$C46&\"!AB96\")),\"★\")","v":"★"},{"$f":"IFERROR(IF(INDIRECT($C$4&$C46&\"!AF96\")=\"\",\"★\",INDIRECT($C$4&$C46&\"!AF96\")),\"★\")","v":"★"},null,{"$f":"IFERROR(IF(INDIRECT($C$4&$C46&\"!CH94\")=\"\",\"★\",INDIRECT($C$4&$C46&\"!CH94\")),\"★\")","v":"---"},null,null,{"$f":"IFERROR(IF(INDIRECT($C$4&$C46&\"!D117\")=\"\",\"★\",INDIRECT($C$4&$C46&\"!D117\")),\"★\")","v":"★"},{"$f":"IFERROR(IF(INDIRECT($C$4&$C46&\"!K117\")=\"\",\"★\",INDIRECT($C$4&$C46&\"!K117\")),\"★\")","v":"★"},{"$f":"IFERROR(IF(INDIRECT($C$4&$C46&\"!O117\")=\"\",\"★\",INDIRECT($C$4&$C46&\"!O117\")),\"★\")","v":"★"},{"$f":"IFERROR(IF(INDIRECT($C$4&$C46&\"!Q117\")=\"\",\"★\",INDIRECT($C$4&$C46&\"!Q117\")),\"★\")","v":"★"},{"$f":"IFERROR(IF(INDIRECT($C$4&$C46&\"!T117\")=\"\",\"★\",INDIRECT($C$4&$C46&\"!T117\")),\"★\")","v":"★"},{"$f":"IFERROR(IF(INDIRECT($C$4&$C46&\"!X117\")=\"\",\"★\",INDIRECT($C$4&$C46&\"!X117\")),\"★\")","v":"★"},null,{"$f":"IFERROR(IF(INDIRECT($C$4&$C46&\"!AB117\")=\"\",\"★\",INDIRECT($C$4&$C46&\"!AB117\")),\"★\")","v":"★"},{"$f":"IFERROR(IF(INDIRECT($C$4&$C46&\"!AF117\")=\"\",\"★\",INDIRECT($C$4&$C46&\"!AF117\")),\"★\")","v":"★"},null,{"$f":"IFERROR(IF(INDIRECT($C$4&$C46&\"!CH101\")=\"\",\"★\",INDIRECT($C$4&$C46&\"!CH101\")),\"★\")","v":"---"},null,null,null,null,null,null,null,null,null,null,null,null,null,null,null,null,null,null,null,null,null,null,null,null,null,null,null,null,null,null,null,null,null,null,null,null,null,"end"]
[null,null,11,{"$f":"IFERROR(IF(INDIRECT($C$4&$C50&\"!C9\")=\"\",\"★\",INDIRECT($C$4&$C50&\"!C9\")),\"★\")","v":"★"},{"$f":"IFERROR(IF(INDIRECT($C$4&$C50&\"!G9\")=\"\",\"★\",INDIRECT($C$4&$C50&\"!G9\")),\"★\")","v":"★"},{"$f":"IFERROR(IF(INDIRECT($C$4&$C50&\"!AB11\")=\"\",\"★\",INDIRECT($C$4&$C50&\"!AB11\")),\"★\")","v":"★"},{"$f":"IFERROR(IF(INDIRECT($C$4&$C50&\"!AB13\")=\"\",\"★\",INDIRECT($C$4&$C50&\"!AB13\")),\"★\")","v":"★"},{"$f":"IFERROR(IF(INDIRECT($C$4&$C50&\"!G11\")=\"\",\"★\",INDIRECT($C$4&$C50&\"!G11\")),\"★\")","v":"★"},{"$f":"IFERROR(IF(INDIRECT($C$4&$C50&\"!Y9\")=\"\",\"★\",INDIRECT($C$4&$C50&\"!Y9\")),\"★\")","v":"★"},{"$f":"IFERROR(IF(INDIRECT($C$4&$C50&\"!AB9\")=\"\",\"★\",INDIRECT($C$4&$C50&\"!AB9\")),\"★\")","v":"★"},{"$f":"IFERROR(IF(INDIRECT($C$4&$C50&\"!G13\")=\"\",\"★\",INDIRECT($C$4&$C50&\"!G13\")),\"★\")","v":"★"},{"$f":"IFERROR(IF(INDIRECT($C$4&$C50&\"!J75\")=\"\",\"★\",INDIRECT($C$4&$C50&\"!J75\")),\"★\")","v":0},{"$f":"IFERROR(IF(INDIRECT($C$4&$C50&\"!J77\")=\"\",\"★\",INDIRECT($C$4&$C50&\"!J77\")),\"★\")","v":0},{"$f":"IFERROR(IF(INDIRECT($C$4&$C50&\"!J81\")=\"\",\"★\",INDIRECT($C$4&$C50&\"!J81\")),\"★\")","v":0},{"$f":"IFERROR(IF(INDIRECT($C$4&$C50&\"!J83\")=\"\",\"★\",INDIRECT($C$4&$C50&\"!J83\")),\"★\")","v":"---"},{"$f":"IFERROR(IF(INDIRECT($C$4&$C50&\"!AD75\")=\"\",\"★\",INDIRECT($C$4&$C50&\"!AD75\")),\"★\")","v":0},{"$f":"IFERROR(IF(INDIRECT($C$4&$C50&\"!J79\")=\"\",\"★\",INDIRECT($C$4&$C50&\"!J79\")),\"★\")","v":0},{"$f":"IFERROR(IF(INDIRECT($C$4&$C50&\"!AD83\")=\"\",\"★\",INDIRECT($C$4&$C50&\"!AD83\")),\"★\")","v":"---"},{"$f":"C50&\"-\"&1","v":"11-1"},{"$f":"IFERROR(IF(INDIRECT($C$4&$C50&\"!D90\")=\"\",\"★\",INDIRECT($C$4&$C50&\"!D90\")),\"★\")","v":"★"},{"$f":"IFERROR(IF(INDIRECT($C$4&$C50&\"!K90\")=\"\",\"★\",INDIRECT($C$4&$C50&\"!K90\")),\"★\")","v":"★"},{"$f":"IFERROR(IF(INDIRECT($C$4&$C50&\"!O90\")=\"\",\"★\",INDIRECT($C$4&$C50&\"!O90\")),\"★\")","v":"★"},{"$f":"IFERROR(IF(INDIRECT($C$4&$C50&\"!Q90\")=\"\",\"★\",INDIRECT($C$4&$C50&\"!Q90\")),\"★\")","v":"★"},{"$f":"IFERROR(IF(INDIRECT($C$4&$C50&\"!T90\")=\"\",\"★\",INDIRECT($C$4&$C50&\"!T90\")),\"★\")","v":"★"},{"$f":"IFERROR(IF(INDIRECT($C$4&$C50&\"!X90\")=\"\",\"★\",INDIRECT($C$4&$C50&\"!X90\")),\"★\")","v":"★"},{"$f":"IFERROR(IF(INDIRECT($C$4&$C50&\"!X98\")=\"\",\"★\",INDIRECT($C$4&$C50&\"!X98\")),\"★\")","v":0},{"$f":"IFERROR(IF(INDIRECT($C$4&$C50&\"!AB90\")=\"\",\"★\",INDIRECT($C$4&$C50&\"!AB90\")),\"★\")","v":"★"},{"$f":"IFERROR(IF(INDIRECT($C$4&$C50&\"!AF90\")=\"\",\"★\",INDIRECT($C$4&$C50&\"!AF90\")),\"★\")","v":"★"},{"$f":"IFERROR(IF(INDIRECT($C$4&$C50&\"!AF106\")=\"\",\"★\",INDIRECT($C$4&$C50&\"!AF106\")),\"★\")","v":0},{"$f":"IFERROR(IF(INDIRECT($C$4&$C50&\"!CH91\")=\"\",\"★\",INDIRECT($C$4&$C50&\"!CH91\")),\"★\")","v":"---"},{"$f":"IFERROR(IF(INDIRECT($C$4&$C50&\"!K104\")=\"\",\"★\",INDIRECT($C$4&$C50&\"!K104\")),\"★\")","v":0},{"$f":"IFERROR(IF(INDIRECT($C$4&$C50&\"!K106\")=\"\",\"★\",INDIRECT($C$4&$C50&\"!K106\")),\"★\")","v":"---"},{"$f":"IFERROR(IF(INDIRECT($C$4&$C50&\"!D111\")=\"\",\"★\",INDIRECT($C$4&$C50&\"!D111\")),\"★\")","v":"★"},{"$f":"IFERROR(IF(INDIRECT($C$4&$C50&\"!K111\")=\"\",\"★\",INDIRECT($C$4&$C50&\"!K111\")),\"★\")","v":"★"},{"$f":"IFERROR(IF(INDIRECT($C$4&$C50&\"!O111\")=\"\",\"★\",INDIRECT($C$4&$C50&\"!O111\")),\"★\")","v":"★"},{"$f":"IFERROR(IF(INDIRECT($C$4&$C50&\"!Q111\")=\"\",\"★\",INDIRECT($C$4&$C50&\"!Q111\")),\"★\")","v":"★"},{"$f":"IFERROR(IF(INDIRECT($C$4&$C50&\"!T111\")=\"\",\"★\",INDIRECT($C$4&$C50&\"!T111\")),\"★\")","v":"★"},{"$f":"IFERROR(IF(INDIRECT($C$4&$C50&\"!X111\")=\"\",\"★\",INDIRECT($C$4&$C50&\"!X111\")),\"★\")","v":"★"},{"$f":"IFERROR(IF(INDIRECT($C$4&$C50&\"!X119\")=\"\",\"★\",INDIRECT($C$4&$C50&\"!X119\")),\"★\")","v":0},{"$f":"IFERROR(IF(INDIRECT($C$4&$C50&\"!AB111\")=\"\",\"★\",INDIRECT($C$4&$C50&\"!AB111\")),\"★\")","v":"★"},{"$f":"IFERROR(IF(INDIRECT($C$4&$C50&\"!AF111\")=\"\",\"★\",INDIRECT($C$4&$C50&\"!AF111\")),\"★\")","v":"★"},{"$f":"IFERROR(IF(INDIRECT($C$4&$C50&\"!AF127\")=\"\",\"★\",INDIRECT($C$4&$C50&\"!AF127\")),\"★\")","v":0},{"$f":"IFERROR(IF(INDIRECT($C$4&$C50&\"!CH98\")=\"\",\"★\",INDIRECT($C$4&$C50&\"!CH98\")),\"★\")","v":"---"},{"$f":"IFERROR(IF(INDIRECT($C$4&$C50&\"!K125\")=\"\",\"★\",INDIRECT($C$4&$C50&\"!K125\")),\"★\")","v":0},{"$f":"IFERROR(IF(INDIRECT($C$4&$C50&\"!K127\")=\"\",\"★\",INDIRECT($C$4&$C50&\"!K127\")),\"★\")","v":"---"},{"$f":"IFERROR(IF(INDIRECT($C$4&$C50&\"!F271\")=\"\",\"★\",INDIRECT($C$4&$C50&\"!F271\")&INDIRECT($C$4&$C50&\"!I271\")),\"★\")","v":"★"},{"$f":"IFERROR(IF(INDIRECT($C$4&$C50&\"!L271\")=\"\",\"★\",INDIRECT($C$4&$C50&\"!L271\")&INDIRECT($C$4&$C50&\"!O271\")),\"★\")","v":"★"},null,{"$f":"IFERROR(IF(INDIRECT($C$4&$C50&\"!V278\")=\"\",\"★\",INDIRECT($C$4&$C50&\"!V278\")),\"★\")","v":"★"},{"$f":"IFERROR(IF(INDIRECT($C$4&$C50&\"!Z278\")=\"\",\"★\",INDIRECT($C$4&$C50&\"!Z278\")),\"★\")","v":"★"},{"$f":"IFERROR(IF(INDIRECT($C$4&$C50&\"!AD278\")=\"\",\"★\",INDIRECT($C$4&$C50&\"!AD278\")),\"★\")","v":"★"},{"$f":"IFERROR(IF(INDIRECT($C$4&$C50&\"!AH278\")=\"\",\"★\",INDIRECT($C$4&$C50&\"!AH278\")),\"★\")","v":"★"},{"$f":"IFERROR(IF(INDIRECT($C$4&$C50&\"!I285\")=\"\",\"★\",INDIRECT($C$4&$C50&\"!I285\")),\"★\")","v":0},{"$f":"IFERROR(IF(INDIRECT($C$4&$C50&\"!I287\")=\"\",\"★\",INDIRECT($C$4&$C50&\"!I287\")),\"★\")","v":0},{"$f":"IFERROR(IF(INDIRECT($C$4&$C50&\"!O285\")=\"\",\"★\",INDIRECT($C$4&$C50&\"!O285\")),\"★\")","v":"---"},{"$f":"IFERROR(IF(INDIRECT($C$4&$C50&\"!R285\")=\"\",\"★\",INDIRECT($C$4&$C50&\"!R285\")),\"★\")","v":"★"},{"$f":"IFERROR(IF(INDIRECT($C$4&$C50&\"!V285\")=\"\",\"★\",INDIRECT($C$4&$C50&\"!V285\")),\"★\")","v":"★"},{"$f":"IFERROR(IF(INDIRECT($C$4&$C50&\"!Z285\")=\"\",\"★\",INDIRECT($C$4&$C50&\"!Z285\")),\"★\")","v":"★"},{"$f":"IFERROR(IF(INDIRECT($C$4&$C50&\"!AD285\")=\"\",\"★\",INDIRECT($C$4&$C50&\"!AD285\")),\"★\")","v":"★"},{"$f":"IFERROR(IF(INDIRECT($C$4&$C50&\"!AH285\")=\"\",\"★\",INDIRECT($C$4&$C50&\"!AH285\")),\"★\")","v":"★"},null,{"$f":"IFERROR(IF(INDIRECT($C$4&$C50&\"!V287\")=\"\",\"★\",INDIRECT($C$4&$C50&\"!V287\")),\"★\")","v":"★"},{"$f":"IFERROR(IF(INDIRECT($C$4&$C50&\"!Z287\")=\"\",\"★\",INDIRECT($C$4&$C50&\"!Z287\")),\"★\")","v":"★"},{"$f":"IFERROR(IF(INDIRECT($C$4&$C50&\"!AD287\")=\"\",\"★\",INDIRECT($C$4&$C50&\"!AD287\")),\"★\")","v":"★"},{"$f":"IFERROR(IF(INDIRECT($C$4&$C50&\"!AH287\")=\"\",\"★\",INDIRECT($C$4&$C50&\"!AH287\")),\"★\")","v":"★"},{"$f":"IFERROR(IF(INDIRECT($C$4&$C50&\"!B294\")=\"\",\"★\",INDIRECT($C$4&$C50&\"!B294\")),\"★\")","v":"★"},{"$f":"IFERROR(IF(INDIRECT($C$4&$C50&\"!E294\")=\"\",\"★\",INDIRECT($C$4&$C50&\"!E294\")),\"★\")","v":"★"},{"$f":"IFERROR(IF(INDIRECT($C$4&$C50&\"!I294\")=\"\",\"★\",INDIRECT($C$4&$C50&\"!I294\")),\"★\")","v":0},{"$f":"IFERROR(IF(INDIRECT($C$4&$C50&\"!I296\")=\"\",\"★\",INDIRECT($C$4&$C50&\"!I296\")),\"★\")","v":0},{"$f":"IFERROR(IF(INDIRECT($C$4&$C50&\"!O294\")=\"\",\"★\",INDIRECT($C$4&$C50&\"!O294\")),\"★\")","v":"---"},{"$f":"IFERROR(IF(INDIRECT($C$4&$C50&\"!R294\")=\"\",\"★\",INDIRECT($C$4&$C50&\"!R294\")),\"★\")","v":"★"},{"$f":"IFERROR(IF(INDIRECT($C$4&$C50&\"!V294\")=\"\",\"★\",INDIRECT($C$4&$C50&\"!V294\")),\"★\")","v":"★"},{"$f":"IFERROR(IF(INDIRECT($C$4&$C50&\"!Z294\")=\"\",\"★\",INDIRECT($C$4&$C50&\"!Z294\")),\"★\")","v":"★"},{"$f":"IFERROR(IF(INDIRECT($C$4&$C50&\"!AD294\")=\"\",\"★\",INDIRECT($C$4&$C50&\"!AD294\")),\"★\")","v":"★"},{"$f":"IFERROR(IF(INDIRECT($C$4&$C50&\"!AH294\")=\"\",\"★\",INDIRECT($C$4&$C50&\"!AH294\")),\"★\")","v":"★"},null,{"$f":"IFERROR(IF(INDIRECT($C$4&$C50&\"!V296\")=\"\",\"★\",INDIRECT($C$4&$C50&\"!V296\")),\"★\")","v":"★"},{"$f":"IFERROR(IF(INDIRECT($C$4&$C50&\"!Z296\")=\"\",\"★\",INDIRECT($C$4&$C50&\"!Z287\")),\"★\")","v":"★"},{"$f":"IFERROR(IF(INDIRECT($C$4&$C50&\"!AD296\")=\"\",\"★\",INDIRECT($C$4&$C50&\"!AD296\")),\"★\")","v":"★"},{"$f":"IFERROR(IF(INDIRECT($C$4&$C50&\"!AH296\")=\"\",\"★\",INDIRECT($C$4&$C50&\"!AH296\")),\"★\")","v":"★"},"end"]
[null,null,null,null,null,null,null,null,null,null,null,null,null,null,null,null,null,null,{"$f":"C50&\"-\"&2","v":"11-2"},{"$f":"IFERROR(IF(INDIRECT($C$4&$C50&\"!D92\")=\"\",\"★\",INDIRECT($C$4&$C50&\"!D92\")),\"★\")","v":"★"},{"$f":"IFERROR(IF(INDIRECT($C$4&$C50&\"!K92\")=\"\",\"★\",INDIRECT($C$4&$C50&\"!K92\")),\"★\")","v":"★"},{"$f":"IFERROR(IF(INDIRECT($C$4&$C50&\"!O92\")=\"\",\"★\",INDIRECT($C$4&$C50&\"!O92\")),\"★\")","v":"★"},{"$f":"IFERROR(IF(INDIRECT($C$4&$C50&\"!Q92\")=\"\",\"★\",INDIRECT($C$4&$C50&\"!Q92\")),\"★\")","v":"★"},{"$f":"IFERROR(IF(INDIRECT($C$4&$C50&\"!T92\")=\"\",\"★\",INDIRECT($C$4&$C50&\"!T92\")),\"★\")","v":"★"},{"$f":"IFERROR(IF(INDIRECT($C$4&$C50&\"!X92\")=\"\",\"★\",INDIRECT($C$4&$C50&\"!X92\")),\"★\")","v":"★"},null,{"$f":"IFERROR(IF(INDIRECT($C$4&$C50&\"!AB92\")=\"\",\"★\",INDIRECT($C$4&$C50&\"!AB92\")),\"★\")","v":"★"},{"$f":"IFERROR(IF(INDIRECT($C$4&$C50&\"!AF92\")=\"\",\"★\",INDIRECT($C$4&$C50&\"!AF92\")),\"★\")","v":"★"},null,{"$f":"IFERROR(IF(INDIRECT($C$4&$C50&\"!CH92\")=\"\",\"★\",INDIRECT($C$4&$C50&\"!CH92\")),\"★\")","v":"---"},null,null,{"$f":"IFERROR(IF(INDIRECT($C$4&$C50&\"!D113\")=\"\",\"★\",INDIRECT($C$4&$C50&\"!D113\")),\"★\")","v":"★"},{"$f":"IFERROR(IF(INDIRECT($C$4&$C50&\"!K113\")=\"\",\"★\",INDIRECT($C$4&$C50&\"!K113\")),\"★\")","v":"★"},{"$f":"IFERROR(IF(INDIRECT($C$4&$C50&\"!O113\")=\"\",\"★\",INDIRECT($C$4&$C50&\"!O113\")),\"★\")","v":"★"},{"$f":"IFERROR(IF(INDIRECT($C$4&$C50&\"!Q113\")=\"\",\"★\",INDIRECT($C$4&$C50&\"!Q113\")),\"★\")","v":"★"},{"$f":"IFERROR(IF(INDIRECT($C$4&$C50&\"!T113\")=\"\",\"★\",INDIRECT($C$4&$C50&\"!T113\")),\"★\")","v":"★"},{"$f":"IFERROR(IF(INDIRECT($C$4&$C50&\"!X113\")=\"\",\"★\",INDIRECT($C$4&$C50&\"!X113\")),\"★\")","v":"★"},null,{"$f":"IFERROR(IF(INDIRECT($C$4&$C50&\"!AB113\")=\"\",\"★\",INDIRECT($C$4&$C50&\"!AB113\")),\"★\")","v":"★"},{"$f":"IFERROR(IF(INDIRECT($C$4&$C50&\"!AF113\")=\"\",\"★\",INDIRECT($C$4&$C50&\"!AF113\")),\"★\")","v":"★"},null,{"$f":"IFERROR(IF(INDIRECT($C$4&$C50&\"!CH99\")=\"\",\"★\",INDIRECT($C$4&$C50&\"!CH99\")),\"★\")","v":"---"},null,null,{"$f":"IFERROR(IF(INDIRECT($C$4&$C50&\"!F270\")=\"\",\"★\",INDIRECT($C$4&$C50&\"!F270\")),\"★\")","v":"★"},{"$f":"IFERROR(IF(INDIRECT($C$4&$C50&\"!L270\")=\"\",\"★\",INDIRECT($C$4&$C50&\"!L270\")),\"★\")","v":"★"},null,null,null,null,null,null,null,null,null,null,null,null,null,null,null,null,null,null,null,null,null,null,null,null,null,null,null,null,null,null,null,null,null,"end"]
[null,null,null,null,null,null,null,null,null,null,null,null,null,null,null,null,null,null,{"$f":"C50&\"-\"&3","v":"11-3"},{"$f":"IFERROR(IF(INDIRECT($C$4&$C50&\"!D94\")=\"\",\"★\",INDIRECT($C$4&$C50&\"!D94\")),\"★\")","v":"★"},{"$f":"IFERROR(IF(INDIRECT($C$4&$C50&\"!K94\")=\"\",\"★\",INDIRECT($C$4&$C50&\"!K94\")),\"★\")","v":"★"},{"$f":"IFERROR(IF(INDIRECT($C$4&$C50&\"!O94\")=\"\",\"★\",INDIRECT($C$4&$C50&\"!O94\")),\"★\")","v":"★"},{"$f":"IFERROR(IF(INDIRECT($C$4&$C50&\"!Q94\")=\"\",\"★\",INDIRECT($C$4&$C50&\"!Q94\")),\"★\")","v":"★"},{"$f":"IFERROR(IF(INDIRECT($C$4&$C50&\"!T94\")=\"\",\"★\",INDIRECT($C$4&$C50&\"!T94\")),\"★\")","v":"★"},{"$f":"IFERROR(IF(INDIRECT($C$4&$C50&\"!X94\")=\"\",\"★\",INDIRECT($C$4&$C50&\"!X94\")),\"★\")","v":"★"},null,{"$f":"IFERROR(IF(INDIRECT($C$4&$C50&\"!AB94\")=\"\",\"★\",INDIRECT($C$4&$C50&\"!AB94\")),\"★\")","v":"★"},{"$f":"IFERROR(IF(INDIRECT($C$4&$C50&\"!AF94\")=\"\",\"★\",INDIRECT($C$4&$C50&\"!AF94\")),\"★\")","v":"★"},null,{"$f":"IFERROR(IF(INDIRECT($C$4&$C50&\"!CH93\")=\"\",\"★\",INDIRECT($C$4&$C50&\"!CH93\")),\"★\")","v":"---"},null,null,{"$f":"IFERROR(IF(INDIRECT($C$4&$C50&\"!D115\")=\"\",\"★\",INDIRECT($C$4&$C50&\"!D115\")),\"★\")","v":"★"},{"$f":"IFERROR(IF(INDIRECT($C$4&$C50&\"!K115\")=\"\",\"★\",INDIRECT($C$4&$C50&\"!K115\")),\"★\")","v":"★"},{"$f":"IFERROR(IF(INDIRECT($C$4&$C50&\"!O115\")=\"\",\"★\",INDIRECT($C$4&$C50&\"!O115\")),\"★\")","v":"★"},{"$f":"IFERROR(IF(INDIRECT($C$4&$C50&\"!Q115\")=\"\",\"★\",INDIRECT($C$4&$C50&\"!Q115\")),\"★\")","v":"★"},{"$f":"IFERROR(IF(INDIRECT($C$4&$C50&\"!T115\")=\"\",\"★\",INDIRECT($C$4&$C50&\"!T115\")),\"★\")","v":"★"},{"$f":"IFERROR(IF(INDIRECT($C$4&$C50&\"!X115\")=\"\",\"★\",INDIRECT($C$4&$C50&\"!X115\")),\"★\")","v":"★"},null,{"$f":"IFERROR(IF(INDIRECT($C$4&$C50&\"!AB115\")=\"\",\"★\",INDIRECT($C$4&$C50&\"!AB115\")),\"★\")","v":"★"},{"$f":"IFERROR(IF(INDIRECT($C$4&$C50&\"!AF115\")=\"\",\"★\",INDIRECT($C$4&$C50&\"!AF115\")),\"★\")","v":"★"},null,{"$f":"IFERROR(IF(INDIRECT($C$4&$C50&\"!CH100\")=\"\",\"★\",INDIRECT($C$4&$C50&\"!CH100\")),\"★\")","v":"---"},null,null,null,null,null,null,null,null,null,null,null,null,null,null,null,null,null,null,null,null,null,null,null,null,null,null,null,null,null,null,null,null,null,null,null,null,null,"end"]
[null,null,null,null,null,null,null,null,null,null,null,null,null,null,null,null,null,null,{"$f":"C50&\"-\"&4","v":"11-4"},{"$f":"IFERROR(IF(INDIRECT($C$4&$C50&\"!D96\")=\"\",\"★\",INDIRECT($C$4&$C50&\"!D96\")),\"★\")","v":"★"},{"$f":"IFERROR(IF(INDIRECT($C$4&$C50&\"!K96\")=\"\",\"★\",INDIRECT($C$4&$C50&\"!K96\")),\"★\")","v":"★"},{"$f":"IFERROR(IF(INDIRECT($C$4&$C50&\"!O96\")=\"\",\"★\",INDIRECT($C$4&$C50&\"!O96\")),\"★\")","v":"★"},{"$f":"IFERROR(IF(INDIRECT($C$4&$C50&\"!Q96\")=\"\",\"★\",INDIRECT($C$4&$C50&\"!Q96\")),\"★\")","v":"★"},{"$f":"IFERROR(IF(INDIRECT($C$4&$C50&\"!T96\")=\"\",\"★\",INDIRECT($C$4&$C50&\"!T96\")),\"★\")","v":"★"},{"$f":"IFERROR(IF(INDIRECT($C$4&$C50&\"!X96\")=\"\",\"★\",INDIRECT($C$4&$C50&\"!X96\")),\"★\")","v":"★"},null,{"$f":"IFERROR(IF(INDIRECT($C$4&$C50&\"!AB96\")=\"\",\"★\",INDIRECT($C$4&$C50&\"!AB96\")),\"★\")","v":"★"},{"$f":"IFERROR(IF(INDIRECT($C$4&$C50&\"!AF96\")=\"\",\"★\",INDIRECT($C$4&$C50&\"!AF96\")),\"★\")","v":"★"},null,{"$f":"IFERROR(IF(INDIRECT($C$4&$C50&\"!CH94\")=\"\",\"★\",INDIRECT($C$4&$C50&\"!CH94\")),\"★\")","v":"---"},null,null,{"$f":"IFERROR(IF(INDIRECT($C$4&$C50&\"!D117\")=\"\",\"★\",INDIRECT($C$4&$C50&\"!D117\")),\"★\")","v":"★"},{"$f":"IFERROR(IF(INDIRECT($C$4&$C50&\"!K117\")=\"\",\"★\",INDIRECT($C$4&$C50&\"!K117\")),\"★\")","v":"★"},{"$f":"IFERROR(IF(INDIRECT($C$4&$C50&\"!O117\")=\"\",\"★\",INDIRECT($C$4&$C50&\"!O117\")),\"★\")","v":"★"},{"$f":"IFERROR(IF(INDIRECT($C$4&$C50&\"!Q117\")=\"\",\"★\",INDIRECT($C$4&$C50&\"!Q117\")),\"★\")","v":"★"},{"$f":"IFERROR(IF(INDIRECT($C$4&$C50&\"!T117\")=\"\",\"★\",INDIRECT($C$4&$C50&\"!T117\")),\"★\")","v":"★"},{"$f":"IFERROR(IF(INDIRECT($C$4&$C50&\"!X117\")=\"\",\"★\",INDIRECT($C$4&$C50&\"!X117\")),\"★\")","v":"★"},null,{"$f":"IFERROR(IF(INDIRECT($C$4&$C50&\"!AB117\")=\"\",\"★\",INDIRECT($C$4&$C50&\"!AB117\")),\"★\")","v":"★"},{"$f":"IFERROR(IF(INDIRECT($C$4&$C50&\"!AF117\")=\"\",\"★\",INDIRECT($C$4&$C50&\"!AF117\")),\"★\")","v":"★"},null,{"$f":"IFERROR(IF(INDIRECT($C$4&$C50&\"!CH101\")=\"\",\"★\",INDIRECT($C$4&$C50&\"!CH101\")),\"★\")","v":"---"},null,null,null,null,null,null,null,null,null,null,null,null,null,null,null,null,null,null,null,null,null,null,null,null,null,null,null,null,null,null,null,null,null,null,null,null,null,"end"]
[null,null,12,{"$f":"IFERROR(IF(INDIRECT($C$4&$C54&\"!C9\")=\"\",\"★\",INDIRECT($C$4&$C54&\"!C9\")),\"★\")","v":"★"},{"$f":"IFERROR(IF(INDIRECT($C$4&$C54&\"!G9\")=\"\",\"★\",INDIRECT($C$4&$C54&\"!G9\")),\"★\")","v":"★"},{"$f":"IFERROR(IF(INDIRECT($C$4&$C54&\"!AB11\")=\"\",\"★\",INDIRECT($C$4&$C54&\"!AB11\")),\"★\")","v":"★"},{"$f":"IFERROR(IF(INDIRECT($C$4&$C54&\"!AB13\")=\"\",\"★\",INDIRECT($C$4&$C54&\"!AB13\")),\"★\")","v":"★"},{"$f":"IFERROR(IF(INDIRECT($C$4&$C54&\"!G11\")=\"\",\"★\",INDIRECT($C$4&$C54&\"!G11\")),\"★\")","v":"★"},{"$f":"IFERROR(IF(INDIRECT($C$4&$C54&\"!Y9\")=\"\",\"★\",INDIRECT($C$4&$C54&\"!Y9\")),\"★\")","v":"★"},{"$f":"IFERROR(IF(INDIRECT($C$4&$C54&\"!AB9\")=\"\",\"★\",INDIRECT($C$4&$C54&\"!AB9\")),\"★\")","v":"★"},{"$f":"IFERROR(IF(INDIRECT($C$4&$C54&\"!G13\")=\"\",\"★\",INDIRECT($C$4&$C54&\"!G13\")),\"★\")","v":"★"},{"$f":"IFERROR(IF(INDIRECT($C$4&$C54&\"!J75\")=\"\",\"★\",INDIRECT($C$4&$C54&\"!J75\")),\"★\")","v":0},{"$f":"IFERROR(IF(INDIRECT($C$4&$C54&\"!J77\")=\"\",\"★\",INDIRECT($C$4&$C54&\"!J77\")),\"★\")","v":0},{"$f":"IFERROR(IF(INDIRECT($C$4&$C54&\"!J81\")=\"\",\"★\",INDIRECT($C$4&$C54&\"!J81\")),\"★\")","v":0},{"$f":"IFERROR(IF(INDIRECT($C$4&$C54&\"!J83\")=\"\",\"★\",INDIRECT($C$4&$C54&\"!J83\")),\"★\")","v":"---"},{"$f":"IFERROR(IF(INDIRECT($C$4&$C54&\"!AD75\")=\"\",\"★\",INDIRECT($C$4&$C54&\"!AD75\")),\"★\")","v":0},{"$f":"IFERROR(IF(INDIRECT($C$4&$C54&\"!J79\")=\"\",\"★\",INDIRECT($C$4&$C54&\"!J79\")),\"★\")","v":0},{"$f":"IFERROR(IF(INDIRECT($C$4&$C54&\"!AD83\")=\"\",\"★\",INDIRECT($C$4&$C54&\"!AD83\")),\"★\")","v":"---"},{"$f":"C54&\"-\"&1","v":"12-1"},{"$f":"IFERROR(IF(INDIRECT($C$4&$C54&\"!D90\")=\"\",\"★\",INDIRECT($C$4&$C54&\"!D90\")),\"★\")","v":"★"},{"$f":"IFERROR(IF(INDIRECT($C$4&$C54&\"!K90\")=\"\",\"★\",INDIRECT($C$4&$C54&\"!K90\")),\"★\")","v":"★"},{"$f":"IFERROR(IF(INDIRECT($C$4&$C54&\"!O90\")=\"\",\"★\",INDIRECT($C$4&$C54&\"!O90\")),\"★\")","v":"★"},{"$f":"IFERROR(IF(INDIRECT($C$4&$C54&\"!Q90\")=\"\",\"★\",INDIRECT($C$4&$C54&\"!Q90\")),\"★\")","v":"★"},{"$f":"IFERROR(IF(INDIRECT($C$4&$C54&\"!T90\")=\"\",\"★\",INDIRECT($C$4&$C54&\"!T90\")),\"★\")","v":"★"},{"$f":"IFERROR(IF(INDIRECT($C$4&$C54&\"!X90\")=\"\",\"★\",INDIRECT($C$4&$C54&\"!X90\")),\"★\")","v":"★"},{"$f":"IFERROR(IF(INDIRECT($C$4&$C54&\"!X98\")=\"\",\"★\",INDIRECT($C$4&$C54&\"!X98\")),\"★\")","v":0},{"$f":"IFERROR(IF(INDIRECT($C$4&$C54&\"!AB90\")=\"\",\"★\",INDIRECT($C$4&$C54&\"!AB90\")),\"★\")","v":"★"},{"$f":"IFERROR(IF(INDIRECT($C$4&$C54&\"!AF90\")=\"\",\"★\",INDIRECT($C$4&$C54&\"!AF90\")),\"★\")","v":"★"},{"$f":"IFERROR(IF(INDIRECT($C$4&$C54&\"!AF106\")=\"\",\"★\",INDIRECT($C$4&$C54&\"!AF106\")),\"★\")","v":0},{"$f":"IFERROR(IF(INDIRECT($C$4&$C54&\"!CH91\")=\"\",\"★\",INDIRECT($C$4&$C54&\"!CH91\")),\"★\")","v":"---"},{"$f":"IFERROR(IF(INDIRECT($C$4&$C54&\"!K104\")=\"\",\"★\",INDIRECT($C$4&$C54&\"!K104\")),\"★\")","v":0},{"$f":"IFERROR(IF(INDIRECT($C$4&$C54&\"!K106\")=\"\",\"★\",INDIRECT($C$4&$C54&\"!K106\")),\"★\")","v":"---"},{"$f":"IFERROR(IF(INDIRECT($C$4&$C54&\"!D111\")=\"\",\"★\",INDIRECT($C$4&$C54&\"!D111\")),\"★\")","v":"★"},{"$f":"IFERROR(IF(INDIRECT($C$4&$C54&\"!K111\")=\"\",\"★\",INDIRECT($C$4&$C54&\"!K111\")),\"★\")","v":"★"},{"$f":"IFERROR(IF(INDIRECT($C$4&$C54&\"!O111\")=\"\",\"★\",INDIRECT($C$4&$C54&\"!O111\")),\"★\")","v":"★"},{"$f":"IFERROR(IF(INDIRECT($C$4&$C54&\"!Q111\")=\"\",\"★\",INDIRECT($C$4&$C54&\"!Q111\")),\"★\")","v":"★"},{"$f":"IFERROR(IF(INDIRECT($C$4&$C54&\"!T111\")=\"\",\"★\",INDIRECT($C$4&$C54&\"!T111\")),\"★\")","v":"★"},{"$f":"IFERROR(IF(INDIRECT($C$4&$C54&\"!X111\")=\"\",\"★\",INDIRECT($C$4&$C54&\"!X111\")),\"★\")","v":"★"},{"$f":"IFERROR(IF(INDIRECT($C$4&$C54&\"!X119\")=\"\",\"★\",INDIRECT($C$4&$C54&\"!X119\")),\"★\")","v":0},{"$f":"IFERROR(IF(INDIRECT($C$4&$C54&\"!AB111\")=\"\",\"★\",INDIRECT($C$4&$C54&\"!AB111\")),\"★\")","v":"★"},{"$f":"IFERROR(IF(INDIRECT($C$4&$C54&\"!AF111\")=\"\",\"★\",INDIRECT($C$4&$C54&\"!AF111\")),\"★\")","v":"★"},{"$f":"IFERROR(IF(INDIRECT($C$4&$C54&\"!AF127\")=\"\",\"★\",INDIRECT($C$4&$C54&\"!AF127\")),\"★\")","v":0},{"$f":"IFERROR(IF(INDIRECT($C$4&$C54&\"!CH98\")=\"\",\"★\",INDIRECT($C$4&$C54&\"!CH98\")),\"★\")","v":"---"},{"$f":"IFERROR(IF(INDIRECT($C$4&$C54&\"!K125\")=\"\",\"★\",INDIRECT($C$4&$C54&\"!K125\")),\"★\")","v":0},{"$f":"IFERROR(IF(INDIRECT($C$4&$C54&\"!K127\")=\"\",\"★\",INDIRECT($C$4&$C54&\"!K127\")),\"★\")","v":"---"},{"$f":"IFERROR(IF(INDIRECT($C$4&$C54&\"!F271\")=\"\",\"★\",INDIRECT($C$4&$C54&\"!F271\")&INDIRECT($C$4&$C54&\"!I271\")),\"★\")","v":"★"},{"$f":"IFERROR(IF(INDIRECT($C$4&$C54&\"!L271\")=\"\",\"★\",INDIRECT($C$4&$C54&\"!L271\")&INDIRECT($C$4&$C54&\"!O271\")),\"★\")","v":"★"},null,{"$f":"IFERROR(IF(INDIRECT($C$4&$C54&\"!V278\")=\"\",\"★\",INDIRECT($C$4&$C54&\"!V278\")),\"★\")","v":"★"},{"$f":"IFERROR(IF(INDIRECT($C$4&$C54&\"!Z278\")=\"\",\"★\",INDIRECT($C$4&$C54&\"!Z278\")),\"★\")","v":"★"},{"$f":"IFERROR(IF(INDIRECT($C$4&$C54&\"!AD278\")=\"\",\"★\",INDIRECT($C$4&$C54&\"!AD278\")),\"★\")","v":"★"},{"$f":"IFERROR(IF(INDIRECT($C$4&$C54&\"!AH278\")=\"\",\"★\",INDIRECT($C$4&$C54&\"!AH278\")),\"★\")","v":"★"},{"$f":"IFERROR(IF(INDIRECT($C$4&$C54&\"!I285\")=\"\",\"★\",INDIRECT($C$4&$C54&\"!I285\")),\"★\")","v":0},{"$f":"IFERROR(IF(INDIRECT($C$4&$C54&\"!I287\")=\"\",\"★\",INDIRECT($C$4&$C54&\"!I287\")),\"★\")","v":0},{"$f":"IFERROR(IF(INDIRECT($C$4&$C54&\"!O285\")=\"\",\"★\",INDIRECT($C$4&$C54&\"!O285\")),\"★\")","v":"---"},{"$f":"IFERROR(IF(INDIRECT($C$4&$C54&\"!R285\")=\"\",\"★\",INDIRECT($C$4&$C54&\"!R285\")),\"★\")","v":"★"},{"$f":"IFERROR(IF(INDIRECT($C$4&$C54&\"!V285\")=\"\",\"★\",INDIRECT($C$4&$C54&\"!V285\")),\"★\")","v":"★"},{"$f":"IFERROR(IF(INDIRECT($C$4&$C54&\"!Z285\")=\"\",\"★\",INDIRECT($C$4&$C54&\"!Z285\")),\"★\")","v":"★"},{"$f":"IFERROR(IF(INDIRECT($C$4&$C54&\"!AD285\")=\"\",\"★\",INDIRECT($C$4&$C54&\"!AD285\")),\"★\")","v":"★"},{"$f":"IFERROR(IF(INDIRECT($C$4&$C54&\"!AH285\")=\"\",\"★\",INDIRECT($C$4&$C54&\"!AH285\")),\"★\")","v":"★"},null,{"$f":"IFERROR(IF(INDIRECT($C$4&$C54&\"!V287\")=\"\",\"★\",INDIRECT($C$4&$C54&\"!V287\")),\"★\")","v":"★"},{"$f":"IFERROR(IF(INDIRECT($C$4&$C54&\"!Z287\")=\"\",\"★\",INDIRECT($C$4&$C54&\"!Z287\")),\"★\")","v":"★"},{"$f":"IFERROR(IF(INDIRECT($C$4&$C54&\"!AD287\")=\"\",\"★\",INDIRECT($C$4&$C54&\"!AD287\")),\"★\")","v":"★"},{"$f":"IFERROR(IF(INDIRECT($C$4&$C54&\"!AH287\")=\"\",\"★\",INDIRECT($C$4&$C54&\"!AH287\")),\"★\")","v":"★"},{"$f":"IFERROR(IF(INDIRECT($C$4&$C54&\"!B294\")=\"\",\"★\",INDIRECT($C$4&$C54&\"!B294\")),\"★\")","v":"★"},{"$f":"IFERROR(IF(INDIRECT($C$4&$C54&\"!E294\")=\"\",\"★\",INDIRECT($C$4&$C54&\"!E294\")),\"★\")","v":"★"},{"$f":"IFERROR(IF(INDIRECT($C$4&$C54&\"!I294\")=\"\",\"★\",INDIRECT($C$4&$C54&\"!I294\")),\"★\")","v":0},{"$f":"IFERROR(IF(INDIRECT($C$4&$C54&\"!I296\")=\"\",\"★\",INDIRECT($C$4&$C54&\"!I296\")),\"★\")","v":0},{"$f":"IFERROR(IF(INDIRECT($C$4&$C54&\"!O294\")=\"\",\"★\",INDIRECT($C$4&$C54&\"!O294\")),\"★\")","v":"---"},{"$f":"IFERROR(IF(INDIRECT($C$4&$C54&\"!R294\")=\"\",\"★\",INDIRECT($C$4&$C54&\"!R294\")),\"★\")","v":"★"},{"$f":"IFERROR(IF(INDIRECT($C$4&$C54&\"!V294\")=\"\",\"★\",INDIRECT($C$4&$C54&\"!V294\")),\"★\")","v":"★"},{"$f":"IFERROR(IF(INDIRECT($C$4&$C54&\"!Z294\")=\"\",\"★\",INDIRECT($C$4&$C54&\"!Z294\")),\"★\")","v":"★"},{"$f":"IFERROR(IF(INDIRECT($C$4&$C54&\"!AD294\")=\"\",\"★\",INDIRECT($C$4&$C54&\"!AD294\")),\"★\")","v":"★"},{"$f":"IFERROR(IF(INDIRECT($C$4&$C54&\"!AH294\")=\"\",\"★\",INDIRECT($C$4&$C54&\"!AH294\")),\"★\")","v":"★"},null,{"$f":"IFERROR(IF(INDIRECT($C$4&$C54&\"!V296\")=\"\",\"★\",INDIRECT($C$4&$C54&\"!V296\")),\"★\")","v":"★"},{"$f":"IFERROR(IF(INDIRECT($C$4&$C54&\"!Z296\")=\"\",\"★\",INDIRECT($C$4&$C54&\"!Z287\")),\"★\")","v":"★"},{"$f":"IFERROR(IF(INDIRECT($C$4&$C54&\"!AD296\")=\"\",\"★\",INDIRECT($C$4&$C54&\"!AD296\")),\"★\")","v":"★"},{"$f":"IFERROR(IF(INDIRECT($C$4&$C54&\"!AH296\")=\"\",\"★\",INDIRECT($C$4&$C54&\"!AH296\")),\"★\")","v":"★"},"end"]
[null,null,null,null,null,null,null,null,null,null,null,null,null,null,null,null,null,null,{"$f":"C54&\"-\"&2","v":"12-2"},{"$f":"IFERROR(IF(INDIRECT($C$4&$C54&\"!D92\")=\"\",\"★\",INDIRECT($C$4&$C54&\"!D92\")),\"★\")","v":"★"},{"$f":"IFERROR(IF(INDIRECT($C$4&$C54&\"!K92\")=\"\",\"★\",INDIRECT($C$4&$C54&\"!K92\")),\"★\")","v":"★"},{"$f":"IFERROR(IF(INDIRECT($C$4&$C54&\"!O92\")=\"\",\"★\",INDIRECT($C$4&$C54&\"!O92\")),\"★\")","v":"★"},{"$f":"IFERROR(IF(INDIRECT($C$4&$C54&\"!Q92\")=\"\",\"★\",INDIRECT($C$4&$C54&\"!Q92\")),\"★\")","v":"★"},{"$f":"IFERROR(IF(INDIRECT($C$4&$C54&\"!T92\")=\"\",\"★\",INDIRECT($C$4&$C54&\"!T92\")),\"★\")","v":"★"},{"$f":"IFERROR(IF(INDIRECT($C$4&$C54&\"!X92\")=\"\",\"★\",INDIRECT($C$4&$C54&\"!X92\")),\"★\")","v":"★"},null,{"$f":"IFERROR(IF(INDIRECT($C$4&$C54&\"!AB92\")=\"\",\"★\",INDIRECT($C$4&$C54&\"!AB92\")),\"★\")","v":"★"},{"$f":"IFERROR(IF(INDIRECT($C$4&$C54&\"!AF92\")=\"\",\"★\",INDIRECT($C$4&$C54&\"!AF92\")),\"★\")","v":"★"},null,{"$f":"IFERROR(IF(INDIRECT($C$4&$C54&\"!CH92\")=\"\",\"★\",INDIRECT($C$4&$C54&\"!CH92\")),\"★\")","v":"---"},null,null,{"$f":"IFERROR(IF(INDIRECT($C$4&$C54&\"!D113\")=\"\",\"★\",INDIRECT($C$4&$C54&\"!D113\")),\"★\")","v":"★"},{"$f":"IFERROR(IF(INDIRECT($C$4&$C54&\"!K113\")=\"\",\"★\",INDIRECT($C$4&$C54&\"!K113\")),\"★\")","v":"★"},{"$f":"IFERROR(IF(INDIRECT($C$4&$C54&\"!O113\")=\"\",\"★\",INDIRECT($C$4&$C54&\"!O113\")),\"★\")","v":"★"},{"$f":"IFERROR(IF(INDIRECT($C$4&$C54&\"!Q113\")=\"\",\"★\",INDIRECT($C$4&$C54&\"!Q113\")),\"★\")","v":"★"},{"$f":"IFERROR(IF(INDIRECT($C$4&$C54&\"!T113\")=\"\",\"★\",INDIRECT($C$4&$C54&\"!T113\")),\"★\")","v":"★"},{"$f":"IFERROR(IF(INDIRECT($C$4&$C54&\"!X113\")=\"\",\"★\",INDIRECT($C$4&$C54&\"!X113\")),\"★\")","v":"★"},null,{"$f":"IFERROR(IF(INDIRECT($C$4&$C54&\"!AB113\")=\"\",\"★\",INDIRECT($C$4&$C54&\"!AB113\")),\"★\")","v":"★"},{"$f":"IFERROR(IF(INDIRECT($C$4&$C54&\"!AF113\")=\"\",\"★\",INDIRECT($C$4&$C54&\"!AF113\")),\"★\")","v":"★"},null,{"$f":"IFERROR(IF(INDIRECT($C$4&$C54&\"!CH99\")=\"\",\"★\",INDIRECT($C$4&$C54&\"!CH99\")),\"★\")","v":"---"},null,null,{"$f":"IFERROR(IF(INDIRECT($C$4&$C54&\"!F270\")=\"\",\"★\",INDIRECT($C$4&$C54&\"!F270\")),\"★\")","v":"★"},{"$f":"IFERROR(IF(INDIRECT($C$4&$C54&\"!L270\")=\"\",\"★\",INDIRECT($C$4&$C54&\"!L270\")),\"★\")","v":"★"},null,null,null,null,null,null,null,null,null,null,null,null,null,null,null,null,null,null,null,null,null,null,null,null,null,null,null,null,null,null,null,null,null,"end"]
[null,null,null,null,null,null,null,null,null,null,null,null,null,null,null,null,null,null,{"$f":"C54&\"-\"&3","v":"12-3"},{"$f":"IFERROR(IF(INDIRECT($C$4&$C54&\"!D94\")=\"\",\"★\",INDIRECT($C$4&$C54&\"!D94\")),\"★\")","v":"★"},{"$f":"IFERROR(IF(INDIRECT($C$4&$C54&\"!K94\")=\"\",\"★\",INDIRECT($C$4&$C54&\"!K94\")),\"★\")","v":"★"},{"$f":"IFERROR(IF(INDIRECT($C$4&$C54&\"!O94\")=\"\",\"★\",INDIRECT($C$4&$C54&\"!O94\")),\"★\")","v":"★"},{"$f":"IFERROR(IF(INDIRECT($C$4&$C54&\"!Q94\")=\"\",\"★\",INDIRECT($C$4&$C54&\"!Q94\")),\"★\")","v":"★"},{"$f":"IFERROR(IF(INDIRECT($C$4&$C54&\"!T94\")=\"\",\"★\",INDIRECT($C$4&$C54&\"!T94\")),\"★\")","v":"★"},{"$f":"IFERROR(IF(INDIRECT($C$4&$C54&\"!X94\")=\"\",\"★\",INDIRECT($C$4&$C54&\"!X94\")),\"★\")","v":"★"},null,{"$f":"IFERROR(IF(INDIRECT($C$4&$C54&\"!AB94\")=\"\",\"★\",INDIRECT($C$4&$C54&\"!AB94\")),\"★\")","v":"★"},{"$f":"IFERROR(IF(INDIRECT($C$4&$C54&\"!AF94\")=\"\",\"★\",INDIRECT($C$4&$C54&\"!AF94\")),\"★\")","v":"★"},null,{"$f":"IFERROR(IF(INDIRECT($C$4&$C54&\"!CH93\")=\"\",\"★\",INDIRECT($C$4&$C54&\"!CH93\")),\"★\")","v":"---"},null,null,{"$f":"IFERROR(IF(INDIRECT($C$4&$C54&\"!D115\")=\"\",\"★\",INDIRECT($C$4&$C54&\"!D115\")),\"★\")","v":"★"},{"$f":"IFERROR(IF(INDIRECT($C$4&$C54&\"!K115\")=\"\",\"★\",INDIRECT($C$4&$C54&\"!K115\")),\"★\")","v":"★"},{"$f":"IFERROR(IF(INDIRECT($C$4&$C54&\"!O115\")=\"\",\"★\",INDIRECT($C$4&$C54&\"!O115\")),\"★\")","v":"★"},{"$f":"IFERROR(IF(INDIRECT($C$4&$C54&\"!Q115\")=\"\",\"★\",INDIRECT($C$4&$C54&\"!Q115\")),\"★\")","v":"★"},{"$f":"IFERROR(IF(INDIRECT($C$4&$C54&\"!T115\")=\"\",\"★\",INDIRECT($C$4&$C54&\"!T115\")),\"★\")","v":"★"},{"$f":"IFERROR(IF(INDIRECT($C$4&$C54&\"!X115\")=\"\",\"★\",INDIRECT($C$4&$C54&\"!X115\")),\"★\")","v":"★"},null,{"$f":"IFERROR(IF(INDIRECT($C$4&$C54&\"!AB115\")=\"\",\"★\",INDIRECT($C$4&$C54&\"!AB115\")),\"★\")","v":"★"},{"$f":"IFERROR(IF(INDIRECT($C$4&$C54&\"!AF115\")=\"\",\"★\",INDIRECT($C$4&$C54&\"!AF115\")),\"★\")","v":"★"},null,{"$f":"IFERROR(IF(INDIRECT($C$4&$C54&\"!CH100\")=\"\",\"★\",INDIRECT($C$4&$C54&\"!CH100\")),\"★\")","v":"---"},null,null,null,null,null,null,null,null,null,null,null,null,null,null,null,null,null,null,null,null,null,null,null,null,null,null,null,null,null,null,null,null,null,null,null,null,null,"end"]
[null,null,null,null,null,null,null,null,null,null,null,null,null,null,null,null,null,null,{"$f":"C54&\"-\"&4","v":"12-4"},{"$f":"IFERROR(IF(INDIRECT($C$4&$C54&\"!D96\")=\"\",\"★\",INDIRECT($C$4&$C54&\"!D96\")),\"★\")","v":"★"},{"$f":"IFERROR(IF(INDIRECT($C$4&$C54&\"!K96\")=\"\",\"★\",INDIRECT($C$4&$C54&\"!K96\")),\"★\")","v":"★"},{"$f":"IFERROR(IF(INDIRECT($C$4&$C54&\"!O96\")=\"\",\"★\",INDIRECT($C$4&$C54&\"!O96\")),\"★\")","v":"★"},{"$f":"IFERROR(IF(INDIRECT($C$4&$C54&\"!Q96\")=\"\",\"★\",INDIRECT($C$4&$C54&\"!Q96\")),\"★\")","v":"★"},{"$f":"IFERROR(IF(INDIRECT($C$4&$C54&\"!T96\")=\"\",\"★\",INDIRECT($C$4&$C54&\"!T96\")),\"★\")","v":"★"},{"$f":"IFERROR(IF(INDIRECT($C$4&$C54&\"!X96\")=\"\",\"★\",INDIRECT($C$4&$C54&\"!X96\")),\"★\")","v":"★"},null,{"$f":"IFERROR(IF(INDIRECT($C$4&$C54&\"!AB96\")=\"\",\"★\",INDIRECT($C$4&$C54&\"!AB96\")),\"★\")","v":"★"},{"$f":"IFERROR(IF(INDIRECT($C$4&$C54&\"!AF96\")=\"\",\"★\",INDIRECT($C$4&$C54&\"!AF96\")),\"★\")","v":"★"},null,{"$f":"IFERROR(IF(INDIRECT($C$4&$C54&\"!CH94\")=\"\",\"★\",INDIRECT($C$4&$C54&\"!CH94\")),\"★\")","v":"---"},null,null,{"$f":"IFERROR(IF(INDIRECT($C$4&$C54&\"!D117\")=\"\",\"★\",INDIRECT($C$4&$C54&\"!D117\")),\"★\")","v":"★"},{"$f":"IFERROR(IF(INDIRECT($C$4&$C54&\"!K117\")=\"\",\"★\",INDIRECT($C$4&$C54&\"!K117\")),\"★\")","v":"★"},{"$f":"IFERROR(IF(INDIRECT($C$4&$C54&\"!O117\")=\"\",\"★\",INDIRECT($C$4&$C54&\"!O117\")),\"★\")","v":"★"},{"$f":"IFERROR(IF(INDIRECT($C$4&$C54&\"!Q117\")=\"\",\"★\",INDIRECT($C$4&$C54&\"!Q117\")),\"★\")","v":"★"},{"$f":"IFERROR(IF(INDIRECT($C$4&$C54&\"!T117\")=\"\",\"★\",INDIRECT($C$4&$C54&\"!T117\")),\"★\")","v":"★"},{"$f":"IFERROR(IF(INDIRECT($C$4&$C54&\"!X117\")=\"\",\"★\",INDIRECT($C$4&$C54&\"!X117\")),\"★\")","v":"★"},null,{"$f":"IFERROR(IF(INDIRECT($C$4&$C54&\"!AB117\")=\"\",\"★\",INDIRECT($C$4&$C54&\"!AB117\")),\"★\")","v":"★"},{"$f":"IFERROR(IF(INDIRECT($C$4&$C54&\"!AF117\")=\"\",\"★\",INDIRECT($C$4&$C54&\"!AF117\")),\"★\")","v":"★"},null,{"$f":"IFERROR(IF(INDIRECT($C$4&$C54&\"!CH101\")=\"\",\"★\",INDIRECT($C$4&$C54&\"!CH101\")),\"★\")","v":"---"},null,null,null,null,null,null,null,null,null,null,null,null,null,null,null,null,null,null,null,null,null,null,null,null,null,null,null,null,null,null,null,null,null,null,null,null,null,"end"]
[null,null,13,{"$f":"IFERROR(IF(INDIRECT($C$4&$C58&\"!C9\")=\"\",\"★\",INDIRECT($C$4&$C58&\"!C9\")),\"★\")","v":"★"},{"$f":"IFERROR(IF(INDIRECT($C$4&$C58&\"!G9\")=\"\",\"★\",INDIRECT($C$4&$C58&\"!G9\")),\"★\")","v":"★"},{"$f":"IFERROR(IF(INDIRECT($C$4&$C58&\"!AB11\")=\"\",\"★\",INDIRECT($C$4&$C58&\"!AB11\")),\"★\")","v":"★"},{"$f":"IFERROR(IF(INDIRECT($C$4&$C58&\"!AB13\")=\"\",\"★\",INDIRECT($C$4&$C58&\"!AB13\")),\"★\")","v":"★"},{"$f":"IFERROR(IF(INDIRECT($C$4&$C58&\"!G11\")=\"\",\"★\",INDIRECT($C$4&$C58&\"!G11\")),\"★\")","v":"★"},{"$f":"IFERROR(IF(INDIRECT($C$4&$C58&\"!Y9\")=\"\",\"★\",INDIRECT($C$4&$C58&\"!Y9\")),\"★\")","v":"★"},{"$f":"IFERROR(IF(INDIRECT($C$4&$C58&\"!AB9\")=\"\",\"★\",INDIRECT($C$4&$C58&\"!AB9\")),\"★\")","v":"★"},{"$f":"IFERROR(IF(INDIRECT($C$4&$C58&\"!G13\")=\"\",\"★\",INDIRECT($C$4&$C58&\"!G13\")),\"★\")","v":"★"},{"$f":"IFERROR(IF(INDIRECT($C$4&$C58&\"!J75\")=\"\",\"★\",INDIRECT($C$4&$C58&\"!J75\")),\"★\")","v":"★"},{"$f":"IFERROR(IF(INDIRECT($C$4&$C58&\"!J77\")=\"\",\"★\",INDIRECT($C$4&$C58&\"!J77\")),\"★\")","v":"★"},{"$f":"IFERROR(IF(INDIRECT($C$4&$C58&\"!J81\")=\"\",\"★\",INDIRECT($C$4&$C58&\"!J81\")),\"★\")","v":"★"},{"$f":"IFERROR(IF(INDIRECT($C$4&$C58&\"!J83\")=\"\",\"★\",INDIRECT($C$4&$C58&\"!J83\")),\"★\")","v":"★"},{"$f":"IFERROR(IF(INDIRECT($C$4&$C58&\"!AD75\")=\"\",\"★\",INDIRECT($C$4&$C58&\"!AD75\")),\"★\")","v":"★"},{"$f":"IFERROR(IF(INDIRECT($C$4&$C58&\"!J79\")=\"\",\"★\",INDIRECT($C$4&$C58&\"!J79\")),\"★\")","v":"★"},{"$f":"IFERROR(IF(INDIRECT($C$4&$C58&\"!AD83\")=\"\",\"★\",INDIRECT($C$4&$C58&\"!AD83\")),\"★\")","v":"★"},{"$f":"C58&\"-\"&1","v":"13-1"},{"$f":"IFERROR(IF(INDIRECT($C$4&$C58&\"!D90\")=\"\",\"★\",INDIRECT($C$4&$C58&\"!D90\")),\"★\")","v":"★"},{"$f":"IFERROR(IF(INDIRECT($C$4&$C58&\"!K90\")=\"\",\"★\",INDIRECT($C$4&$C58&\"!K90\")),\"★\")","v":"★"},{"$f":"IFERROR(IF(INDIRECT($C$4&$C58&\"!O90\")=\"\",\"★\",INDIRECT($C$4&$C58&\"!O90\")),\"★\")","v":"★"},{"$f":"IFERROR(IF(INDIRECT($C$4&$C58&\"!Q90\")=\"\",\"★\",INDIRECT($C$4&$C58&\"!Q90\")),\"★\")","v":"★"},{"$f":"IFERROR(IF(INDIRECT($C$4&$C58&\"!T90\")=\"\",\"★\",INDIRECT($C$4&$C58&\"!T90\")),\"★\")","v":"★"},{"$f":"IFERROR(IF(INDIRECT($C$4&$C58&\"!X90\")=\"\",\"★\",INDIRECT($C$4&$C58&\"!X90\")),\"★\")","v":"★"},{"$f":"IFERROR(IF(INDIRECT($C$4&$C58&\"!X98\")=\"\",\"★\",INDIRECT($C$4&$C58&\"!X98\")),\"★\")","v":"★"},{"$f":"IFERROR(IF(INDIRECT($C$4&$C58&\"!AB90\")=\"\",\"★\",INDIRECT($C$4&$C58&\"!AB90\")),\"★\")","v":"★"},{"$f":"IFERROR(IF(INDIRECT($C$4&$C58&\"!AF90\")=\"\",\"★\",INDIRECT($C$4&$C58&\"!AF90\")),\"★\")","v":"★"},{"$f":"IFERROR(IF(INDIRECT($C$4&$C58&\"!AF106\")=\"\",\"★\",INDIRECT($C$4&$C58&\"!AF106\")),\"★\")","v":"★"},{"$f":"IFERROR(IF(INDIRECT($C$4&$C58&\"!CH91\")=\"\",\"★\",INDIRECT($C$4&$C58&\"!CH91\")),\"★\")","v":"★"},{"$f":"IFERROR(IF(INDIRECT($C$4&$C58&\"!K104\")=\"\",\"★\",INDIRECT($C$4&$C58&\"!K104\")),\"★\")","v":"★"},{"$f":"IFERROR(IF(INDIRECT($C$4&$C58&\"!K106\")=\"\",\"★\",INDIRECT($C$4&$C58&\"!K106\")),\"★\")","v":"★"},{"$f":"IFERROR(IF(INDIRECT($C$4&$C58&\"!D111\")=\"\",\"★\",INDIRECT($C$4&$C58&\"!D111\")),\"★\")","v":"★"},{"$f":"IFERROR(IF(INDIRECT($C$4&$C58&\"!K111\")=\"\",\"★\",INDIRECT($C$4&$C58&\"!K111\")),\"★\")","v":"★"},{"$f":"IFERROR(IF(INDIRECT($C$4&$C58&\"!O111\")=\"\",\"★\",INDIRECT($C$4&$C58&\"!O111\")),\"★\")","v":"★"},{"$f":"IFERROR(IF(INDIRECT($C$4&$C58&\"!Q111\")=\"\",\"★\",INDIRECT($C$4&$C58&\"!Q111\")),\"★\")","v":"★"},{"$f":"IFERROR(IF(INDIRECT($C$4&$C58&\"!T111\")=\"\",\"★\",INDIRECT($C$4&$C58&\"!T111\")),\"★\")","v":"★"},{"$f":"IFERROR(IF(INDIRECT($C$4&$C58&\"!X111\")=\"\",\"★\",INDIRECT($C$4&$C58&\"!X111\")),\"★\")","v":"★"},{"$f":"IFERROR(IF(INDIRECT($C$4&$C58&\"!X119\")=\"\",\"★\",INDIRECT($C$4&$C58&\"!X119\")),\"★\")","v":"★"},{"$f":"IFERROR(IF(INDIRECT($C$4&$C58&\"!AB111\")=\"\",\"★\",INDIRECT($C$4&$C58&\"!AB111\")),\"★\")","v":"★"},{"$f":"IFERROR(IF(INDIRECT($C$4&$C58&\"!AF111\")=\"\",\"★\",INDIRECT($C$4&$C58&\"!AF111\")),\"★\")","v":"★"},{"$f":"IFERROR(IF(INDIRECT($C$4&$C58&\"!AF127\")=\"\",\"★\",INDIRECT($C$4&$C58&\"!AF127\")),\"★\")","v":"★"},{"$f":"IFERROR(IF(INDIRECT($C$4&$C58&\"!CH98\")=\"\",\"★\",INDIRECT($C$4&$C58&\"!CH98\")),\"★\")","v":"★"},{"$f":"IFERROR(IF(INDIRECT($C$4&$C58&\"!K125\")=\"\",\"★\",INDIRECT($C$4&$C58&\"!K125\")),\"★\")","v":"★"},{"$f":"IFERROR(IF(INDIRECT($C$4&$C58&\"!K127\")=\"\",\"★\",INDIRECT($C$4&$C58&\"!K127\")),\"★\")","v":"★"},{"$f":"IFERROR(IF(INDIRECT($C$4&$C58&\"!F271\")=\"\",\"★\",INDIRECT($C$4&$C58&\"!F271\")&INDIRECT($C$4&$C58&\"!I271\")),\"★\")","v":"★"},{"$f":"IFERROR(IF(INDIRECT($C$4&$C58&\"!L271\")=\"\",\"★\",INDIRECT($C$4&$C58&\"!L271\")&INDIRECT($C$4&$C58&\"!O271\")),\"★\")","v":"★"},null,{"$f":"IFERROR(IF(INDIRECT($C$4&$C58&\"!V278\")=\"\",\"★\",INDIRECT($C$4&$C58&\"!V278\")),\"★\")","v":"★"},{"$f":"IFERROR(IF(INDIRECT($C$4&$C58&\"!Z278\")=\"\",\"★\",INDIRECT($C$4&$C58&\"!Z278\")),\"★\")","v":"★"},{"$f":"IFERROR(IF(INDIRECT($C$4&$C58&\"!AD278\")=\"\",\"★\",INDIRECT($C$4&$C58&\"!AD278\")),\"★\")","v":"★"},{"$f":"IFERROR(IF(INDIRECT($C$4&$C58&\"!AH278\")=\"\",\"★\",INDIRECT($C$4&$C58&\"!AH278\")),\"★\")","v":"★"},{"$f":"IFERROR(IF(INDIRECT($C$4&$C58&\"!I285\")=\"\",\"★\",INDIRECT($C$4&$C58&\"!I285\")),\"★\")","v":"★"},{"$f":"IFERROR(IF(INDIRECT($C$4&$C58&\"!I287\")=\"\",\"★\",INDIRECT($C$4&$C58&\"!I287\")),\"★\")","v":"★"},{"$f":"IFERROR(IF(INDIRECT($C$4&$C58&\"!O285\")=\"\",\"★\",INDIRECT($C$4&$C58&\"!O285\")),\"★\")","v":"★"},{"$f":"IFERROR(IF(INDIRECT($C$4&$C58&\"!R285\")=\"\",\"★\",INDIRECT($C$4&$C58&\"!R285\")),\"★\")","v":"★"},{"$f":"IFERROR(IF(INDIRECT($C$4&$C58&\"!V285\")=\"\",\"★\",INDIRECT($C$4&$C58&\"!V285\")),\"★\")","v":"★"},{"$f":"IFERROR(IF(INDIRECT($C$4&$C58&\"!Z285\")=\"\",\"★\",INDIRECT($C$4&$C58&\"!Z285\")),\"★\")","v":"★"},{"$f":"IFERROR(IF(INDIRECT($C$4&$C58&\"!AD285\")=\"\",\"★\",INDIRECT($C$4&$C58&\"!AD285\")),\"★\")","v":"★"},{"$f":"IFERROR(IF(INDIRECT($C$4&$C58&\"!AH285\")=\"\",\"★\",INDIRECT($C$4&$C58&\"!AH285\")),\"★\")","v":"★"},null,{"$f":"IFERROR(IF(INDIRECT($C$4&$C58&\"!V287\")=\"\",\"★\",INDIRECT($C$4&$C58&\"!V287\")),\"★\")","v":"★"},{"$f":"IFERROR(IF(INDIRECT($C$4&$C58&\"!Z287\")=\"\",\"★\",INDIRECT($C$4&$C58&\"!Z287\")),\"★\")","v":"★"},{"$f":"IFERROR(IF(INDIRECT($C$4&$C58&\"!AD287\")=\"\",\"★\",INDIRECT($C$4&$C58&\"!AD287\")),\"★\")","v":"★"},{"$f":"IFERROR(IF(INDIRECT($C$4&$C58&\"!AH287\")=\"\",\"★\",INDIRECT($C$4&$C58&\"!AH287\")),\"★\")","v":"★"},{"$f":"IFERROR(IF(INDIRECT($C$4&$C58&\"!B294\")=\"\",\"★\",INDIRECT($C$4&$C58&\"!B294\")),\"★\")","v":"★"},{"$f":"IFERROR(IF(INDIRECT($C$4&$C58&\"!E294\")=\"\",\"★\",INDIRECT($C$4&$C58&\"!E294\")),\"★\")","v":"★"},{"$f":"IFERROR(IF(INDIRECT($C$4&$C58&\"!I294\")=\"\",\"★\",INDIRECT($C$4&$C58&\"!I294\")),\"★\")","v":"★"},{"$f":"IFERROR(IF(INDIRECT($C$4&$C58&\"!I296\")=\"\",\"★\",INDIRECT($C$4&$C58&\"!I296\")),\"★\")","v":"★"},{"$f":"IFERROR(IF(INDIRECT($C$4&$C58&\"!O294\")=\"\",\"★\",INDIRECT($C$4&$C58&\"!O294\")),\"★\")","v":"★"},{"$f":"IFERROR(IF(INDIRECT($C$4&$C58&\"!R294\")=\"\",\"★\",INDIRECT($C$4&$C58&\"!R294\")),\"★\")","v":"★"},{"$f":"IFERROR(IF(INDIRECT($C$4&$C58&\"!V294\")=\"\",\"★\",INDIRECT($C$4&$C58&\"!V294\")),\"★\")","v":"★"},{"$f":"IFERROR(IF(INDIRECT($C$4&$C58&\"!Z294\")=\"\",\"★\",INDIRECT($C$4&$C58&\"!Z294\")),\"★\")","v":"★"},{"$f":"IFERROR(IF(INDIRECT($C$4&$C58&\"!AD294\")=\"\",\"★\",INDIRECT($C$4&$C58&\"!AD294\")),\"★\")","v":"★"},{"$f":"IFERROR(IF(INDIRECT($C$4&$C58&\"!AH294\")=\"\",\"★\",INDIRECT($C$4&$C58&\"!AH294\")),\"★\")","v":"★"},null,{"$f":"IFERROR(IF(INDIRECT($C$4&$C58&\"!V296\")=\"\",\"★\",INDIRECT($C$4&$C58&\"!V296\")),\"★\")","v":"★"},{"$f":"IFERROR(IF(INDIRECT($C$4&$C58&\"!Z296\")=\"\",\"★\",INDIRECT($C$4&$C58&\"!Z287\")),\"★\")","v":"★"},{"$f":"IFERROR(IF(INDIRECT($C$4&$C58&\"!AD296\")=\"\",\"★\",INDIRECT($C$4&$C58&\"!AD296\")),\"★\")","v":"★"},{"$f":"IFERROR(IF(INDIRECT($C$4&$C58&\"!AH296\")=\"\",\"★\",INDIRECT($C$4&$C58&\"!AH296\")),\"★\")","v":"★"},"end"]
[null,null,null,null,null,null,null,null,null,null,null,null,null,null,null,null,null,null,{"$f":"C58&\"-\"&2","v":"13-2"},{"$f":"IFERROR(IF(INDIRECT($C$4&$C58&\"!D92\")=\"\",\"★\",INDIRECT($C$4&$C58&\"!D92\")),\"★\")","v":"★"},{"$f":"IFERROR(IF(INDIRECT($C$4&$C58&\"!K92\")=\"\",\"★\",INDIRECT($C$4&$C58&\"!K92\")),\"★\")","v":"★"},{"$f":"IFERROR(IF(INDIRECT($C$4&$C58&\"!O92\")=\"\",\"★\",INDIRECT($C$4&$C58&\"!O92\")),\"★\")","v":"★"},{"$f":"IFERROR(IF(INDIRECT($C$4&$C58&\"!Q92\")=\"\",\"★\",INDIRECT($C$4&$C58&\"!Q92\")),\"★\")","v":"★"},{"$f":"IFERROR(IF(INDIRECT($C$4&$C58&\"!T92\")=\"\",\"★\",INDIRECT($C$4&$C58&\"!T92\")),\"★\")","v":"★"},{"$f":"IFERROR(IF(INDIRECT($C$4&$C58&\"!X92\")=\"\",\"★\",INDIRECT($C$4&$C58&\"!X92\")),\"★\")","v":"★"},null,{"$f":"IFERROR(IF(INDIRECT($C$4&$C58&\"!AB92\")=\"\",\"★\",INDIRECT($C$4&$C58&\"!AB92\")),\"★\")","v":"★"},{"$f":"IFERROR(IF(INDIRECT($C$4&$C58&\"!AF92\")=\"\",\"★\",INDIRECT($C$4&$C58&\"!AF92\")),\"★\")","v":"★"},null,{"$f":"IFERROR(IF(INDIRECT($C$4&$C58&\"!CH92\")=\"\",\"★\",INDIRECT($C$4&$C58&\"!CH92\")),\"★\")","v":"★"},null,null,{"$f":"IFERROR(IF(INDIRECT($C$4&$C58&\"!D113\")=\"\",\"★\",INDIRECT($C$4&$C58&\"!D113\")),\"★\")","v":"★"},{"$f":"IFERROR(IF(INDIRECT($C$4&$C58&\"!K113\")=\"\",\"★\",INDIRECT($C$4&$C58&\"!K113\")),\"★\")","v":"★"},{"$f":"IFERROR(IF(INDIRECT($C$4&$C58&\"!O113\")=\"\",\"★\",INDIRECT($C$4&$C58&\"!O113\")),\"★\")","v":"★"},{"$f":"IFERROR(IF(INDIRECT($C$4&$C58&\"!Q113\")=\"\",\"★\",INDIRECT($C$4&$C58&\"!Q113\")),\"★\")","v":"★"},{"$f":"IFERROR(IF(INDIRECT($C$4&$C58&\"!T113\")=\"\",\"★\",INDIRECT($C$4&$C58&\"!T113\")),\"★\")","v":"★"},{"$f":"IFERROR(IF(INDIRECT($C$4&$C58&\"!X113\")=\"\",\"★\",INDIRECT($C$4&$C58&\"!X113\")),\"★\")","v":"★"},null,{"$f":"IFERROR(IF(INDIRECT($C$4&$C58&\"!AB113\")=\"\",\"★\",INDIRECT($C$4&$C58&\"!AB113\")),\"★\")","v":"★"},{"$f":"IFERROR(IF(INDIRECT($C$4&$C58&\"!AF113\")=\"\",\"★\",INDIRECT($C$4&$C58&\"!AF113\")),\"★\")","v":"★"},null,{"$f":"IFERROR(IF(INDIRECT($C$4&$C58&\"!CH99\")=\"\",\"★\",INDIRECT($C$4&$C58&\"!CH99\")),\"★\")","v":"★"},null,null,{"$f":"IFERROR(IF(INDIRECT($C$4&$C58&\"!F270\")=\"\",\"★\",INDIRECT($C$4&$C58&\"!F270\")),\"★\")","v":"★"},{"$f":"IFERROR(IF(INDIRECT($C$4&$C58&\"!L270\")=\"\",\"★\",INDIRECT($C$4&$C58&\"!L270\")),\"★\")","v":"★"},null,null,null,null,null,null,null,null,null,null,null,null,null,null,null,null,null,null,null,null,null,null,null,null,null,null,null,null,null,null,null,null,null,"end"]
[null,null,null,null,null,null,null,null,null,null,null,null,null,null,null,null,null,null,{"$f":"C58&\"-\"&3","v":"13-3"},{"$f":"IFERROR(IF(INDIRECT($C$4&$C58&\"!D94\")=\"\",\"★\",INDIRECT($C$4&$C58&\"!D94\")),\"★\")","v":"★"},{"$f":"IFERROR(IF(INDIRECT($C$4&$C58&\"!K94\")=\"\",\"★\",INDIRECT($C$4&$C58&\"!K94\")),\"★\")","v":"★"},{"$f":"IFERROR(IF(INDIRECT($C$4&$C58&\"!O94\")=\"\",\"★\",INDIRECT($C$4&$C58&\"!O94\")),\"★\")","v":"★"},{"$f":"IFERROR(IF(INDIRECT($C$4&$C58&\"!Q94\")=\"\",\"★\",INDIRECT($C$4&$C58&\"!Q94\")),\"★\")","v":"★"},{"$f":"IFERROR(IF(INDIRECT($C$4&$C58&\"!T94\")=\"\",\"★\",INDIRECT($C$4&$C58&\"!T94\")),\"★\")","v":"★"},{"$f":"IFERROR(IF(INDIRECT($C$4&$C58&\"!X94\")=\"\",\"★\",INDIRECT($C$4&$C58&\"!X94\")),\"★\")","v":"★"},null,{"$f":"IFERROR(IF(INDIRECT($C$4&$C58&\"!AB94\")=\"\",\"★\",INDIRECT($C$4&$C58&\"!AB94\")),\"★\")","v":"★"},{"$f":"IFERROR(IF(INDIRECT($C$4&$C58&\"!AF94\")=\"\",\"★\",INDIRECT($C$4&$C58&\"!AF94\")),\"★\")","v":"★"},null,{"$f":"IFERROR(IF(INDIRECT($C$4&$C58&\"!CH93\")=\"\",\"★\",INDIRECT($C$4&$C58&\"!CH93\")),\"★\")","v":"★"},null,null,{"$f":"IFERROR(IF(INDIRECT($C$4&$C58&\"!D115\")=\"\",\"★\",INDIRECT($C$4&$C58&\"!D115\")),\"★\")","v":"★"},{"$f":"IFERROR(IF(INDIRECT($C$4&$C58&\"!K115\")=\"\",\"★\",INDIRECT($C$4&$C58&\"!K115\")),\"★\")","v":"★"},{"$f":"IFERROR(IF(INDIRECT($C$4&$C58&\"!O115\")=\"\",\"★\",INDIRECT($C$4&$C58&\"!O115\")),\"★\")","v":"★"},{"$f":"IFERROR(IF(INDIRECT($C$4&$C58&\"!Q115\")=\"\",\"★\",INDIRECT($C$4&$C58&\"!Q115\")),\"★\")","v":"★"},{"$f":"IFERROR(IF(INDIRECT($C$4&$C58&\"!T115\")=\"\",\"★\",INDIRECT($C$4&$C58&\"!T115\")),\"★\")","v":"★"},{"$f":"IFERROR(IF(INDIRECT($C$4&$C58&\"!X115\")=\"\",\"★\",INDIRECT($C$4&$C58&\"!X115\")),\"★\")","v":"★"},null,{"$f":"IFERROR(IF(INDIRECT($C$4&$C58&\"!AB115\")=\"\",\"★\",INDIRECT($C$4&$C58&\"!AB115\")),\"★\")","v":"★"},{"$f":"IFERROR(IF(INDIRECT($C$4&$C58&\"!AF115\")=\"\",\"★\",INDIRECT($C$4&$C58&\"!AF115\")),\"★\")","v":"★"},null,{"$f":"IFERROR(IF(INDIRECT($C$4&$C58&\"!CH100\")=\"\",\"★\",INDIRECT($C$4&$C58&\"!CH100\")),\"★\")","v":"★"},null,null,null,null,null,null,null,null,null,null,null,null,null,null,null,null,null,null,null,null,null,null,null,null,null,null,null,null,null,null,null,null,null,null,null,null,null,"end"]
[null,null,null,null,null,null,null,null,null,null,null,null,null,null,null,null,null,null,{"$f":"C58&\"-\"&4","v":"13-4"},{"$f":"IFERROR(IF(INDIRECT($C$4&$C58&\"!D96\")=\"\",\"★\",INDIRECT($C$4&$C58&\"!D96\")),\"★\")","v":"★"},{"$f":"IFERROR(IF(INDIRECT($C$4&$C58&\"!K96\")=\"\",\"★\",INDIRECT($C$4&$C58&\"!K96\")),\"★\")","v":"★"},{"$f":"IFERROR(IF(INDIRECT($C$4&$C58&\"!O96\")=\"\",\"★\",INDIRECT($C$4&$C58&\"!O96\")),\"★\")","v":"★"},{"$f":"IFERROR(IF(INDIRECT($C$4&$C58&\"!Q96\")=\"\",\"★\",INDIRECT($C$4&$C58&\"!Q96\")),\"★\")","v":"★"},{"$f":"IFERROR(IF(INDIRECT($C$4&$C58&\"!T96\")=\"\",\"★\",INDIRECT($C$4&$C58&\"!T96\")),\"★\")","v":"★"},{"$f":"IFERROR(IF(INDIRECT($C$4&$C58&\"!X96\")=\"\",\"★\",INDIRECT($C$4&$C58&\"!X96\")),\"★\")","v":"★"},null,{"$f":"IFERROR(IF(INDIRECT($C$4&$C58&\"!AB96\")=\"\",\"★\",INDIRECT($C$4&$C58&\"!AB96\")),\"★\")","v":"★"},{"$f":"IFERROR(IF(INDIRECT($C$4&$C58&\"!AF96\")=\"\",\"★\",INDIRECT($C$4&$C58&\"!AF96\")),\"★\")","v":"★"},null,{"$f":"IFERROR(IF(INDIRECT($C$4&$C58&\"!CH94\")=\"\",\"★\",INDIRECT($C$4&$C58&\"!CH94\")),\"★\")","v":"★"},null,null,{"$f":"IFERROR(IF(INDIRECT($C$4&$C58&\"!D117\")=\"\",\"★\",INDIRECT($C$4&$C58&\"!D117\")),\"★\")","v":"★"},{"$f":"IFERROR(IF(INDIRECT($C$4&$C58&\"!K117\")=\"\",\"★\",INDIRECT($C$4&$C58&\"!K117\")),\"★\")","v":"★"},{"$f":"IFERROR(IF(INDIRECT($C$4&$C58&\"!O117\")=\"\",\"★\",INDIRECT($C$4&$C58&\"!O117\")),\"★\")","v":"★"},{"$f":"IFERROR(IF(INDIRECT($C$4&$C58&\"!Q117\")=\"\",\"★\",INDIRECT($C$4&$C58&\"!Q117\")),\"★\")","v":"★"},{"$f":"IFERROR(IF(INDIRECT($C$4&$C58&\"!T117\")=\"\",\"★\",INDIRECT($C$4&$C58&\"!T117\")),\"★\")","v":"★"},{"$f":"IFERROR(IF(INDIRECT($C$4&$C58&\"!X117\")=\"\",\"★\",INDIRECT($C$4&$C58&\"!X117\")),\"★\")","v":"★"},null,{"$f":"IFERROR(IF(INDIRECT($C$4&$C58&\"!AB117\")=\"\",\"★\",INDIRECT($C$4&$C58&\"!AB117\")),\"★\")","v":"★"},{"$f":"IFERROR(IF(INDIRECT($C$4&$C58&\"!AF117\")=\"\",\"★\",INDIRECT($C$4&$C58&\"!AF117\")),\"★\")","v":"★"},null,{"$f":"IFERROR(IF(INDIRECT($C$4&$C58&\"!CH101\")=\"\",\"★\",INDIRECT($C$4&$C58&\"!CH101\")),\"★\")","v":"★"},null,null,null,null,null,null,null,null,null,null,null,null,null,null,null,null,null,null,null,null,null,null,null,null,null,null,null,null,null,null,null,null,null,null,null,null,null,"end"]
[null,null,14,{"$f":"IFERROR(IF(INDIRECT($C$4&$C62&\"!C9\")=\"\",\"★\",INDIRECT($C$4&$C62&\"!C9\")),\"★\")","v":"★"},{"$f":"IFERROR(IF(INDIRECT($C$4&$C62&\"!G9\")=\"\",\"★\",INDIRECT($C$4&$C62&\"!G9\")),\"★\")","v":"★"},{"$f":"IFERROR(IF(INDIRECT($C$4&$C62&\"!AB11\")=\"\",\"★\",INDIRECT($C$4&$C62&\"!AB11\")),\"★\")","v":"★"},{"$f":"IFERROR(IF(INDIRECT($C$4&$C62&\"!AB13\")=\"\",\"★\",INDIRECT($C$4&$C62&\"!AB13\")),\"★\")","v":"★"},{"$f":"IFERROR(IF(INDIRECT($C$4&$C62&\"!G11\")=\"\",\"★\",INDIRECT($C$4&$C62&\"!G11\")),\"★\")","v":"★"},{"$f":"IFERROR(IF(INDIRECT($C$4&$C62&\"!Y9\")=\"\",\"★\",INDIRECT($C$4&$C62&\"!Y9\")),\"★\")","v":"★"},{"$f":"IFERROR(IF(INDIRECT($C$4&$C62&\"!AB9\")=\"\",\"★\",INDIRECT($C$4&$C62&\"!AB9\")),\"★\")","v":"★"},{"$f":"IFERROR(IF(INDIRECT($C$4&$C62&\"!G13\")=\"\",\"★\",INDIRECT($C$4&$C62&\"!G13\")),\"★\")","v":"★"},{"$f":"IFERROR(IF(INDIRECT($C$4&$C62&\"!J75\")=\"\",\"★\",INDIRECT($C$4&$C62&\"!J75\")),\"★\")","v":"★"},{"$f":"IFERROR(IF(INDIRECT($C$4&$C62&\"!J77\")=\"\",\"★\",INDIRECT($C$4&$C62&\"!J77\")),\"★\")","v":"★"},{"$f":"IFERROR(IF(INDIRECT($C$4&$C62&\"!J81\")=\"\",\"★\",INDIRECT($C$4&$C62&\"!J81\")),\"★\")","v":"★"},{"$f":"IFERROR(IF(INDIRECT($C$4&$C62&\"!J83\")=\"\",\"★\",INDIRECT($C$4&$C62&\"!J83\")),\"★\")","v":"★"},{"$f":"IFERROR(IF(INDIRECT($C$4&$C62&\"!AD75\")=\"\",\"★\",INDIRECT($C$4&$C62&\"!AD75\")),\"★\")","v":"★"},{"$f":"IFERROR(IF(INDIRECT($C$4&$C62&\"!J79\")=\"\",\"★\",INDIRECT($C$4&$C62&\"!J79\")),\"★\")","v":"★"},{"$f":"IFERROR(IF(INDIRECT($C$4&$C62&\"!AD83\")=\"\",\"★\",INDIRECT($C$4&$C62&\"!AD83\")),\"★\")","v":"★"},{"$f":"C62&\"-\"&1","v":"14-1"},{"$f":"IFERROR(IF(INDIRECT($C$4&$C62&\"!D90\")=\"\",\"★\",INDIRECT($C$4&$C62&\"!D90\")),\"★\")","v":"★"},{"$f":"IFERROR(IF(INDIRECT($C$4&$C62&\"!K90\")=\"\",\"★\",INDIRECT($C$4&$C62&\"!K90\")),\"★\")","v":"★"},{"$f":"IFERROR(IF(INDIRECT($C$4&$C62&\"!O90\")=\"\",\"★\",INDIRECT($C$4&$C62&\"!O90\")),\"★\")","v":"★"},{"$f":"IFERROR(IF(INDIRECT($C$4&$C62&\"!Q90\")=\"\",\"★\",INDIRECT($C$4&$C62&\"!Q90\")),\"★\")","v":"★"},{"$f":"IFERROR(IF(INDIRECT($C$4&$C62&\"!T90\")=\"\",\"★\",INDIRECT($C$4&$C62&\"!T90\")),\"★\")","v":"★"},{"$f":"IFERROR(IF(INDIRECT($C$4&$C62&\"!X90\")=\"\",\"★\",INDIRECT($C$4&$C62&\"!X90\")),\"★\")","v":"★"},{"$f":"IFERROR(IF(INDIRECT($C$4&$C62&\"!X98\")=\"\",\"★\",INDIRECT($C$4&$C62&\"!X98\")),\"★\")","v":"★"},{"$f":"IFERROR(IF(INDIRECT($C$4&$C62&\"!AB90\")=\"\",\"★\",INDIRECT($C$4&$C62&\"!AB90\")),\"★\")","v":"★"},{"$f":"IFERROR(IF(INDIRECT($C$4&$C62&\"!AF90\")=\"\",\"★\",INDIRECT($C$4&$C62&\"!AF90\")),\"★\")","v":"★"},{"$f":"IFERROR(IF(INDIRECT($C$4&$C62&\"!AF106\")=\"\",\"★\",INDIRECT($C$4&$C62&\"!AF106\")),\"★\")","v":"★"},{"$f":"IFERROR(IF(INDIRECT($C$4&$C62&\"!CH91\")=\"\",\"★\",INDIRECT($C$4&$C62&\"!CH91\")),\"★\")","v":"★"},{"$f":"IFERROR(IF(INDIRECT($C$4&$C62&\"!K104\")=\"\",\"★\",INDIRECT($C$4&$C62&\"!K104\")),\"★\")","v":"★"},{"$f":"IFERROR(IF(INDIRECT($C$4&$C62&\"!K106\")=\"\",\"★\",INDIRECT($C$4&$C62&\"!K106\")),\"★\")","v":"★"},{"$f":"IFERROR(IF(INDIRECT($C$4&$C62&\"!D111\")=\"\",\"★\",INDIRECT($C$4&$C62&\"!D111\")),\"★\")","v":"★"},{"$f":"IFERROR(IF(INDIRECT($C$4&$C62&\"!K111\")=\"\",\"★\",INDIRECT($C$4&$C62&\"!K111\")),\"★\")","v":"★"},{"$f":"IFERROR(IF(INDIRECT($C$4&$C62&\"!O111\")=\"\",\"★\",INDIRECT($C$4&$C62&\"!O111\")),\"★\")","v":"★"},{"$f":"IFERROR(IF(INDIRECT($C$4&$C62&\"!Q111\")=\"\",\"★\",INDIRECT($C$4&$C62&\"!Q111\")),\"★\")","v":"★"},{"$f":"IFERROR(IF(INDIRECT($C$4&$C62&\"!T111\")=\"\",\"★\",INDIRECT($C$4&$C62&\"!T111\")),\"★\")","v":"★"},{"$f":"IFERROR(IF(INDIRECT($C$4&$C62&\"!X111\")=\"\",\"★\",INDIRECT($C$4&$C62&\"!X111\")),\"★\")","v":"★"},{"$f":"IFERROR(IF(INDIRECT($C$4&$C62&\"!X119\")=\"\",\"★\",INDIRECT($C$4&$C62&\"!X119\")),\"★\")","v":"★"},{"$f":"IFERROR(IF(INDIRECT($C$4&$C62&\"!AB111\")=\"\",\"★\",INDIRECT($C$4&$C62&\"!AB111\")),\"★\")","v":"★"},{"$f":"IFERROR(IF(INDIRECT($C$4&$C62&\"!AF111\")=\"\",\"★\",INDIRECT($C$4&$C62&\"!AF111\")),\"★\")","v":"★"},{"$f":"IFERROR(IF(INDIRECT($C$4&$C62&\"!AF127\")=\"\",\"★\",INDIRECT($C$4&$C62&\"!AF127\")),\"★\")","v":"★"},{"$f":"IFERROR(IF(INDIRECT($C$4&$C62&\"!CH98\")=\"\",\"★\",INDIRECT($C$4&$C62&\"!CH98\")),\"★\")","v":"★"},{"$f":"IFERROR(IF(INDIRECT($C$4&$C62&\"!K125\")=\"\",\"★\",INDIRECT($C$4&$C62&\"!K125\")),\"★\")","v":"★"},{"$f":"IFERROR(IF(INDIRECT($C$4&$C62&\"!K127\")=\"\",\"★\",INDIRECT($C$4&$C62&\"!K127\")),\"★\")","v":"★"},{"$f":"IFERROR(IF(INDIRECT($C$4&$C62&\"!F271\")=\"\",\"★\",INDIRECT($C$4&$C62&\"!F271\")&INDIRECT($C$4&$C62&\"!I271\")),\"★\")","v":"★"},{"$f":"IFERROR(IF(INDIRECT($C$4&$C62&\"!L271\")=\"\",\"★\",INDIRECT($C$4&$C62&\"!L271\")&INDIRECT($C$4&$C62&\"!O271\")),\"★\")","v":"★"},null,{"$f":"IFERROR(IF(INDIRECT($C$4&$C62&\"!V278\")=\"\",\"★\",INDIRECT($C$4&$C62&\"!V278\")),\"★\")","v":"★"},{"$f":"IFERROR(IF(INDIRECT($C$4&$C62&\"!Z278\")=\"\",\"★\",INDIRECT($C$4&$C62&\"!Z278\")),\"★\")","v":"★"},{"$f":"IFERROR(IF(INDIRECT($C$4&$C62&\"!AD278\")=\"\",\"★\",INDIRECT($C$4&$C62&\"!AD278\")),\"★\")","v":"★"},{"$f":"IFERROR(IF(INDIRECT($C$4&$C62&\"!AH278\")=\"\",\"★\",INDIRECT($C$4&$C62&\"!AH278\")),\"★\")","v":"★"},{"$f":"IFERROR(IF(INDIRECT($C$4&$C62&\"!I285\")=\"\",\"★\",INDIRECT($C$4&$C62&\"!I285\")),\"★\")","v":"★"},{"$f":"IFERROR(IF(INDIRECT($C$4&$C62&\"!I287\")=\"\",\"★\",INDIRECT($C$4&$C62&\"!I287\")),\"★\")","v":"★"},{"$f":"IFERROR(IF(INDIRECT($C$4&$C62&\"!O285\")=\"\",\"★\",INDIRECT($C$4&$C62&\"!O285\")),\"★\")","v":"★"},{"$f":"IFERROR(IF(INDIRECT($C$4&$C62&\"!R285\")=\"\",\"★\",INDIRECT($C$4&$C62&\"!R285\")),\"★\")","v":"★"},{"$f":"IFERROR(IF(INDIRECT($C$4&$C62&\"!V285\")=\"\",\"★\",INDIRECT($C$4&$C62&\"!V285\")),\"★\")","v":"★"},{"$f":"IFERROR(IF(INDIRECT($C$4&$C62&\"!Z285\")=\"\",\"★\",INDIRECT($C$4&$C62&\"!Z285\")),\"★\")","v":"★"},{"$f":"IFERROR(IF(INDIRECT($C$4&$C62&\"!AD285\")=\"\",\"★\",INDIRECT($C$4&$C62&\"!AD285\")),\"★\")","v":"★"},{"$f":"IFERROR(IF(INDIRECT($C$4&$C62&\"!AH285\")=\"\",\"★\",INDIRECT($C$4&$C62&\"!AH285\")),\"★\")","v":"★"},null,{"$f":"IFERROR(IF(INDIRECT($C$4&$C62&\"!V287\")=\"\",\"★\",INDIRECT($C$4&$C62&\"!V287\")),\"★\")","v":"★"},{"$f":"IFERROR(IF(INDIRECT($C$4&$C62&\"!Z287\")=\"\",\"★\",INDIRECT($C$4&$C62&\"!Z287\")),\"★\")","v":"★"},{"$f":"IFERROR(IF(INDIRECT($C$4&$C62&\"!AD287\")=\"\",\"★\",INDIRECT($C$4&$C62&\"!AD287\")),\"★\")","v":"★"},{"$f":"IFERROR(IF(INDIRECT($C$4&$C62&\"!AH287\")=\"\",\"★\",INDIRECT($C$4&$C62&\"!AH287\")),\"★\")","v":"★"},{"$f":"IFERROR(IF(INDIRECT($C$4&$C62&\"!B294\")=\"\",\"★\",INDIRECT($C$4&$C62&\"!B294\")),\"★\")","v":"★"},{"$f":"IFERROR(IF(INDIRECT($C$4&$C62&\"!E294\")=\"\",\"★\",INDIRECT($C$4&$C62&\"!E294\")),\"★\")","v":"★"},{"$f":"IFERROR(IF(INDIRECT($C$4&$C62&\"!I294\")=\"\",\"★\",INDIRECT($C$4&$C62&\"!I294\")),\"★\")","v":"★"},{"$f":"IFERROR(IF(INDIRECT($C$4&$C62&\"!I296\")=\"\",\"★\",INDIRECT($C$4&$C62&\"!I296\")),\"★\")","v":"★"},{"$f":"IFERROR(IF(INDIRECT($C$4&$C62&\"!O294\")=\"\",\"★\",INDIRECT($C$4&$C62&\"!O294\")),\"★\")","v":"★"},{"$f":"IFERROR(IF(INDIRECT($C$4&$C62&\"!R294\")=\"\",\"★\",INDIRECT($C$4&$C62&\"!R294\")),\"★\")","v":"★"},{"$f":"IFERROR(IF(INDIRECT($C$4&$C62&\"!V294\")=\"\",\"★\",INDIRECT($C$4&$C62&\"!V294\")),\"★\")","v":"★"},{"$f":"IFERROR(IF(INDIRECT($C$4&$C62&\"!Z294\")=\"\",\"★\",INDIRECT($C$4&$C62&\"!Z294\")),\"★\")","v":"★"},{"$f":"IFERROR(IF(INDIRECT($C$4&$C62&\"!AD294\")=\"\",\"★\",INDIRECT($C$4&$C62&\"!AD294\")),\"★\")","v":"★"},{"$f":"IFERROR(IF(INDIRECT($C$4&$C62&\"!AH294\")=\"\",\"★\",INDIRECT($C$4&$C62&\"!AH294\")),\"★\")","v":"★"},null,{"$f":"IFERROR(IF(INDIRECT($C$4&$C62&\"!V296\")=\"\",\"★\",INDIRECT($C$4&$C62&\"!V296\")),\"★\")","v":"★"},{"$f":"IFERROR(IF(INDIRECT($C$4&$C62&\"!Z296\")=\"\",\"★\",INDIRECT($C$4&$C62&\"!Z287\")),\"★\")","v":"★"},{"$f":"IFERROR(IF(INDIRECT($C$4&$C62&\"!AD296\")=\"\",\"★\",INDIRECT($C$4&$C62&\"!AD296\")),\"★\")","v":"★"},{"$f":"IFERROR(IF(INDIRECT($C$4&$C62&\"!AH296\")=\"\",\"★\",INDIRECT($C$4&$C62&\"!AH296\")),\"★\")","v":"★"},"end"]
[null,null,null,null,null,null,null,null,null,null,null,null,null,null,null,null,null,null,{"$f":"C62&\"-\"&2","v":"14-2"},{"$f":"IFERROR(IF(INDIRECT($C$4&$C62&\"!D92\")=\"\",\"★\",INDIRECT($C$4&$C62&\"!D92\")),\"★\")","v":"★"},{"$f":"IFERROR(IF(INDIRECT($C$4&$C62&\"!K92\")=\"\",\"★\",INDIRECT($C$4&$C62&\"!K92\")),\"★\")","v":"★"},{"$f":"IFERROR(IF(INDIRECT($C$4&$C62&\"!O92\")=\"\",\"★\",INDIRECT($C$4&$C62&\"!O92\")),\"★\")","v":"★"},{"$f":"IFERROR(IF(INDIRECT($C$4&$C62&\"!Q92\")=\"\",\"★\",INDIRECT($C$4&$C62&\"!Q92\")),\"★\")","v":"★"},{"$f":"IFERROR(IF(INDIRECT($C$4&$C62&\"!T92\")=\"\",\"★\",INDIRECT($C$4&$C62&\"!T92\")),\"★\")","v":"★"},{"$f":"IFERROR(IF(INDIRECT($C$4&$C62&\"!X92\")=\"\",\"★\",INDIRECT($C$4&$C62&\"!X92\")),\"★\")","v":"★"},null,{"$f":"IFERROR(IF(INDIRECT($C$4&$C62&\"!AB92\")=\"\",\"★\",INDIRECT($C$4&$C62&\"!AB92\")),\"★\")","v":"★"},{"$f":"IFERROR(IF(INDIRECT($C$4&$C62&\"!AF92\")=\"\",\"★\",INDIRECT($C$4&$C62&\"!AF92\")),\"★\")","v":"★"},null,{"$f":"IFERROR(IF(INDIRECT($C$4&$C62&\"!CH92\")=\"\",\"★\",INDIRECT($C$4&$C62&\"!CH92\")),\"★\")","v":"★"},null,null,{"$f":"IFERROR(IF(INDIRECT($C$4&$C62&\"!D113\")=\"\",\"★\",INDIRECT($C$4&$C62&\"!D113\")),\"★\")","v":"★"},{"$f":"IFERROR(IF(INDIRECT($C$4&$C62&\"!K113\")=\"\",\"★\",INDIRECT($C$4&$C62&\"!K113\")),\"★\")","v":"★"},{"$f":"IFERROR(IF(INDIRECT($C$4&$C62&\"!O113\")=\"\",\"★\",INDIRECT($C$4&$C62&\"!O113\")),\"★\")","v":"★"},{"$f":"IFERROR(IF(INDIRECT($C$4&$C62&\"!Q113\")=\"\",\"★\",INDIRECT($C$4&$C62&\"!Q113\")),\"★\")","v":"★"},{"$f":"IFERROR(IF(INDIRECT($C$4&$C62&\"!T113\")=\"\",\"★\",INDIRECT($C$4&$C62&\"!T113\")),\"★\")","v":"★"},{"$f":"IFERROR(IF(INDIRECT($C$4&$C62&\"!X113\")=\"\",\"★\",INDIRECT($C$4&$C62&\"!X113\")),\"★\")","v":"★"},null,{"$f":"IFERROR(IF(INDIRECT($C$4&$C62&\"!AB113\")=\"\",\"★\",INDIRECT($C$4&$C62&\"!AB113\")),\"★\")","v":"★"},{"$f":"IFERROR(IF(INDIRECT($C$4&$C62&\"!AF113\")=\"\",\"★\",INDIRECT($C$4&$C62&\"!AF113\")),\"★\")","v":"★"},null,{"$f":"IFERROR(IF(INDIRECT($C$4&$C62&\"!CH99\")=\"\",\"★\",INDIRECT($C$4&$C62&\"!CH99\")),\"★\")","v":"★"},null,null,{"$f":"IFERROR(IF(INDIRECT($C$4&$C62&\"!F270\")=\"\",\"★\",INDIRECT($C$4&$C62&\"!F270\")),\"★\")","v":"★"},{"$f":"IFERROR(IF(INDIRECT($C$4&$C62&\"!L270\")=\"\",\"★\",INDIRECT($C$4&$C62&\"!L270\")),\"★\")","v":"★"},null,null,null,null,null,null,null,null,null,null,null,null,null,null,null,null,null,null,null,null,null,null,null,null,null,null,null,null,null,null,null,null,null,"end"]
[null,null,null,null,null,null,null,null,null,null,null,null,null,null,null,null,null,null,{"$f":"C62&\"-\"&3","v":"14-3"},{"$f":"IFERROR(IF(INDIRECT($C$4&$C62&\"!D94\")=\"\",\"★\",INDIRECT($C$4&$C62&\"!D94\")),\"★\")","v":"★"},{"$f":"IFERROR(IF(INDIRECT($C$4&$C62&\"!K94\")=\"\",\"★\",INDIRECT($C$4&$C62&\"!K94\")),\"★\")","v":"★"},{"$f":"IFERROR(IF(INDIRECT($C$4&$C62&\"!O94\")=\"\",\"★\",INDIRECT($C$4&$C62&\"!O94\")),\"★\")","v":"★"},{"$f":"IFERROR(IF(INDIRECT($C$4&$C62&\"!Q94\")=\"\",\"★\",INDIRECT($C$4&$C62&\"!Q94\")),\"★\")","v":"★"},{"$f":"IFERROR(IF(INDIRECT($C$4&$C62&\"!T94\")=\"\",\"★\",INDIRECT($C$4&$C62&\"!T94\")),\"★\")","v":"★"},{"$f":"IFERROR(IF(INDIRECT($C$4&$C62&\"!X94\")=\"\",\"★\",INDIRECT($C$4&$C62&\"!X94\")),\"★\")","v":"★"},null,{"$f":"IFERROR(IF(INDIRECT($C$4&$C62&\"!AB94\")=\"\",\"★\",INDIRECT($C$4&$C62&\"!AB94\")),\"★\")","v":"★"},{"$f":"IFERROR(IF(INDIRECT($C$4&$C62&\"!AF94\")=\"\",\"★\",INDIRECT($C$4&$C62&\"!AF94\")),\"★\")","v":"★"},null,{"$f":"IFERROR(IF(INDIRECT($C$4&$C62&\"!CH93\")=\"\",\"★\",INDIRECT($C$4&$C62&\"!CH93\")),\"★\")","v":"★"},null,null,{"$f":"IFERROR(IF(INDIRECT($C$4&$C62&\"!D115\")=\"\",\"★\",INDIRECT($C$4&$C62&\"!D115\")),\"★\")","v":"★"},{"$f":"IFERROR(IF(INDIRECT($C$4&$C62&\"!K115\")=\"\",\"★\",INDIRECT($C$4&$C62&\"!K115\")),\"★\")","v":"★"},{"$f":"IFERROR(IF(INDIRECT($C$4&$C62&\"!O115\")=\"\",\"★\",INDIRECT($C$4&$C62&\"!O115\")),\"★\")","v":"★"},{"$f":"IFERROR(IF(INDIRECT($C$4&$C62&\"!Q115\")=\"\",\"★\",INDIRECT($C$4&$C62&\"!Q115\")),\"★\")","v":"★"},{"$f":"IFERROR(IF(INDIRECT($C$4&$C62&\"!T115\")=\"\",\"★\",INDIRECT($C$4&$C62&\"!T115\")),\"★\")","v":"★"},{"$f":"IFERROR(IF(INDIRECT($C$4&$C62&\"!X115\")=\"\",\"★\",INDIRECT($C$4&$C62&\"!X115\")),\"★\")","v":"★"},null,{"$f":"IFERROR(IF(INDIRECT($C$4&$C62&\"!AB115\")=\"\",\"★\",INDIRECT($C$4&$C62&\"!AB115\")),\"★\")","v":"★"},{"$f":"IFERROR(IF(INDIRECT($C$4&$C62&\"!AF115\")=\"\",\"★\",INDIRECT($C$4&$C62&\"!AF115\")),\"★\")","v":"★"},null,{"$f":"IFERROR(IF(INDIRECT($C$4&$C62&\"!CH100\")=\"\",\"★\",INDIRECT($C$4&$C62&\"!CH100\")),\"★\")","v":"★"},null,null,null,null,null,null,null,null,null,null,null,null,null,null,null,null,null,null,null,null,null,null,null,null,null,null,null,null,null,null,null,null,null,null,null,null,null,"end"]
[null,null,null,null,null,null,null,null,null,null,null,null,null,null,null,null,null,null,{"$f":"C62&\"-\"&4","v":"14-4"},{"$f":"IFERROR(IF(INDIRECT($C$4&$C62&\"!D96\")=\"\",\"★\",INDIRECT($C$4&$C62&\"!D96\")),\"★\")","v":"★"},{"$f":"IFERROR(IF(INDIRECT($C$4&$C62&\"!K96\")=\"\",\"★\",INDIRECT($C$4&$C62&\"!K96\")),\"★\")","v":"★"},{"$f":"IFERROR(IF(INDIRECT($C$4&$C62&\"!O96\")=\"\",\"★\",INDIRECT($C$4&$C62&\"!O96\")),\"★\")","v":"★"},{"$f":"IFERROR(IF(INDIRECT($C$4&$C62&\"!Q96\")=\"\",\"★\",INDIRECT($C$4&$C62&\"!Q96\")),\"★\")","v":"★"},{"$f":"IFERROR(IF(INDIRECT($C$4&$C62&\"!T96\")=\"\",\"★\",INDIRECT($C$4&$C62&\"!T96\")),\"★\")","v":"★"},{"$f":"IFERROR(IF(INDIRECT($C$4&$C62&\"!X96\")=\"\",\"★\",INDIRECT($C$4&$C62&\"!X96\")),\"★\")","v":"★"},null,{"$f":"IFERROR(IF(INDIRECT($C$4&$C62&\"!AB96\")=\"\",\"★\",INDIRECT($C$4&$C62&\"!AB96\")),\"★\")","v":"★"},{"$f":"IFERROR(IF(INDIRECT($C$4&$C62&\"!AF96\")=\"\",\"★\",INDIRECT($C$4&$C62&\"!AF96\")),\"★\")","v":"★"},null,{"$f":"IFERROR(IF(INDIRECT($C$4&$C62&\"!CH94\")=\"\",\"★\",INDIRECT($C$4&$C62&\"!CH94\")),\"★\")","v":"★"},null,null,{"$f":"IFERROR(IF(INDIRECT($C$4&$C62&\"!D117\")=\"\",\"★\",INDIRECT($C$4&$C62&\"!D117\")),\"★\")","v":"★"},{"$f":"IFERROR(IF(INDIRECT($C$4&$C62&\"!K117\")=\"\",\"★\",INDIRECT($C$4&$C62&\"!K117\")),\"★\")","v":"★"},{"$f":"IFERROR(IF(INDIRECT($C$4&$C62&\"!O117\")=\"\",\"★\",INDIRECT($C$4&$C62&\"!O117\")),\"★\")","v":"★"},{"$f":"IFERROR(IF(INDIRECT($C$4&$C62&\"!Q117\")=\"\",\"★\",INDIRECT($C$4&$C62&\"!Q117\")),\"★\")","v":"★"},{"$f":"IFERROR(IF(INDIRECT($C$4&$C62&\"!T117\")=\"\",\"★\",INDIRECT($C$4&$C62&\"!T117\")),\"★\")","v":"★"},{"$f":"IFERROR(IF(INDIRECT($C$4&$C62&\"!X117\")=\"\",\"★\",INDIRECT($C$4&$C62&\"!X117\")),\"★\")","v":"★"},null,{"$f":"IFERROR(IF(INDIRECT($C$4&$C62&\"!AB117\")=\"\",\"★\",INDIRECT($C$4&$C62&\"!AB117\")),\"★\")","v":"★"},{"$f":"IFERROR(IF(INDIRECT($C$4&$C62&\"!AF117\")=\"\",\"★\",INDIRECT($C$4&$C62&\"!AF117\")),\"★\")","v":"★"},null,{"$f":"IFERROR(IF(INDIRECT($C$4&$C62&\"!CH101\")=\"\",\"★\",INDIRECT($C$4&$C62&\"!CH101\")),\"★\")","v":"★"},null,null,null,null,null,null,null,null,null,null,null,null,null,null,null,null,null,null,null,null,null,null,null,null,null,null,null,null,null,null,null,null,null,null,null,null,null,"end"]
[null,null,15,{"$f":"IFERROR(IF(INDIRECT($C$4&$C66&\"!C9\")=\"\",\"★\",INDIRECT($C$4&$C66&\"!C9\")),\"★\")","v":"★"},{"$f":"IFERROR(IF(INDIRECT($C$4&$C66&\"!G9\")=\"\",\"★\",INDIRECT($C$4&$C66&\"!G9\")),\"★\")","v":"★"},{"$f":"IFERROR(IF(INDIRECT($C$4&$C66&\"!AB11\")=\"\",\"★\",INDIRECT($C$4&$C66&\"!AB11\")),\"★\")","v":"★"},{"$f":"IFERROR(IF(INDIRECT($C$4&$C66&\"!AB13\")=\"\",\"★\",INDIRECT($C$4&$C66&\"!AB13\")),\"★\")","v":"★"},{"$f":"IFERROR(IF(INDIRECT($C$4&$C66&\"!G11\")=\"\",\"★\",INDIRECT($C$4&$C66&\"!G11\")),\"★\")","v":"★"},{"$f":"IFERROR(IF(INDIRECT($C$4&$C66&\"!Y9\")=\"\",\"★\",INDIRECT($C$4&$C66&\"!Y9\")),\"★\")","v":"★"},{"$f":"IFERROR(IF(INDIRECT($C$4&$C66&\"!AB9\")=\"\",\"★\",INDIRECT($C$4&$C66&\"!AB9\")),\"★\")","v":"★"},{"$f":"IFERROR(IF(INDIRECT($C$4&$C66&\"!G13\")=\"\",\"★\",INDIRECT($C$4&$C66&\"!G13\")),\"★\")","v":"★"},{"$f":"IFERROR(IF(INDIRECT($C$4&$C66&\"!J75\")=\"\",\"★\",INDIRECT($C$4&$C66&\"!J75\")),\"★\")","v":"★"},{"$f":"IFERROR(IF(INDIRECT($C$4&$C66&\"!J77\")=\"\",\"★\",INDIRECT($C$4&$C66&\"!J77\")),\"★\")","v":"★"},{"$f":"IFERROR(IF(INDIRECT($C$4&$C66&\"!J81\")=\"\",\"★\",INDIRECT($C$4&$C66&\"!J81\")),\"★\")","v":"★"},{"$f":"IFERROR(IF(INDIRECT($C$4&$C66&\"!J83\")=\"\",\"★\",INDIRECT($C$4&$C66&\"!J83\")),\"★\")","v":"★"},{"$f":"IFERROR(IF(INDIRECT($C$4&$C66&\"!AD75\")=\"\",\"★\",INDIRECT($C$4&$C66&\"!AD75\")),\"★\")","v":"★"},{"$f":"IFERROR(IF(INDIRECT($C$4&$C66&\"!J79\")=\"\",\"★\",INDIRECT($C$4&$C66&\"!J79\")),\"★\")","v":"★"},{"$f":"IFERROR(IF(INDIRECT($C$4&$C66&\"!AD83\")=\"\",\"★\",INDIRECT($C$4&$C66&\"!AD83\")),\"★\")","v":"★"},{"$f":"C66&\"-\"&1","v":"15-1"},{"$f":"IFERROR(IF(INDIRECT($C$4&$C66&\"!D90\")=\"\",\"★\",INDIRECT($C$4&$C66&\"!D90\")),\"★\")","v":"★"},{"$f":"IFERROR(IF(INDIRECT($C$4&$C66&\"!K90\")=\"\",\"★\",INDIRECT($C$4&$C66&\"!K90\")),\"★\")","v":"★"},{"$f":"IFERROR(IF(INDIRECT($C$4&$C66&\"!O90\")=\"\",\"★\",INDIRECT($C$4&$C66&\"!O90\")),\"★\")","v":"★"},{"$f":"IFERROR(IF(INDIRECT($C$4&$C66&\"!Q90\")=\"\",\"★\",INDIRECT($C$4&$C66&\"!Q90\")),\"★\")","v":"★"},{"$f":"IFERROR(IF(INDIRECT($C$4&$C66&\"!T90\")=\"\",\"★\",INDIRECT($C$4&$C66&\"!T90\")),\"★\")","v":"★"},{"$f":"IFERROR(IF(INDIRECT($C$4&$C66&\"!X90\")=\"\",\"★\",INDIRECT($C$4&$C66&\"!X90\")),\"★\")","v":"★"},{"$f":"IFERROR(IF(INDIRECT($C$4&$C66&\"!X98\")=\"\",\"★\",INDIRECT($C$4&$C66&\"!X98\")),\"★\")","v":"★"},{"$f":"IFERROR(IF(INDIRECT($C$4&$C66&\"!AB90\")=\"\",\"★\",INDIRECT($C$4&$C66&\"!AB90\")),\"★\")","v":"★"},{"$f":"IFERROR(IF(INDIRECT($C$4&$C66&\"!AF90\")=\"\",\"★\",INDIRECT($C$4&$C66&\"!AF90\")),\"★\")","v":"★"},{"$f":"IFERROR(IF(INDIRECT($C$4&$C66&\"!AF106\")=\"\",\"★\",INDIRECT($C$4&$C66&\"!AF106\")),\"★\")","v":"★"},{"$f":"IFERROR(IF(INDIRECT($C$4&$C66&\"!CH91\")=\"\",\"★\",INDIRECT($C$4&$C66&\"!CH91\")),\"★\")","v":"★"},{"$f":"IFERROR(IF(INDIRECT($C$4&$C66&\"!K104\")=\"\",\"★\",INDIRECT($C$4&$C66&\"!K104\")),\"★\")","v":"★"},{"$f":"IFERROR(IF(INDIRECT($C$4&$C66&\"!K106\")=\"\",\"★\",INDIRECT($C$4&$C66&\"!K106\")),\"★\")","v":"★"},{"$f":"IFERROR(IF(INDIRECT($C$4&$C66&\"!D111\")=\"\",\"★\",INDIRECT($C$4&$C66&\"!D111\")),\"★\")","v":"★"},{"$f":"IFERROR(IF(INDIRECT($C$4&$C66&\"!K111\")=\"\",\"★\",INDIRECT($C$4&$C66&\"!K111\")),\"★\")","v":"★"},{"$f":"IFERROR(IF(INDIRECT($C$4&$C66&\"!O111\")=\"\",\"★\",INDIRECT($C$4&$C66&\"!O111\")),\"★\")","v":"★"},{"$f":"IFERROR(IF(INDIRECT($C$4&$C66&\"!Q111\")=\"\",\"★\",INDIRECT($C$4&$C66&\"!Q111\")),\"★\")","v":"★"},{"$f":"IFERROR(IF(INDIRECT($C$4&$C66&\"!T111\")=\"\",\"★\",INDIRECT($C$4&$C66&\"!T111\")),\"★\")","v":"★"},{"$f":"IFERROR(IF(INDIRECT($C$4&$C66&\"!X111\")=\"\",\"★\",INDIRECT($C$4&$C66&\"!X111\")),\"★\")","v":"★"},{"$f":"IFERROR(IF(INDIRECT($C$4&$C66&\"!X119\")=\"\",\"★\",INDIRECT($C$4&$C66&\"!X119\")),\"★\")","v":"★"},{"$f":"IFERROR(IF(INDIRECT($C$4&$C66&\"!AB111\")=\"\",\"★\",INDIRECT($C$4&$C66&\"!AB111\")),\"★\")","v":"★"},{"$f":"IFERROR(IF(INDIRECT($C$4&$C66&\"!AF111\")=\"\",\"★\",INDIRECT($C$4&$C66&\"!AF111\")),\"★\")","v":"★"},{"$f":"IFERROR(IF(INDIRECT($C$4&$C66&\"!AF127\")=\"\",\"★\",INDIRECT($C$4&$C66&\"!AF127\")),\"★\")","v":"★"},{"$f":"IFERROR(IF(INDIRECT($C$4&$C66&\"!CH98\")=\"\",\"★\",INDIRECT($C$4&$C66&\"!CH98\")),\"★\")","v":"★"},{"$f":"IFERROR(IF(INDIRECT($C$4&$C66&\"!K125\")=\"\",\"★\",INDIRECT($C$4&$C66&\"!K125\")),\"★\")","v":"★"},{"$f":"IFERROR(IF(INDIRECT($C$4&$C66&\"!K127\")=\"\",\"★\",INDIRECT($C$4&$C66&\"!K127\")),\"★\")","v":"★"},{"$f":"IFERROR(IF(INDIRECT($C$4&$C66&\"!F271\")=\"\",\"★\",INDIRECT($C$4&$C66&\"!F271\")&INDIRECT($C$4&$C66&\"!I271\")),\"★\")","v":"★"},{"$f":"IFERROR(IF(INDIRECT($C$4&$C66&\"!L271\")=\"\",\"★\",INDIRECT($C$4&$C66&\"!L271\")&INDIRECT($C$4&$C66&\"!O271\")),\"★\")","v":"★"},null,{"$f":"IFERROR(IF(INDIRECT($C$4&$C66&\"!V278\")=\"\",\"★\",INDIRECT($C$4&$C66&\"!V278\")),\"★\")","v":"★"},{"$f":"IFERROR(IF(INDIRECT($C$4&$C66&\"!Z278\")=\"\",\"★\",INDIRECT($C$4&$C66&\"!Z278\")),\"★\")","v":"★"},{"$f":"IFERROR(IF(INDIRECT($C$4&$C66&\"!AD278\")=\"\",\"★\",INDIRECT($C$4&$C66&\"!AD278\")),\"★\")","v":"★"},{"$f":"IFERROR(IF(INDIRECT($C$4&$C66&\"!AH278\")=\"\",\"★\",INDIRECT($C$4&$C66&\"!AH278\")),\"★\")","v":"★"},{"$f":"IFERROR(IF(INDIRECT($C$4&$C66&\"!I285\")=\"\",\"★\",INDIRECT($C$4&$C66&\"!I285\")),\"★\")","v":"★"},{"$f":"IFERROR(IF(INDIRECT($C$4&$C66&\"!I287\")=\"\",\"★\",INDIRECT($C$4&$C66&\"!I287\")),\"★\")","v":"★"},{"$f":"IFERROR(IF(INDIRECT($C$4&$C66&\"!O285\")=\"\",\"★\",INDIRECT($C$4&$C66&\"!O285\")),\"★\")","v":"★"},{"$f":"IFERROR(IF(INDIRECT($C$4&$C66&\"!R285\")=\"\",\"★\",INDIRECT($C$4&$C66&\"!R285\")),\"★\")","v":"★"},{"$f":"IFERROR(IF(INDIRECT($C$4&$C66&\"!V285\")=\"\",\"★\",INDIRECT($C$4&$C66&\"!V285\")),\"★\")","v":"★"},{"$f":"IFERROR(IF(INDIRECT($C$4&$C66&\"!Z285\")=\"\",\"★\",INDIRECT($C$4&$C66&\"!Z285\")),\"★\")","v":"★"},{"$f":"IFERROR(IF(INDIRECT($C$4&$C66&\"!AD285\")=\"\",\"★\",INDIRECT($C$4&$C66&\"!AD285\")),\"★\")","v":"★"},{"$f":"IFERROR(IF(INDIRECT($C$4&$C66&\"!AH285\")=\"\",\"★\",INDIRECT($C$4&$C66&\"!AH285\")),\"★\")","v":"★"},null,{"$f":"IFERROR(IF(INDIRECT($C$4&$C66&\"!V287\")=\"\",\"★\",INDIRECT($C$4&$C66&\"!V287\")),\"★\")","v":"★"},{"$f":"IFERROR(IF(INDIRECT($C$4&$C66&\"!Z287\")=\"\",\"★\",INDIRECT($C$4&$C66&\"!Z287\")),\"★\")","v":"★"},{"$f":"IFERROR(IF(INDIRECT($C$4&$C66&\"!AD287\")=\"\",\"★\",INDIRECT($C$4&$C66&\"!AD287\")),\"★\")","v":"★"},{"$f":"IFERROR(IF(INDIRECT($C$4&$C66&\"!AH287\")=\"\",\"★\",INDIRECT($C$4&$C66&\"!AH287\")),\"★\")","v":"★"},{"$f":"IFERROR(IF(INDIRECT($C$4&$C66&\"!B294\")=\"\",\"★\",INDIRECT($C$4&$C66&\"!B294\")),\"★\")","v":"★"},{"$f":"IFERROR(IF(INDIRECT($C$4&$C66&\"!E294\")=\"\",\"★\",INDIRECT($C$4&$C66&\"!E294\")),\"★\")","v":"★"},{"$f":"IFERROR(IF(INDIRECT($C$4&$C66&\"!I294\")=\"\",\"★\",INDIRECT($C$4&$C66&\"!I294\")),\"★\")","v":"★"},{"$f":"IFERROR(IF(INDIRECT($C$4&$C66&\"!I296\")=\"\",\"★\",INDIRECT($C$4&$C66&\"!I296\")),\"★\")","v":"★"},{"$f":"IFERROR(IF(INDIRECT($C$4&$C66&\"!O294\")=\"\",\"★\",INDIRECT($C$4&$C66&\"!O294\")),\"★\")","v":"★"},{"$f":"IFERROR(IF(INDIRECT($C$4&$C66&\"!R294\")=\"\",\"★\",INDIRECT($C$4&$C66&\"!R294\")),\"★\")","v":"★"},{"$f":"IFERROR(IF(INDIRECT($C$4&$C66&\"!V294\")=\"\",\"★\",INDIRECT($C$4&$C66&\"!V294\")),\"★\")","v":"★"},{"$f":"IFERROR(IF(INDIRECT($C$4&$C66&\"!Z294\")=\"\",\"★\",INDIRECT($C$4&$C66&\"!Z294\")),\"★\")","v":"★"},{"$f":"IFERROR(IF(INDIRECT($C$4&$C66&\"!AD294\")=\"\",\"★\",INDIRECT($C$4&$C66&\"!AD294\")),\"★\")","v":"★"},{"$f":"IFERROR(IF(INDIRECT($C$4&$C66&\"!AH294\")=\"\",\"★\",INDIRECT($C$4&$C66&\"!AH294\")),\"★\")","v":"★"},null,{"$f":"IFERROR(IF(INDIRECT($C$4&$C66&\"!V296\")=\"\",\"★\",INDIRECT($C$4&$C66&\"!V296\")),\"★\")","v":"★"},{"$f":"IFERROR(IF(INDIRECT($C$4&$C66&\"!Z296\")=\"\",\"★\",INDIRECT($C$4&$C66&\"!Z287\")),\"★\")","v":"★"},{"$f":"IFERROR(IF(INDIRECT($C$4&$C66&\"!AD296\")=\"\",\"★\",INDIRECT($C$4&$C66&\"!AD296\")),\"★\")","v":"★"},{"$f":"IFERROR(IF(INDIRECT($C$4&$C66&\"!AH296\")=\"\",\"★\",INDIRECT($C$4&$C66&\"!AH296\")),\"★\")","v":"★"},"end"]
[null,null,null,null,null,null,null,null,null,null,null,null,null,null,null,null,null,null,{"$f":"C66&\"-\"&2","v":"15-2"},{"$f":"IFERROR(IF(INDIRECT($C$4&$C66&\"!D92\")=\"\",\"★\",INDIRECT($C$4&$C66&\"!D92\")),\"★\")","v":"★"},{"$f":"IFERROR(IF(INDIRECT($C$4&$C66&\"!K92\")=\"\",\"★\",INDIRECT($C$4&$C66&\"!K92\")),\"★\")","v":"★"},{"$f":"IFERROR(IF(INDIRECT($C$4&$C66&\"!O92\")=\"\",\"★\",INDIRECT($C$4&$C66&\"!O92\")),\"★\")","v":"★"},{"$f":"IFERROR(IF(INDIRECT($C$4&$C66&\"!Q92\")=\"\",\"★\",INDIRECT($C$4&$C66&\"!Q92\")),\"★\")","v":"★"},{"$f":"IFERROR(IF(INDIRECT($C$4&$C66&\"!T92\")=\"\",\"★\",INDIRECT($C$4&$C66&\"!T92\")),\"★\")","v":"★"},{"$f":"IFERROR(IF(INDIRECT($C$4&$C66&\"!X92\")=\"\",\"★\",INDIRECT($C$4&$C66&\"!X92\")),\"★\")","v":"★"},null,{"$f":"IFERROR(IF(INDIRECT($C$4&$C66&\"!AB92\")=\"\",\"★\",INDIRECT($C$4&$C66&\"!AB92\")),\"★\")","v":"★"},{"$f":"IFERROR(IF(INDIRECT($C$4&$C66&\"!AF92\")=\"\",\"★\",INDIRECT($C$4&$C66&\"!AF92\")),\"★\")","v":"★"},null,{"$f":"IFERROR(IF(INDIRECT($C$4&$C66&\"!CH92\")=\"\",\"★\",INDIRECT($C$4&$C66&\"!CH92\")),\"★\")","v":"★"},null,null,{"$f":"IFERROR(IF(INDIRECT($C$4&$C66&\"!D113\")=\"\",\"★\",INDIRECT($C$4&$C66&\"!D113\")),\"★\")","v":"★"},{"$f":"IFERROR(IF(INDIRECT($C$4&$C66&\"!K113\")=\"\",\"★\",INDIRECT($C$4&$C66&\"!K113\")),\"★\")","v":"★"},{"$f":"IFERROR(IF(INDIRECT($C$4&$C66&\"!O113\")=\"\",\"★\",INDIRECT($C$4&$C66&\"!O113\")),\"★\")","v":"★"},{"$f":"IFERROR(IF(INDIRECT($C$4&$C66&\"!Q113\")=\"\",\"★\",INDIRECT($C$4&$C66&\"!Q113\")),\"★\")","v":"★"},{"$f":"IFERROR(IF(INDIRECT($C$4&$C66&\"!T113\")=\"\",\"★\",INDIRECT($C$4&$C66&\"!T113\")),\"★\")","v":"★"},{"$f":"IFERROR(IF(INDIRECT($C$4&$C66&\"!X113\")=\"\",\"★\",INDIRECT($C$4&$C66&\"!X113\")),\"★\")","v":"★"},null,{"$f":"IFERROR(IF(INDIRECT($C$4&$C66&\"!AB113\")=\"\",\"★\",INDIRECT($C$4&$C66&\"!AB113\")),\"★\")","v":"★"},{"$f":"IFERROR(IF(INDIRECT($C$4&$C66&\"!AF113\")=\"\",\"★\",INDIRECT($C$4&$C66&\"!AF113\")),\"★\")","v":"★"},null,{"$f":"IFERROR(IF(INDIRECT($C$4&$C66&\"!CH99\")=\"\",\"★\",INDIRECT($C$4&$C66&\"!CH99\")),\"★\")","v":"★"},null,null,{"$f":"IFERROR(IF(INDIRECT($C$4&$C66&\"!F270\")=\"\",\"★\",INDIRECT($C$4&$C66&\"!F270\")),\"★\")","v":"★"},{"$f":"IFERROR(IF(INDIRECT($C$4&$C66&\"!L270\")=\"\",\"★\",INDIRECT($C$4&$C66&\"!L270\")),\"★\")","v":"★"},null,null,null,null,null,null,null,null,null,null,null,null,null,null,null,null,null,null,null,null,null,null,null,null,null,null,null,null,null,null,null,null,null,"end"]
[null,null,null,null,null,null,null,null,null,null,null,null,null,null,null,null,null,null,{"$f":"C66&\"-\"&3","v":"15-3"},{"$f":"IFERROR(IF(INDIRECT($C$4&$C66&\"!D94\")=\"\",\"★\",INDIRECT($C$4&$C66&\"!D94\")),\"★\")","v":"★"},{"$f":"IFERROR(IF(INDIRECT($C$4&$C66&\"!K94\")=\"\",\"★\",INDIRECT($C$4&$C66&\"!K94\")),\"★\")","v":"★"},{"$f":"IFERROR(IF(INDIRECT($C$4&$C66&\"!O94\")=\"\",\"★\",INDIRECT($C$4&$C66&\"!O94\")),\"★\")","v":"★"},{"$f":"IFERROR(IF(INDIRECT($C$4&$C66&\"!Q94\")=\"\",\"★\",INDIRECT($C$4&$C66&\"!Q94\")),\"★\")","v":"★"},{"$f":"IFERROR(IF(INDIRECT($C$4&$C66&\"!T94\")=\"\",\"★\",INDIRECT($C$4&$C66&\"!T94\")),\"★\")","v":"★"},{"$f":"IFERROR(IF(INDIRECT($C$4&$C66&\"!X94\")=\"\",\"★\",INDIRECT($C$4&$C66&\"!X94\")),\"★\")","v":"★"},null,{"$f":"IFERROR(IF(INDIRECT($C$4&$C66&\"!AB94\")=\"\",\"★\",INDIRECT($C$4&$C66&\"!AB94\")),\"★\")","v":"★"},{"$f":"IFERROR(IF(INDIRECT($C$4&$C66&\"!AF94\")=\"\",\"★\",INDIRECT($C$4&$C66&\"!AF94\")),\"★\")","v":"★"},null,{"$f":"IFERROR(IF(INDIRECT($C$4&$C66&\"!CH93\")=\"\",\"★\",INDIRECT($C$4&$C66&\"!CH93\")),\"★\")","v":"★"},null,null,{"$f":"IFERROR(IF(INDIRECT($C$4&$C66&\"!D115\")=\"\",\"★\",INDIRECT($C$4&$C66&\"!D115\")),\"★\")","v":"★"},{"$f":"IFERROR(IF(INDIRECT($C$4&$C66&\"!K115\")=\"\",\"★\",INDIRECT($C$4&$C66&\"!K115\")),\"★\")","v":"★"},{"$f":"IFERROR(IF(INDIRECT($C$4&$C66&\"!O115\")=\"\",\"★\",INDIRECT($C$4&$C66&\"!O115\")),\"★\")","v":"★"},{"$f":"IFERROR(IF(INDIRECT($C$4&$C66&\"!Q115\")=\"\",\"★\",INDIRECT($C$4&$C66&\"!Q115\")),\"★\")","v":"★"},{"$f":"IFERROR(IF(INDIRECT($C$4&$C66&\"!T115\")=\"\",\"★\",INDIRECT($C$4&$C66&\"!T115\")),\"★\")","v":"★"},{"$f":"IFERROR(IF(INDIRECT($C$4&$C66&\"!X115\")=\"\",\"★\",INDIRECT($C$4&$C66&\"!X115\")),\"★\")","v":"★"},null,{"$f":"IFERROR(IF(INDIRECT($C$4&$C66&\"!AB115\")=\"\",\"★\",INDIRECT($C$4&$C66&\"!AB115\")),\"★\")","v":"★"},{"$f":"IFERROR(IF(INDIRECT($C$4&$C66&\"!AF115\")=\"\",\"★\",INDIRECT($C$4&$C66&\"!AF115\")),\"★\")","v":"★"},null,{"$f":"IFERROR(IF(INDIRECT($C$4&$C66&\"!CH100\")=\"\",\"★\",INDIRECT($C$4&$C66&\"!CH100\")),\"★\")","v":"★"},null,null,null,null,null,null,null,null,null,null,null,null,null,null,null,null,null,null,null,null,null,null,null,null,null,null,null,null,null,null,null,null,null,null,null,null,null,"end"]
[null,null,null,null,null,null,null,null,null,null,null,null,null,null,null,null,null,null,{"$f":"C66&\"-\"&4","v":"15-4"},{"$f":"IFERROR(IF(INDIRECT($C$4&$C66&\"!D96\")=\"\",\"★\",INDIRECT($C$4&$C66&\"!D96\")),\"★\")","v":"★"},{"$f":"IFERROR(IF(INDIRECT($C$4&$C66&\"!K96\")=\"\",\"★\",INDIRECT($C$4&$C66&\"!K96\")),\"★\")","v":"★"},{"$f":"IFERROR(IF(INDIRECT($C$4&$C66&\"!O96\")=\"\",\"★\",INDIRECT($C$4&$C66&\"!O96\")),\"★\")","v":"★"},{"$f":"IFERROR(IF(INDIRECT($C$4&$C66&\"!Q96\")=\"\",\"★\",INDIRECT($C$4&$C66&\"!Q96\")),\"★\")","v":"★"},{"$f":"IFERROR(IF(INDIRECT($C$4&$C66&\"!T96\")=\"\",\"★\",INDIRECT($C$4&$C66&\"!T96\")),\"★\")","v":"★"},{"$f":"IFERROR(IF(INDIRECT($C$4&$C66&\"!X96\")=\"\",\"★\",INDIRECT($C$4&$C66&\"!X96\")),\"★\")","v":"★"},null,{"$f":"IFERROR(IF(INDIRECT($C$4&$C66&\"!AB96\")=\"\",\"★\",INDIRECT($C$4&$C66&\"!AB96\")),\"★\")","v":"★"},{"$f":"IFERROR(IF(INDIRECT($C$4&$C66&\"!AF96\")=\"\",\"★\",INDIRECT($C$4&$C66&\"!AF96\")),\"★\")","v":"★"},null,{"$f":"IFERROR(IF(INDIRECT($C$4&$C66&\"!CH94\")=\"\",\"★\",INDIRECT($C$4&$C66&\"!CH94\")),\"★\")","v":"★"},null,null,{"$f":"IFERROR(IF(INDIRECT($C$4&$C66&\"!D117\")=\"\",\"★\",INDIRECT($C$4&$C66&\"!D117\")),\"★\")","v":"★"},{"$f":"IFERROR(IF(INDIRECT($C$4&$C66&\"!K117\")=\"\",\"★\",INDIRECT($C$4&$C66&\"!K117\")),\"★\")","v":"★"},{"$f":"IFERROR(IF(INDIRECT($C$4&$C66&\"!O117\")=\"\",\"★\",INDIRECT($C$4&$C66&\"!O117\")),\"★\")","v":"★"},{"$f":"IFERROR(IF(INDIRECT($C$4&$C66&\"!Q117\")=\"\",\"★\",INDIRECT($C$4&$C66&\"!Q117\")),\"★\")","v":"★"},{"$f":"IFERROR(IF(INDIRECT($C$4&$C66&\"!T117\")=\"\",\"★\",INDIRECT($C$4&$C66&\"!T117\")),\"★\")","v":"★"},{"$f":"IFERROR(IF(INDIRECT($C$4&$C66&\"!X117\")=\"\",\"★\",INDIRECT($C$4&$C66&\"!X117\")),\"★\")","v":"★"},null,{"$f":"IFERROR(IF(INDIRECT($C$4&$C66&\"!AB117\")=\"\",\"★\",INDIRECT($C$4&$C66&\"!AB117\")),\"★\")","v":"★"},{"$f":"IFERROR(IF(INDIRECT($C$4&$C66&\"!AF117\")=\"\",\"★\",INDIRECT($C$4&$C66&\"!AF117\")),\"★\")","v":"★"},null,{"$f":"IFERROR(IF(INDIRECT($C$4&$C66&\"!CH101\")=\"\",\"★\",INDIRECT($C$4&$C66&\"!CH101\")),\"★\")","v":"★"},null,null,null,null,null,null,null,null,null,null,null,null,null,null,null,null,null,null,null,null,null,null,null,null,null,null,null,null,null,null,null,null,null,null,null,null,null,"end"]
[null,null,16,{"$f":"IFERROR(IF(INDIRECT($C$4&$C70&\"!C9\")=\"\",\"★\",INDIRECT($C$4&$C70&\"!C9\")),\"★\")","v":"★"},{"$f":"IFERROR(IF(INDIRECT($C$4&$C70&\"!G9\")=\"\",\"★\",INDIRECT($C$4&$C70&\"!G9\")),\"★\")","v":"★"},{"$f":"IFERROR(IF(INDIRECT($C$4&$C70&\"!AB11\")=\"\",\"★\",INDIRECT($C$4&$C70&\"!AB11\")),\"★\")","v":"★"},{"$f":"IFERROR(IF(INDIRECT($C$4&$C70&\"!AB13\")=\"\",\"★\",INDIRECT($C$4&$C70&\"!AB13\")),\"★\")","v":"★"},{"$f":"IFERROR(IF(INDIRECT($C$4&$C70&\"!G11\")=\"\",\"★\",INDIRECT($C$4&$C70&\"!G11\")),\"★\")","v":"★"},{"$f":"IFERROR(IF(INDIRECT($C$4&$C70&\"!Y9\")=\"\",\"★\",INDIRECT($C$4&$C70&\"!Y9\")),\"★\")","v":"★"},{"$f":"IFERROR(IF(INDIRECT($C$4&$C70&\"!AB9\")=\"\",\"★\",INDIRECT($C$4&$C70&\"!AB9\")),\"★\")","v":"★"},{"$f":"IFERROR(IF(INDIRECT($C$4&$C70&\"!G13\")=\"\",\"★\",INDIRECT($C$4&$C70&\"!G13\")),\"★\")","v":"★"},{"$f":"IFERROR(IF(INDIRECT($C$4&$C70&\"!J75\")=\"\",\"★\",INDIRECT($C$4&$C70&\"!J75\")),\"★\")","v":"★"},{"$f":"IFERROR(IF(INDIRECT($C$4&$C70&\"!J77\")=\"\",\"★\",INDIRECT($C$4&$C70&\"!J77\")),\"★\")","v":"★"},{"$f":"IFERROR(IF(INDIRECT($C$4&$C70&\"!J81\")=\"\",\"★\",INDIRECT($C$4&$C70&\"!J81\")),\"★\")","v":"★"},{"$f":"IFERROR(IF(INDIRECT($C$4&$C70&\"!J83\")=\"\",\"★\",INDIRECT($C$4&$C70&\"!J83\")),\"★\")","v":"★"},{"$f":"IFERROR(IF(INDIRECT($C$4&$C70&\"!AD75\")=\"\",\"★\",INDIRECT($C$4&$C70&\"!AD75\")),\"★\")","v":"★"},{"$f":"IFERROR(IF(INDIRECT($C$4&$C70&\"!J79\")=\"\",\"★\",INDIRECT($C$4&$C70&\"!J79\")),\"★\")","v":"★"},{"$f":"IFERROR(IF(INDIRECT($C$4&$C70&\"!AD83\")=\"\",\"★\",INDIRECT($C$4&$C70&\"!AD83\")),\"★\")","v":"★"},{"$f":"C70&\"-\"&1","v":"16-1"},{"$f":"IFERROR(IF(INDIRECT($C$4&$C70&\"!D90\")=\"\",\"★\",INDIRECT($C$4&$C70&\"!D90\")),\"★\")","v":"★"},{"$f":"IFERROR(IF(INDIRECT($C$4&$C70&\"!K90\")=\"\",\"★\",INDIRECT($C$4&$C70&\"!K90\")),\"★\")","v":"★"},{"$f":"IFERROR(IF(INDIRECT($C$4&$C70&\"!O90\")=\"\",\"★\",INDIRECT($C$4&$C70&\"!O90\")),\"★\")","v":"★"},{"$f":"IFERROR(IF(INDIRECT($C$4&$C70&\"!Q90\")=\"\",\"★\",INDIRECT($C$4&$C70&\"!Q90\")),\"★\")","v":"★"},{"$f":"IFERROR(IF(INDIRECT($C$4&$C70&\"!T90\")=\"\",\"★\",INDIRECT($C$4&$C70&\"!T90\")),\"★\")","v":"★"},{"$f":"IFERROR(IF(INDIRECT($C$4&$C70&\"!X90\")=\"\",\"★\",INDIRECT($C$4&$C70&\"!X90\")),\"★\")","v":"★"},{"$f":"IFERROR(IF(INDIRECT($C$4&$C70&\"!X98\")=\"\",\"★\",INDIRECT($C$4&$C70&\"!X98\")),\"★\")","v":"★"},{"$f":"IFERROR(IF(INDIRECT($C$4&$C70&\"!AB90\")=\"\",\"★\",INDIRECT($C$4&$C70&\"!AB90\")),\"★\")","v":"★"},{"$f":"IFERROR(IF(INDIRECT($C$4&$C70&\"!AF90\")=\"\",\"★\",INDIRECT($C$4&$C70&\"!AF90\")),\"★\")","v":"★"},{"$f":"IFERROR(IF(INDIRECT($C$4&$C70&\"!AF106\")=\"\",\"★\",INDIRECT($C$4&$C70&\"!AF106\")),\"★\")","v":"★"},{"$f":"IFERROR(IF(INDIRECT($C$4&$C70&\"!CH91\")=\"\",\"★\",INDIRECT($C$4&$C70&\"!CH91\")),\"★\")","v":"★"},{"$f":"IFERROR(IF(INDIRECT($C$4&$C70&\"!K104\")=\"\",\"★\",INDIRECT($C$4&$C70&\"!K104\")),\"★\")","v":"★"},{"$f":"IFERROR(IF(INDIRECT($C$4&$C70&\"!K106\")=\"\",\"★\",INDIRECT($C$4&$C70&\"!K106\")),\"★\")","v":"★"},{"$f":"IFERROR(IF(INDIRECT($C$4&$C70&\"!D111\")=\"\",\"★\",INDIRECT($C$4&$C70&\"!D111\")),\"★\")","v":"★"},{"$f":"IFERROR(IF(INDIRECT($C$4&$C70&\"!K111\")=\"\",\"★\",INDIRECT($C$4&$C70&\"!K111\")),\"★\")","v":"★"},{"$f":"IFERROR(IF(INDIRECT($C$4&$C70&\"!O111\")=\"\",\"★\",INDIRECT($C$4&$C70&\"!O111\")),\"★\")","v":"★"},{"$f":"IFERROR(IF(INDIRECT($C$4&$C70&\"!Q111\")=\"\",\"★\",INDIRECT($C$4&$C70&\"!Q111\")),\"★\")","v":"★"},{"$f":"IFERROR(IF(INDIRECT($C$4&$C70&\"!T111\")=\"\",\"★\",INDIRECT($C$4&$C70&\"!T111\")),\"★\")","v":"★"},{"$f":"IFERROR(IF(INDIRECT($C$4&$C70&\"!X111\")=\"\",\"★\",INDIRECT($C$4&$C70&\"!X111\")),\"★\")","v":"★"},{"$f":"IFERROR(IF(INDIRECT($C$4&$C70&\"!X119\")=\"\",\"★\",INDIRECT($C$4&$C70&\"!X119\")),\"★\")","v":"★"},{"$f":"IFERROR(IF(INDIRECT($C$4&$C70&\"!AB111\")=\"\",\"★\",INDIRECT($C$4&$C70&\"!AB111\")),\"★\")","v":"★"},{"$f":"IFERROR(IF(INDIRECT($C$4&$C70&\"!AF111\")=\"\",\"★\",INDIRECT($C$4&$C70&\"!AF111\")),\"★\")","v":"★"},{"$f":"IFERROR(IF(INDIRECT($C$4&$C70&\"!AF127\")=\"\",\"★\",INDIRECT($C$4&$C70&\"!AF127\")),\"★\")","v":"★"},{"$f":"IFERROR(IF(INDIRECT($C$4&$C70&\"!CH98\")=\"\",\"★\",INDIRECT($C$4&$C70&\"!CH98\")),\"★\")","v":"★"},{"$f":"IFERROR(IF(INDIRECT($C$4&$C70&\"!K125\")=\"\",\"★\",INDIRECT($C$4&$C70&\"!K125\")),\"★\")","v":"★"},{"$f":"IFERROR(IF(INDIRECT($C$4&$C70&\"!K127\")=\"\",\"★\",INDIRECT($C$4&$C70&\"!K127\")),\"★\")","v":"★"},{"$f":"IFERROR(IF(INDIRECT($C$4&$C70&\"!F271\")=\"\",\"★\",INDIRECT($C$4&$C70&\"!F271\")&INDIRECT($C$4&$C70&\"!I271\")),\"★\")","v":"★"},{"$f":"IFERROR(IF(INDIRECT($C$4&$C70&\"!L271\")=\"\",\"★\",INDIRECT($C$4&$C70&\"!L271\")&INDIRECT($C$4&$C70&\"!O271\")),\"★\")","v":"★"},null,{"$f":"IFERROR(IF(INDIRECT($C$4&$C70&\"!V278\")=\"\",\"★\",INDIRECT($C$4&$C70&\"!V278\")),\"★\")","v":"★"},{"$f":"IFERROR(IF(INDIRECT($C$4&$C70&\"!Z278\")=\"\",\"★\",INDIRECT($C$4&$C70&\"!Z278\")),\"★\")","v":"★"},{"$f":"IFERROR(IF(INDIRECT($C$4&$C70&\"!AD278\")=\"\",\"★\",INDIRECT($C$4&$C70&\"!AD278\")),\"★\")","v":"★"},{"$f":"IFERROR(IF(INDIRECT($C$4&$C70&\"!AH278\")=\"\",\"★\",INDIRECT($C$4&$C70&\"!AH278\")),\"★\")","v":"★"},{"$f":"IFERROR(IF(INDIRECT($C$4&$C70&\"!I285\")=\"\",\"★\",INDIRECT($C$4&$C70&\"!I285\")),\"★\")","v":"★"},{"$f":"IFERROR(IF(INDIRECT($C$4&$C70&\"!I287\")=\"\",\"★\",INDIRECT($C$4&$C70&\"!I287\")),\"★\")","v":"★"},{"$f":"IFERROR(IF(INDIRECT($C$4&$C70&\"!O285\")=\"\",\"★\",INDIRECT($C$4&$C70&\"!O285\")),\"★\")","v":"★"},{"$f":"IFERROR(IF(INDIRECT($C$4&$C70&\"!R285\")=\"\",\"★\",INDIRECT($C$4&$C70&\"!R285\")),\"★\")","v":"★"},{"$f":"IFERROR(IF(INDIRECT($C$4&$C70&\"!V285\")=\"\",\"★\",INDIRECT($C$4&$C70&\"!V285\")),\"★\")","v":"★"},{"$f":"IFERROR(IF(INDIRECT($C$4&$C70&\"!Z285\")=\"\",\"★\",INDIRECT($C$4&$C70&\"!Z285\")),\"★\")","v":"★"},{"$f":"IFERROR(IF(INDIRECT($C$4&$C70&\"!AD285\")=\"\",\"★\",INDIRECT($C$4&$C70&\"!AD285\")),\"★\")","v":"★"},{"$f":"IFERROR(IF(INDIRECT($C$4&$C70&\"!AH285\")=\"\",\"★\",INDIRECT($C$4&$C70&\"!AH285\")),\"★\")","v":"★"},null,{"$f":"IFERROR(IF(INDIRECT($C$4&$C70&\"!V287\")=\"\",\"★\",INDIRECT($C$4&$C70&\"!V287\")),\"★\")","v":"★"},{"$f":"IFERROR(IF(INDIRECT($C$4&$C70&\"!Z287\")=\"\",\"★\",INDIRECT($C$4&$C70&\"!Z287\")),\"★\")","v":"★"},{"$f":"IFERROR(IF(INDIRECT($C$4&$C70&\"!AD287\")=\"\",\"★\",INDIRECT($C$4&$C70&\"!AD287\")),\"★\")","v":"★"},{"$f":"IFERROR(IF(INDIRECT($C$4&$C70&\"!AH287\")=\"\",\"★\",INDIRECT($C$4&$C70&\"!AH287\")),\"★\")","v":"★"},{"$f":"IFERROR(IF(INDIRECT($C$4&$C70&\"!B294\")=\"\",\"★\",INDIRECT($C$4&$C70&\"!B294\")),\"★\")","v":"★"},{"$f":"IFERROR(IF(INDIRECT($C$4&$C70&\"!E294\")=\"\",\"★\",INDIRECT($C$4&$C70&\"!E294\")),\"★\")","v":"★"},{"$f":"IFERROR(IF(INDIRECT($C$4&$C70&\"!I294\")=\"\",\"★\",INDIRECT($C$4&$C70&\"!I294\")),\"★\")","v":"★"},{"$f":"IFERROR(IF(INDIRECT($C$4&$C70&\"!I296\")=\"\",\"★\",INDIRECT($C$4&$C70&\"!I296\")),\"★\")","v":"★"},{"$f":"IFERROR(IF(INDIRECT($C$4&$C70&\"!O294\")=\"\",\"★\",INDIRECT($C$4&$C70&\"!O294\")),\"★\")","v":"★"},{"$f":"IFERROR(IF(INDIRECT($C$4&$C70&\"!R294\")=\"\",\"★\",INDIRECT($C$4&$C70&\"!R294\")),\"★\")","v":"★"},{"$f":"IFERROR(IF(INDIRECT($C$4&$C70&\"!V294\")=\"\",\"★\",INDIRECT($C$4&$C70&\"!V294\")),\"★\")","v":"★"},{"$f":"IFERROR(IF(INDIRECT($C$4&$C70&\"!Z294\")=\"\",\"★\",INDIRECT($C$4&$C70&\"!Z294\")),\"★\")","v":"★"},{"$f":"IFERROR(IF(INDIRECT($C$4&$C70&\"!AD294\")=\"\",\"★\",INDIRECT($C$4&$C70&\"!AD294\")),\"★\")","v":"★"},{"$f":"IFERROR(IF(INDIRECT($C$4&$C70&\"!AH294\")=\"\",\"★\",INDIRECT($C$4&$C70&\"!AH294\")),\"★\")","v":"★"},null,{"$f":"IFERROR(IF(INDIRECT($C$4&$C70&\"!V296\")=\"\",\"★\",INDIRECT($C$4&$C70&\"!V296\")),\"★\")","v":"★"},{"$f":"IFERROR(IF(INDIRECT($C$4&$C70&\"!Z296\")=\"\",\"★\",INDIRECT($C$4&$C70&\"!Z287\")),\"★\")","v":"★"},{"$f":"IFERROR(IF(INDIRECT($C$4&$C70&\"!AD296\")=\"\",\"★\",INDIRECT($C$4&$C70&\"!AD296\")),\"★\")","v":"★"},{"$f":"IFERROR(IF(INDIRECT($C$4&$C70&\"!AH296\")=\"\",\"★\",INDIRECT($C$4&$C70&\"!AH296\")),\"★\")","v":"★"},"end"]
[null,null,null,null,null,null,null,null,null,null,null,null,null,null,null,null,null,null,{"$f":"C70&\"-\"&2","v":"16-2"},{"$f":"IFERROR(IF(INDIRECT($C$4&$C70&\"!D92\")=\"\",\"★\",INDIRECT($C$4&$C70&\"!D92\")),\"★\")","v":"★"},{"$f":"IFERROR(IF(INDIRECT($C$4&$C70&\"!K92\")=\"\",\"★\",INDIRECT($C$4&$C70&\"!K92\")),\"★\")","v":"★"},{"$f":"IFERROR(IF(INDIRECT($C$4&$C70&\"!O92\")=\"\",\"★\",INDIRECT($C$4&$C70&\"!O92\")),\"★\")","v":"★"},{"$f":"IFERROR(IF(INDIRECT($C$4&$C70&\"!Q92\")=\"\",\"★\",INDIRECT($C$4&$C70&\"!Q92\")),\"★\")","v":"★"},{"$f":"IFERROR(IF(INDIRECT($C$4&$C70&\"!T92\")=\"\",\"★\",INDIRECT($C$4&$C70&\"!T92\")),\"★\")","v":"★"},{"$f":"IFERROR(IF(INDIRECT($C$4&$C70&\"!X92\")=\"\",\"★\",INDIRECT($C$4&$C70&\"!X92\")),\"★\")","v":"★"},null,{"$f":"IFERROR(IF(INDIRECT($C$4&$C70&\"!AB92\")=\"\",\"★\",INDIRECT($C$4&$C70&\"!AB92\")),\"★\")","v":"★"},{"$f":"IFERROR(IF(INDIRECT($C$4&$C70&\"!AF92\")=\"\",\"★\",INDIRECT($C$4&$C70&\"!AF92\")),\"★\")","v":"★"},null,{"$f":"IFERROR(IF(INDIRECT($C$4&$C70&\"!CH92\")=\"\",\"★\",INDIRECT($C$4&$C70&\"!CH92\")),\"★\")","v":"★"},null,null,{"$f":"IFERROR(IF(INDIRECT($C$4&$C70&\"!D113\")=\"\",\"★\",INDIRECT($C$4&$C70&\"!D113\")),\"★\")","v":"★"},{"$f":"IFERROR(IF(INDIRECT($C$4&$C70&\"!K113\")=\"\",\"★\",INDIRECT($C$4&$C70&\"!K113\")),\"★\")","v":"★"},{"$f":"IFERROR(IF(INDIRECT($C$4&$C70&\"!O113\")=\"\",\"★\",INDIRECT($C$4&$C70&\"!O113\")),\"★\")","v":"★"},{"$f":"IFERROR(IF(INDIRECT($C$4&$C70&\"!Q113\")=\"\",\"★\",INDIRECT($C$4&$C70&\"!Q113\")),\"★\")","v":"★"},{"$f":"IFERROR(IF(INDIRECT($C$4&$C70&\"!T113\")=\"\",\"★\",INDIRECT($C$4&$C70&\"!T113\")),\"★\")","v":"★"},{"$f":"IFERROR(IF(INDIRECT($C$4&$C70&\"!X113\")=\"\",\"★\",INDIRECT($C$4&$C70&\"!X113\")),\"★\")","v":"★"},null,{"$f":"IFERROR(IF(INDIRECT($C$4&$C70&\"!AB113\")=\"\",\"★\",INDIRECT($C$4&$C70&\"!AB113\")),\"★\")","v":"★"},{"$f":"IFERROR(IF(INDIRECT($C$4&$C70&\"!AF113\")=\"\",\"★\",INDIRECT($C$4&$C70&\"!AF113\")),\"★\")","v":"★"},null,{"$f":"IFERROR(IF(INDIRECT($C$4&$C70&\"!CH99\")=\"\",\"★\",INDIRECT($C$4&$C70&\"!CH99\")),\"★\")","v":"★"},null,null,{"$f":"IFERROR(IF(INDIRECT($C$4&$C70&\"!F270\")=\"\",\"★\",INDIRECT($C$4&$C70&\"!F270\")),\"★\")","v":"★"},{"$f":"IFERROR(IF(INDIRECT($C$4&$C70&\"!L270\")=\"\",\"★\",INDIRECT($C$4&$C70&\"!L270\")),\"★\")","v":"★"},null,null,null,null,null,null,null,null,null,null,null,null,null,null,null,null,null,null,null,null,null,null,null,null,null,null,null,null,null,null,null,null,null,"end"]
[null,null,null,null,null,null,null,null,null,null,null,null,null,null,null,null,null,null,{"$f":"C70&\"-\"&3","v":"16-3"},{"$f":"IFERROR(IF(INDIRECT($C$4&$C70&\"!D94\")=\"\",\"★\",INDIRECT($C$4&$C70&\"!D94\")),\"★\")","v":"★"},{"$f":"IFERROR(IF(INDIRECT($C$4&$C70&\"!K94\")=\"\",\"★\",INDIRECT($C$4&$C70&\"!K94\")),\"★\")","v":"★"},{"$f":"IFERROR(IF(INDIRECT($C$4&$C70&\"!O94\")=\"\",\"★\",INDIRECT($C$4&$C70&\"!O94\")),\"★\")","v":"★"},{"$f":"IFERROR(IF(INDIRECT($C$4&$C70&\"!Q94\")=\"\",\"★\",INDIRECT($C$4&$C70&\"!Q94\")),\"★\")","v":"★"},{"$f":"IFERROR(IF(INDIRECT($C$4&$C70&\"!T94\")=\"\",\"★\",INDIRECT($C$4&$C70&\"!T94\")),\"★\")","v":"★"},{"$f":"IFERROR(IF(INDIRECT($C$4&$C70&\"!X94\")=\"\",\"★\",INDIRECT($C$4&$C70&\"!X94\")),\"★\")","v":"★"},null,{"$f":"IFERROR(IF(INDIRECT($C$4&$C70&\"!AB94\")=\"\",\"★\",INDIRECT($C$4&$C70&\"!AB94\")),\"★\")","v":"★"},{"$f":"IFERROR(IF(INDIRECT($C$4&$C70&\"!AF94\")=\"\",\"★\",INDIRECT($C$4&$C70&\"!AF94\")),\"★\")","v":"★"},null,{"$f":"IFERROR(IF(INDIRECT($C$4&$C70&\"!CH93\")=\"\",\"★\",INDIRECT($C$4&$C70&\"!CH93\")),\"★\")","v":"★"},null,null,{"$f":"IFERROR(IF(INDIRECT($C$4&$C70&\"!D115\")=\"\",\"★\",INDIRECT($C$4&$C70&\"!D115\")),\"★\")","v":"★"},{"$f":"IFERROR(IF(INDIRECT($C$4&$C70&\"!K115\")=\"\",\"★\",INDIRECT($C$4&$C70&\"!K115\")),\"★\")","v":"★"},{"$f":"IFERROR(IF(INDIRECT($C$4&$C70&\"!O115\")=\"\",\"★\",INDIRECT($C$4&$C70&\"!O115\")),\"★\")","v":"★"},{"$f":"IFERROR(IF(INDIRECT($C$4&$C70&\"!Q115\")=\"\",\"★\",INDIRECT($C$4&$C70&\"!Q115\")),\"★\")","v":"★"},{"$f":"IFERROR(IF(INDIRECT($C$4&$C70&\"!T115\")=\"\",\"★\",INDIRECT($C$4&$C70&\"!T115\")),\"★\")","v":"★"},{"$f":"IFERROR(IF(INDIRECT($C$4&$C70&\"!X115\")=\"\",\"★\",INDIRECT($C$4&$C70&\"!X115\")),\"★\")","v":"★"},null,{"$f":"IFERROR(IF(INDIRECT($C$4&$C70&\"!AB115\")=\"\",\"★\",INDIRECT($C$4&$C70&\"!AB115\")),\"★\")","v":"★"},{"$f":"IFERROR(IF(INDIRECT($C$4&$C70&\"!AF115\")=\"\",\"★\",INDIRECT($C$4&$C70&\"!AF115\")),\"★\")","v":"★"},null,{"$f":"IFERROR(IF(INDIRECT($C$4&$C70&\"!CH100\")=\"\",\"★\",INDIRECT($C$4&$C70&\"!CH100\")),\"★\")","v":"★"},null,null,null,null,null,null,null,null,null,null,null,null,null,null,null,null,null,null,null,null,null,null,null,null,null,null,null,null,null,null,null,null,null,null,null,null,null,"end"]
[null,null,null,null,null,null,null,null,null,null,null,null,null,null,null,null,null,null,{"$f":"C70&\"-\"&4","v":"16-4"},{"$f":"IFERROR(IF(INDIRECT($C$4&$C70&\"!D96\")=\"\",\"★\",INDIRECT($C$4&$C70&\"!D96\")),\"★\")","v":"★"},{"$f":"IFERROR(IF(INDIRECT($C$4&$C70&\"!K96\")=\"\",\"★\",INDIRECT($C$4&$C70&\"!K96\")),\"★\")","v":"★"},{"$f":"IFERROR(IF(INDIRECT($C$4&$C70&\"!O96\")=\"\",\"★\",INDIRECT($C$4&$C70&\"!O96\")),\"★\")","v":"★"},{"$f":"IFERROR(IF(INDIRECT($C$4&$C70&\"!Q96\")=\"\",\"★\",INDIRECT($C$4&$C70&\"!Q96\")),\"★\")","v":"★"},{"$f":"IFERROR(IF(INDIRECT($C$4&$C70&\"!T96\")=\"\",\"★\",INDIRECT($C$4&$C70&\"!T96\")),\"★\")","v":"★"},{"$f":"IFERROR(IF(INDIRECT($C$4&$C70&\"!X96\")=\"\",\"★\",INDIRECT($C$4&$C70&\"!X96\")),\"★\")","v":"★"},null,{"$f":"IFERROR(IF(INDIRECT($C$4&$C70&\"!AB96\")=\"\",\"★\",INDIRECT($C$4&$C70&\"!AB96\")),\"★\")","v":"★"},{"$f":"IFERROR(IF(INDIRECT($C$4&$C70&\"!AF96\")=\"\",\"★\",INDIRECT($C$4&$C70&\"!AF96\")),\"★\")","v":"★"},null,{"$f":"IFERROR(IF(INDIRECT($C$4&$C70&\"!CH94\")=\"\",\"★\",INDIRECT($C$4&$C70&\"!CH94\")),\"★\")","v":"★"},null,null,{"$f":"IFERROR(IF(INDIRECT($C$4&$C70&\"!D117\")=\"\",\"★\",INDIRECT($C$4&$C70&\"!D117\")),\"★\")","v":"★"},{"$f":"IFERROR(IF(INDIRECT($C$4&$C70&\"!K117\")=\"\",\"★\",INDIRECT($C$4&$C70&\"!K117\")),\"★\")","v":"★"},{"$f":"IFERROR(IF(INDIRECT($C$4&$C70&\"!O117\")=\"\",\"★\",INDIRECT($C$4&$C70&\"!O117\")),\"★\")","v":"★"},{"$f":"IFERROR(IF(INDIRECT($C$4&$C70&\"!Q117\")=\"\",\"★\",INDIRECT($C$4&$C70&\"!Q117\")),\"★\")","v":"★"},{"$f":"IFERROR(IF(INDIRECT($C$4&$C70&\"!T117\")=\"\",\"★\",INDIRECT($C$4&$C70&\"!T117\")),\"★\")","v":"★"},{"$f":"IFERROR(IF(INDIRECT($C$4&$C70&\"!X117\")=\"\",\"★\",INDIRECT($C$4&$C70&\"!X117\")),\"★\")","v":"★"},null,{"$f":"IFERROR(IF(INDIRECT($C$4&$C70&\"!AB117\")=\"\",\"★\",INDIRECT($C$4&$C70&\"!AB117\")),\"★\")","v":"★"},{"$f":"IFERROR(IF(INDIRECT($C$4&$C70&\"!AF117\")=\"\",\"★\",INDIRECT($C$4&$C70&\"!AF117\")),\"★\")","v":"★"},null,{"$f":"IFERROR(IF(INDIRECT($C$4&$C70&\"!CH101\")=\"\",\"★\",INDIRECT($C$4&$C70&\"!CH101\")),\"★\")","v":"★"},null,null,null,null,null,null,null,null,null,null,null,null,null,null,null,null,null,null,null,null,null,null,null,null,null,null,null,null,null,null,null,null,null,null,null,null,null,"end"]
[null,null,17,{"$f":"IFERROR(IF(INDIRECT($C$4&$C74&\"!C9\")=\"\",\"★\",INDIRECT($C$4&$C74&\"!C9\")),\"★\")","v":"★"},{"$f":"IFERROR(IF(INDIRECT($C$4&$C74&\"!G9\")=\"\",\"★\",INDIRECT($C$4&$C74&\"!G9\")),\"★\")","v":"★"},{"$f":"IFERROR(IF(INDIRECT($C$4&$C74&\"!AB11\")=\"\",\"★\",INDIRECT($C$4&$C74&\"!AB11\")),\"★\")","v":"★"},{"$f":"IFERROR(IF(INDIRECT($C$4&$C74&\"!AB13\")=\"\",\"★\",INDIRECT($C$4&$C74&\"!AB13\")),\"★\")","v":"★"},{"$f":"IFERROR(IF(INDIRECT($C$4&$C74&\"!G11\")=\"\",\"★\",INDIRECT($C$4&$C74&\"!G11\")),\"★\")","v":"★"},{"$f":"IFERROR(IF(INDIRECT($C$4&$C74&\"!Y9\")=\"\",\"★\",INDIRECT($C$4&$C74&\"!Y9\")),\"★\")","v":"★"},{"$f":"IFERROR(IF(INDIRECT($C$4&$C74&\"!AB9\")=\"\",\"★\",INDIRECT($C$4&$C74&\"!AB9\")),\"★\")","v":"★"},{"$f":"IFERROR(IF(INDIRECT($C$4&$C74&\"!G13\")=\"\",\"★\",INDIRECT($C$4&$C74&\"!G13\")),\"★\")","v":"★"},{"$f":"IFERROR(IF(INDIRECT($C$4&$C74&\"!J75\")=\"\",\"★\",INDIRECT($C$4&$C74&\"!J75\")),\"★\")","v":"★"},{"$f":"IFERROR(IF(INDIRECT($C$4&$C74&\"!J77\")=\"\",\"★\",INDIRECT($C$4&$C74&\"!J77\")),\"★\")","v":"★"},{"$f":"IFERROR(IF(INDIRECT($C$4&$C74&\"!J81\")=\"\",\"★\",INDIRECT($C$4&$C74&\"!J81\")),\"★\")","v":"★"},{"$f":"IFERROR(IF(INDIRECT($C$4&$C74&\"!J83\")=\"\",\"★\",INDIRECT($C$4&$C74&\"!J83\")),\"★\")","v":"★"},{"$f":"IFERROR(IF(INDIRECT($C$4&$C74&\"!AD75\")=\"\",\"★\",INDIRECT($C$4&$C74&\"!AD75\")),\"★\")","v":"★"},{"$f":"IFERROR(IF(INDIRECT($C$4&$C74&\"!J79\")=\"\",\"★\",INDIRECT($C$4&$C74&\"!J79\")),\"★\")","v":"★"},{"$f":"IFERROR(IF(INDIRECT($C$4&$C74&\"!AD83\")=\"\",\"★\",INDIRECT($C$4&$C74&\"!AD83\")),\"★\")","v":"★"},{"$f":"C74&\"-\"&1","v":"17-1"},{"$f":"IFERROR(IF(INDIRECT($C$4&$C74&\"!D90\")=\"\",\"★\",INDIRECT($C$4&$C74&\"!D90\")),\"★\")","v":"★"},{"$f":"IFERROR(IF(INDIRECT($C$4&$C74&\"!K90\")=\"\",\"★\",INDIRECT($C$4&$C74&\"!K90\")),\"★\")","v":"★"},{"$f":"IFERROR(IF(INDIRECT($C$4&$C74&\"!O90\")=\"\",\"★\",INDIRECT($C$4&$C74&\"!O90\")),\"★\")","v":"★"},{"$f":"IFERROR(IF(INDIRECT($C$4&$C74&\"!Q90\")=\"\",\"★\",INDIRECT($C$4&$C74&\"!Q90\")),\"★\")","v":"★"},{"$f":"IFERROR(IF(INDIRECT($C$4&$C74&\"!T90\")=\"\",\"★\",INDIRECT($C$4&$C74&\"!T90\")),\"★\")","v":"★"},{"$f":"IFERROR(IF(INDIRECT($C$4&$C74&\"!X90\")=\"\",\"★\",INDIRECT($C$4&$C74&\"!X90\")),\"★\")","v":"★"},{"$f":"IFERROR(IF(INDIRECT($C$4&$C74&\"!X98\")=\"\",\"★\",INDIRECT($C$4&$C74&\"!X98\")),\"★\")","v":"★"},{"$f":"IFERROR(IF(INDIRECT($C$4&$C74&\"!AB90\")=\"\",\"★\",INDIRECT($C$4&$C74&\"!AB90\")),\"★\")","v":"★"},{"$f":"IFERROR(IF(INDIRECT($C$4&$C74&\"!AF90\")=\"\",\"★\",INDIRECT($C$4&$C74&\"!AF90\")),\"★\")","v":"★"},{"$f":"IFERROR(IF(INDIRECT($C$4&$C74&\"!AF106\")=\"\",\"★\",INDIRECT($C$4&$C74&\"!AF106\")),\"★\")","v":"★"},{"$f":"IFERROR(IF(INDIRECT($C$4&$C74&\"!CH91\")=\"\",\"★\",INDIRECT($C$4&$C74&\"!CH91\")),\"★\")","v":"★"},{"$f":"IFERROR(IF(INDIRECT($C$4&$C74&\"!K104\")=\"\",\"★\",INDIRECT($C$4&$C74&\"!K104\")),\"★\")","v":"★"},{"$f":"IFERROR(IF(INDIRECT($C$4&$C74&\"!K106\")=\"\",\"★\",INDIRECT($C$4&$C74&\"!K106\")),\"★\")","v":"★"},{"$f":"IFERROR(IF(INDIRECT($C$4&$C74&\"!D111\")=\"\",\"★\",INDIRECT($C$4&$C74&\"!D111\")),\"★\")","v":"★"},{"$f":"IFERROR(IF(INDIRECT($C$4&$C74&\"!K111\")=\"\",\"★\",INDIRECT($C$4&$C74&\"!K111\")),\"★\")","v":"★"},{"$f":"IFERROR(IF(INDIRECT($C$4&$C74&\"!O111\")=\"\",\"★\",INDIRECT($C$4&$C74&\"!O111\")),\"★\")","v":"★"},{"$f":"IFERROR(IF(INDIRECT($C$4&$C74&\"!Q111\")=\"\",\"★\",INDIRECT($C$4&$C74&\"!Q111\")),\"★\")","v":"★"},{"$f":"IFERROR(IF(INDIRECT($C$4&$C74&\"!T111\")=\"\",\"★\",INDIRECT($C$4&$C74&\"!T111\")),\"★\")","v":"★"},{"$f":"IFERROR(IF(INDIRECT($C$4&$C74&\"!X111\")=\"\",\"★\",INDIRECT($C$4&$C74&\"!X111\")),\"★\")","v":"★"},{"$f":"IFERROR(IF(INDIRECT($C$4&$C74&\"!X119\")=\"\",\"★\",INDIRECT($C$4&$C74&\"!X119\")),\"★\")","v":"★"},{"$f":"IFERROR(IF(INDIRECT($C$4&$C74&\"!AB111\")=\"\",\"★\",INDIRECT($C$4&$C74&\"!AB111\")),\"★\")","v":"★"},{"$f":"IFERROR(IF(INDIRECT($C$4&$C74&\"!AF111\")=\"\",\"★\",INDIRECT($C$4&$C74&\"!AF111\")),\"★\")","v":"★"},{"$f":"IFERROR(IF(INDIRECT($C$4&$C74&\"!AF127\")=\"\",\"★\",INDIRECT($C$4&$C74&\"!AF127\")),\"★\")","v":"★"},{"$f":"IFERROR(IF(INDIRECT($C$4&$C74&\"!CH98\")=\"\",\"★\",INDIRECT($C$4&$C74&\"!CH98\")),\"★\")","v":"★"},{"$f":"IFERROR(IF(INDIRECT($C$4&$C74&\"!K125\")=\"\",\"★\",INDIRECT($C$4&$C74&\"!K125\")),\"★\")","v":"★"},{"$f":"IFERROR(IF(INDIRECT($C$4&$C74&\"!K127\")=\"\",\"★\",INDIRECT($C$4&$C74&\"!K127\")),\"★\")","v":"★"},{"$f":"IFERROR(IF(INDIRECT($C$4&$C74&\"!F271\")=\"\",\"★\",INDIRECT($C$4&$C74&\"!F271\")&INDIRECT($C$4&$C74&\"!I271\")),\"★\")","v":"★"},{"$f":"IFERROR(IF(INDIRECT($C$4&$C74&\"!L271\")=\"\",\"★\",INDIRECT($C$4&$C74&\"!L271\")&INDIRECT($C$4&$C74&\"!O271\")),\"★\")","v":"★"},null,{"$f":"IFERROR(IF(INDIRECT($C$4&$C74&\"!V278\")=\"\",\"★\",INDIRECT($C$4&$C74&\"!V278\")),\"★\")","v":"★"},{"$f":"IFERROR(IF(INDIRECT($C$4&$C74&\"!Z278\")=\"\",\"★\",INDIRECT($C$4&$C74&\"!Z278\")),\"★\")","v":"★"},{"$f":"IFERROR(IF(INDIRECT($C$4&$C74&\"!AD278\")=\"\",\"★\",INDIRECT($C$4&$C74&\"!AD278\")),\"★\")","v":"★"},{"$f":"IFERROR(IF(INDIRECT($C$4&$C74&\"!AH278\")=\"\",\"★\",INDIRECT($C$4&$C74&\"!AH278\")),\"★\")","v":"★"},{"$f":"IFERROR(IF(INDIRECT($C$4&$C74&\"!I285\")=\"\",\"★\",INDIRECT($C$4&$C74&\"!I285\")),\"★\")","v":"★"},{"$f":"IFERROR(IF(INDIRECT($C$4&$C74&\"!I287\")=\"\",\"★\",INDIRECT($C$4&$C74&\"!I287\")),\"★\")","v":"★"},{"$f":"IFERROR(IF(INDIRECT($C$4&$C74&\"!O285\")=\"\",\"★\",INDIRECT($C$4&$C74&\"!O285\")),\"★\")","v":"★"},{"$f":"IFERROR(IF(INDIRECT($C$4&$C74&\"!R285\")=\"\",\"★\",INDIRECT($C$4&$C74&\"!R285\")),\"★\")","v":"★"},{"$f":"IFERROR(IF(INDIRECT($C$4&$C74&\"!V285\")=\"\",\"★\",INDIRECT($C$4&$C74&\"!V285\")),\"★\")","v":"★"},{"$f":"IFERROR(IF(INDIRECT($C$4&$C74&\"!Z285\")=\"\",\"★\",INDIRECT($C$4&$C74&\"!Z285\")),\"★\")","v":"★"},{"$f":"IFERROR(IF(INDIRECT($C$4&$C74&\"!AD285\")=\"\",\"★\",INDIRECT($C$4&$C74&\"!AD285\")),\"★\")","v":"★"},{"$f":"IFERROR(IF(INDIRECT($C$4&$C74&\"!AH285\")=\"\",\"★\",INDIRECT($C$4&$C74&\"!AH285\")),\"★\")","v":"★"},null,{"$f":"IFERROR(IF(INDIRECT($C$4&$C74&\"!V287\")=\"\",\"★\",INDIRECT($C$4&$C74&\"!V287\")),\"★\")","v":"★"},{"$f":"IFERROR(IF(INDIRECT($C$4&$C74&\"!Z287\")=\"\",\"★\",INDIRECT($C$4&$C74&\"!Z287\")),\"★\")","v":"★"},{"$f":"IFERROR(IF(INDIRECT($C$4&$C74&\"!AD287\")=\"\",\"★\",INDIRECT($C$4&$C74&\"!AD287\")),\"★\")","v":"★"},{"$f":"IFERROR(IF(INDIRECT($C$4&$C74&\"!AH287\")=\"\",\"★\",INDIRECT($C$4&$C74&\"!AH287\")),\"★\")","v":"★"},{"$f":"IFERROR(IF(INDIRECT($C$4&$C74&\"!B294\")=\"\",\"★\",INDIRECT($C$4&$C74&\"!B294\")),\"★\")","v":"★"},{"$f":"IFERROR(IF(INDIRECT($C$4&$C74&\"!E294\")=\"\",\"★\",INDIRECT($C$4&$C74&\"!E294\")),\"★\")","v":"★"},{"$f":"IFERROR(IF(INDIRECT($C$4&$C74&\"!I294\")=\"\",\"★\",INDIRECT($C$4&$C74&\"!I294\")),\"★\")","v":"★"},{"$f":"IFERROR(IF(INDIRECT($C$4&$C74&\"!I296\")=\"\",\"★\",INDIRECT($C$4&$C74&\"!I296\")),\"★\")","v":"★"},{"$f":"IFERROR(IF(INDIRECT($C$4&$C74&\"!O294\")=\"\",\"★\",INDIRECT($C$4&$C74&\"!O294\")),\"★\")","v":"★"},{"$f":"IFERROR(IF(INDIRECT($C$4&$C74&\"!R294\")=\"\",\"★\",INDIRECT($C$4&$C74&\"!R294\")),\"★\")","v":"★"},{"$f":"IFERROR(IF(INDIRECT($C$4&$C74&\"!V294\")=\"\",\"★\",INDIRECT($C$4&$C74&\"!V294\")),\"★\")","v":"★"},{"$f":"IFERROR(IF(INDIRECT($C$4&$C74&\"!Z294\")=\"\",\"★\",INDIRECT($C$4&$C74&\"!Z294\")),\"★\")","v":"★"},{"$f":"IFERROR(IF(INDIRECT($C$4&$C74&\"!AD294\")=\"\",\"★\",INDIRECT($C$4&$C74&\"!AD294\")),\"★\")","v":"★"},{"$f":"IFERROR(IF(INDIRECT($C$4&$C74&\"!AH294\")=\"\",\"★\",INDIRECT($C$4&$C74&\"!AH294\")),\"★\")","v":"★"},null,{"$f":"IFERROR(IF(INDIRECT($C$4&$C74&\"!V296\")=\"\",\"★\",INDIRECT($C$4&$C74&\"!V296\")),\"★\")","v":"★"},{"$f":"IFERROR(IF(INDIRECT($C$4&$C74&\"!Z296\")=\"\",\"★\",INDIRECT($C$4&$C74&\"!Z287\")),\"★\")","v":"★"},{"$f":"IFERROR(IF(INDIRECT($C$4&$C74&\"!AD296\")=\"\",\"★\",INDIRECT($C$4&$C74&\"!AD296\")),\"★\")","v":"★"},{"$f":"IFERROR(IF(INDIRECT($C$4&$C74&\"!AH296\")=\"\",\"★\",INDIRECT($C$4&$C74&\"!AH296\")),\"★\")","v":"★"},"end"]
[null,null,null,null,null,null,null,null,null,null,null,null,null,null,null,null,null,null,{"$f":"C74&\"-\"&2","v":"17-2"},{"$f":"IFERROR(IF(INDIRECT($C$4&$C74&\"!D92\")=\"\",\"★\",INDIRECT($C$4&$C74&\"!D92\")),\"★\")","v":"★"},{"$f":"IFERROR(IF(INDIRECT($C$4&$C74&\"!K92\")=\"\",\"★\",INDIRECT($C$4&$C74&\"!K92\")),\"★\")","v":"★"},{"$f":"IFERROR(IF(INDIRECT($C$4&$C74&\"!O92\")=\"\",\"★\",INDIRECT($C$4&$C74&\"!O92\")),\"★\")","v":"★"},{"$f":"IFERROR(IF(INDIRECT($C$4&$C74&\"!Q92\")=\"\",\"★\",INDIRECT($C$4&$C74&\"!Q92\")),\"★\")","v":"★"},{"$f":"IFERROR(IF(INDIRECT($C$4&$C74&\"!T92\")=\"\",\"★\",INDIRECT($C$4&$C74&\"!T92\")),\"★\")","v":"★"},{"$f":"IFERROR(IF(INDIRECT($C$4&$C74&\"!X92\")=\"\",\"★\",INDIRECT($C$4&$C74&\"!X92\")),\"★\")","v":"★"},null,{"$f":"IFERROR(IF(INDIRECT($C$4&$C74&\"!AB92\")=\"\",\"★\",INDIRECT($C$4&$C74&\"!AB92\")),\"★\")","v":"★"},{"$f":"IFERROR(IF(INDIRECT($C$4&$C74&\"!AF92\")=\"\",\"★\",INDIRECT($C$4&$C74&\"!AF92\")),\"★\")","v":"★"},null,{"$f":"IFERROR(IF(INDIRECT($C$4&$C74&\"!CH92\")=\"\",\"★\",INDIRECT($C$4&$C74&\"!CH92\")),\"★\")","v":"★"},null,null,{"$f":"IFERROR(IF(INDIRECT($C$4&$C74&\"!D113\")=\"\",\"★\",INDIRECT($C$4&$C74&\"!D113\")),\"★\")","v":"★"},{"$f":"IFERROR(IF(INDIRECT($C$4&$C74&\"!K113\")=\"\",\"★\",INDIRECT($C$4&$C74&\"!K113\")),\"★\")","v":"★"},{"$f":"IFERROR(IF(INDIRECT($C$4&$C74&\"!O113\")=\"\",\"★\",INDIRECT($C$4&$C74&\"!O113\")),\"★\")","v":"★"},{"$f":"IFERROR(IF(INDIRECT($C$4&$C74&\"!Q113\")=\"\",\"★\",INDIRECT($C$4&$C74&\"!Q113\")),\"★\")","v":"★"},{"$f":"IFERROR(IF(INDIRECT($C$4&$C74&\"!T113\")=\"\",\"★\",INDIRECT($C$4&$C74&\"!T113\")),\"★\")","v":"★"},{"$f":"IFERROR(IF(INDIRECT($C$4&$C74&\"!X113\")=\"\",\"★\",INDIRECT($C$4&$C74&\"!X113\")),\"★\")","v":"★"},null,{"$f":"IFERROR(IF(INDIRECT($C$4&$C74&\"!AB113\")=\"\",\"★\",INDIRECT($C$4&$C74&\"!AB113\")),\"★\")","v":"★"},{"$f":"IFERROR(IF(INDIRECT($C$4&$C74&\"!AF113\")=\"\",\"★\",INDIRECT($C$4&$C74&\"!AF113\")),\"★\")","v":"★"},null,{"$f":"IFERROR(IF(INDIRECT($C$4&$C74&\"!CH99\")=\"\",\"★\",INDIRECT($C$4&$C74&\"!CH99\")),\"★\")","v":"★"},null,null,{"$f":"IFERROR(IF(INDIRECT($C$4&$C74&\"!F270\")=\"\",\"★\",INDIRECT($C$4&$C74&\"!F270\")),\"★\")","v":"★"},{"$f":"IFERROR(IF(INDIRECT($C$4&$C74&\"!L270\")=\"\",\"★\",INDIRECT($C$4&$C74&\"!L270\")),\"★\")","v":"★"},null,null,null,null,null,null,null,null,null,null,null,null,null,null,null,null,null,null,null,null,null,null,null,null,null,null,null,null,null,null,null,null,null,"end"]
[null,null,null,null,null,null,null,null,null,null,null,null,null,null,null,null,null,null,{"$f":"C74&\"-\"&3","v":"17-3"},{"$f":"IFERROR(IF(INDIRECT($C$4&$C74&\"!D94\")=\"\",\"★\",INDIRECT($C$4&$C74&\"!D94\")),\"★\")","v":"★"},{"$f":"IFERROR(IF(INDIRECT($C$4&$C74&\"!K94\")=\"\",\"★\",INDIRECT($C$4&$C74&\"!K94\")),\"★\")","v":"★"},{"$f":"IFERROR(IF(INDIRECT($C$4&$C74&\"!O94\")=\"\",\"★\",INDIRECT($C$4&$C74&\"!O94\")),\"★\")","v":"★"},{"$f":"IFERROR(IF(INDIRECT($C$4&$C74&\"!Q94\")=\"\",\"★\",INDIRECT($C$4&$C74&\"!Q94\")),\"★\")","v":"★"},{"$f":"IFERROR(IF(INDIRECT($C$4&$C74&\"!T94\")=\"\",\"★\",INDIRECT($C$4&$C74&\"!T94\")),\"★\")","v":"★"},{"$f":"IFERROR(IF(INDIRECT($C$4&$C74&\"!X94\")=\"\",\"★\",INDIRECT($C$4&$C74&\"!X94\")),\"★\")","v":"★"},null,{"$f":"IFERROR(IF(INDIRECT($C$4&$C74&\"!AB94\")=\"\",\"★\",INDIRECT($C$4&$C74&\"!AB94\")),\"★\")","v":"★"},{"$f":"IFERROR(IF(INDIRECT($C$4&$C74&\"!AF94\")=\"\",\"★\",INDIRECT($C$4&$C74&\"!AF94\")),\"★\")","v":"★"},null,{"$f":"IFERROR(IF(INDIRECT($C$4&$C74&\"!CH93\")=\"\",\"★\",INDIRECT($C$4&$C74&\"!CH93\")),\"★\")","v":"★"},null,null,{"$f":"IFERROR(IF(INDIRECT($C$4&$C74&\"!D115\")=\"\",\"★\",INDIRECT($C$4&$C74&\"!D115\")),\"★\")","v":"★"},{"$f":"IFERROR(IF(INDIRECT($C$4&$C74&\"!K115\")=\"\",\"★\",INDIRECT($C$4&$C74&\"!K115\")),\"★\")","v":"★"},{"$f":"IFERROR(IF(INDIRECT($C$4&$C74&\"!O115\")=\"\",\"★\",INDIRECT($C$4&$C74&\"!O115\")),\"★\")","v":"★"},{"$f":"IFERROR(IF(INDIRECT($C$4&$C74&\"!Q115\")=\"\",\"★\",INDIRECT($C$4&$C74&\"!Q115\")),\"★\")","v":"★"},{"$f":"IFERROR(IF(INDIRECT($C$4&$C74&\"!T115\")=\"\",\"★\",INDIRECT($C$4&$C74&\"!T115\")),\"★\")","v":"★"},{"$f":"IFERROR(IF(INDIRECT($C$4&$C74&\"!X115\")=\"\",\"★\",INDIRECT($C$4&$C74&\"!X115\")),\"★\")","v":"★"},null,{"$f":"IFERROR(IF(INDIRECT($C$4&$C74&\"!AB115\")=\"\",\"★\",INDIRECT($C$4&$C74&\"!AB115\")),\"★\")","v":"★"},{"$f":"IFERROR(IF(INDIRECT($C$4&$C74&\"!AF115\")=\"\",\"★\",INDIRECT($C$4&$C74&\"!AF115\")),\"★\")","v":"★"},null,{"$f":"IFERROR(IF(INDIRECT($C$4&$C74&\"!CH100\")=\"\",\"★\",INDIRECT($C$4&$C74&\"!CH100\")),\"★\")","v":"★"},null,null,null,null,null,null,null,null,null,null,null,null,null,null,null,null,null,null,null,null,null,null,null,null,null,null,null,null,null,null,null,null,null,null,null,null,null,"end"]
[null,null,null,null,null,null,null,null,null,null,null,null,null,null,null,null,null,null,{"$f":"C74&\"-\"&4","v":"17-4"},{"$f":"IFERROR(IF(INDIRECT($C$4&$C74&\"!D96\")=\"\",\"★\",INDIRECT($C$4&$C74&\"!D96\")),\"★\")","v":"★"},{"$f":"IFERROR(IF(INDIRECT($C$4&$C74&\"!K96\")=\"\",\"★\",INDIRECT($C$4&$C74&\"!K96\")),\"★\")","v":"★"},{"$f":"IFERROR(IF(INDIRECT($C$4&$C74&\"!O96\")=\"\",\"★\",INDIRECT($C$4&$C74&\"!O96\")),\"★\")","v":"★"},{"$f":"IFERROR(IF(INDIRECT($C$4&$C74&\"!Q96\")=\"\",\"★\",INDIRECT($C$4&$C74&\"!Q96\")),\"★\")","v":"★"},{"$f":"IFERROR(IF(INDIRECT($C$4&$C74&\"!T96\")=\"\",\"★\",INDIRECT($C$4&$C74&\"!T96\")),\"★\")","v":"★"},{"$f":"IFERROR(IF(INDIRECT($C$4&$C74&\"!X96\")=\"\",\"★\",INDIRECT($C$4&$C74&\"!X96\")),\"★\")","v":"★"},null,{"$f":"IFERROR(IF(INDIRECT($C$4&$C74&\"!AB96\")=\"\",\"★\",INDIRECT($C$4&$C74&\"!AB96\")),\"★\")","v":"★"},{"$f":"IFERROR(IF(INDIRECT($C$4&$C74&\"!AF96\")=\"\",\"★\",INDIRECT($C$4&$C74&\"!AF96\")),\"★\")","v":"★"},null,{"$f":"IFERROR(IF(INDIRECT($C$4&$C74&\"!CH94\")=\"\",\"★\",INDIRECT($C$4&$C74&\"!CH94\")),\"★\")","v":"★"},null,null,{"$f":"IFERROR(IF(INDIRECT($C$4&$C74&\"!D117\")=\"\",\"★\",INDIRECT($C$4&$C74&\"!D117\")),\"★\")","v":"★"},{"$f":"IFERROR(IF(INDIRECT($C$4&$C74&\"!K117\")=\"\",\"★\",INDIRECT($C$4&$C74&\"!K117\")),\"★\")","v":"★"},{"$f":"IFERROR(IF(INDIRECT($C$4&$C74&\"!O117\")=\"\",\"★\",INDIRECT($C$4&$C74&\"!O117\")),\"★\")","v":"★"},{"$f":"IFERROR(IF(INDIRECT($C$4&$C74&\"!Q117\")=\"\",\"★\",INDIRECT($C$4&$C74&\"!Q117\")),\"★\")","v":"★"},{"$f":"IFERROR(IF(INDIRECT($C$4&$C74&\"!T117\")=\"\",\"★\",INDIRECT($C$4&$C74&\"!T117\")),\"★\")","v":"★"},{"$f":"IFERROR(IF(INDIRECT($C$4&$C74&\"!X117\")=\"\",\"★\",INDIRECT($C$4&$C74&\"!X117\")),\"★\")","v":"★"},null,{"$f":"IFERROR(IF(INDIRECT($C$4&$C74&\"!AB117\")=\"\",\"★\",INDIRECT($C$4&$C74&\"!AB117\")),\"★\")","v":"★"},{"$f":"IFERROR(IF(INDIRECT($C$4&$C74&\"!AF117\")=\"\",\"★\",INDIRECT($C$4&$C74&\"!AF117\")),\"★\")","v":"★"},null,{"$f":"IFERROR(IF(INDIRECT($C$4&$C74&\"!CH101\")=\"\",\"★\",INDIRECT($C$4&$C74&\"!CH101\")),\"★\")","v":"★"},null,null,null,null,null,null,null,null,null,null,null,null,null,null,null,null,null,null,null,null,null,null,null,null,null,null,null,null,null,null,null,null,null,null,null,null,null,"end"]
[null,null,18,{"$f":"IFERROR(IF(INDIRECT($C$4&$C78&\"!C9\")=\"\",\"★\",INDIRECT($C$4&$C78&\"!C9\")),\"★\")","v":"★"},{"$f":"IFERROR(IF(INDIRECT($C$4&$C78&\"!G9\")=\"\",\"★\",INDIRECT($C$4&$C78&\"!G9\")),\"★\")","v":"★"},{"$f":"IFERROR(IF(INDIRECT($C$4&$C78&\"!AB11\")=\"\",\"★\",INDIRECT($C$4&$C78&\"!AB11\")),\"★\")","v":"★"},{"$f":"IFERROR(IF(INDIRECT($C$4&$C78&\"!AB13\")=\"\",\"★\",INDIRECT($C$4&$C78&\"!AB13\")),\"★\")","v":"★"},{"$f":"IFERROR(IF(INDIRECT($C$4&$C78&\"!G11\")=\"\",\"★\",INDIRECT($C$4&$C78&\"!G11\")),\"★\")","v":"★"},{"$f":"IFERROR(IF(INDIRECT($C$4&$C78&\"!Y9\")=\"\",\"★\",INDIRECT($C$4&$C78&\"!Y9\")),\"★\")","v":"★"},{"$f":"IFERROR(IF(INDIRECT($C$4&$C78&\"!AB9\")=\"\",\"★\",INDIRECT($C$4&$C78&\"!AB9\")),\"★\")","v":"★"},{"$f":"IFERROR(IF(INDIRECT($C$4&$C78&\"!G13\")=\"\",\"★\",INDIRECT($C$4&$C78&\"!G13\")),\"★\")","v":"★"},{"$f":"IFERROR(IF(INDIRECT($C$4&$C78&\"!J75\")=\"\",\"★\",INDIRECT($C$4&$C78&\"!J75\")),\"★\")","v":"★"},{"$f":"IFERROR(IF(INDIRECT($C$4&$C78&\"!J77\")=\"\",\"★\",INDIRECT($C$4&$C78&\"!J77\")),\"★\")","v":"★"},{"$f":"IFERROR(IF(INDIRECT($C$4&$C78&\"!J81\")=\"\",\"★\",INDIRECT($C$4&$C78&\"!J81\")),\"★\")","v":"★"},{"$f":"IFERROR(IF(INDIRECT($C$4&$C78&\"!J83\")=\"\",\"★\",INDIRECT($C$4&$C78&\"!J83\")),\"★\")","v":"★"},{"$f":"IFERROR(IF(INDIRECT($C$4&$C78&\"!AD75\")=\"\",\"★\",INDIRECT($C$4&$C78&\"!AD75\")),\"★\")","v":"★"},{"$f":"IFERROR(IF(INDIRECT($C$4&$C78&\"!J79\")=\"\",\"★\",INDIRECT($C$4&$C78&\"!J79\")),\"★\")","v":"★"},{"$f":"IFERROR(IF(INDIRECT($C$4&$C78&\"!AD83\")=\"\",\"★\",INDIRECT($C$4&$C78&\"!AD83\")),\"★\")","v":"★"},{"$f":"C78&\"-\"&1","v":"18-1"},{"$f":"IFERROR(IF(INDIRECT($C$4&$C78&\"!D90\")=\"\",\"★\",INDIRECT($C$4&$C78&\"!D90\")),\"★\")","v":"★"},{"$f":"IFERROR(IF(INDIRECT($C$4&$C78&\"!K90\")=\"\",\"★\",INDIRECT($C$4&$C78&\"!K90\")),\"★\")","v":"★"},{"$f":"IFERROR(IF(INDIRECT($C$4&$C78&\"!O90\")=\"\",\"★\",INDIRECT($C$4&$C78&\"!O90\")),\"★\")","v":"★"},{"$f":"IFERROR(IF(INDIRECT($C$4&$C78&\"!Q90\")=\"\",\"★\",INDIRECT($C$4&$C78&\"!Q90\")),\"★\")","v":"★"},{"$f":"IFERROR(IF(INDIRECT($C$4&$C78&\"!T90\")=\"\",\"★\",INDIRECT($C$4&$C78&\"!T90\")),\"★\")","v":"★"},{"$f":"IFERROR(IF(INDIRECT($C$4&$C78&\"!X90\")=\"\",\"★\",INDIRECT($C$4&$C78&\"!X90\")),\"★\")","v":"★"},{"$f":"IFERROR(IF(INDIRECT($C$4&$C78&\"!X98\")=\"\",\"★\",INDIRECT($C$4&$C78&\"!X98\")),\"★\")","v":"★"},{"$f":"IFERROR(IF(INDIRECT($C$4&$C78&\"!AB90\")=\"\",\"★\",INDIRECT($C$4&$C78&\"!AB90\")),\"★\")","v":"★"},{"$f":"IFERROR(IF(INDIRECT($C$4&$C78&\"!AF90\")=\"\",\"★\",INDIRECT($C$4&$C78&\"!AF90\")),\"★\")","v":"★"},{"$f":"IFERROR(IF(INDIRECT($C$4&$C78&\"!AF106\")=\"\",\"★\",INDIRECT($C$4&$C78&\"!AF106\")),\"★\")","v":"★"},{"$f":"IFERROR(IF(INDIRECT($C$4&$C78&\"!CH91\")=\"\",\"★\",INDIRECT($C$4&$C78&\"!CH91\")),\"★\")","v":"★"},{"$f":"IFERROR(IF(INDIRECT($C$4&$C78&\"!K104\")=\"\",\"★\",INDIRECT($C$4&$C78&\"!K104\")),\"★\")","v":"★"},{"$f":"IFERROR(IF(INDIRECT($C$4&$C78&\"!K106\")=\"\",\"★\",INDIRECT($C$4&$C78&\"!K106\")),\"★\")","v":"★"},{"$f":"IFERROR(IF(INDIRECT($C$4&$C78&\"!D111\")=\"\",\"★\",INDIRECT($C$4&$C78&\"!D111\")),\"★\")","v":"★"},{"$f":"IFERROR(IF(INDIRECT($C$4&$C78&\"!K111\")=\"\",\"★\",INDIRECT($C$4&$C78&\"!K111\")),\"★\")","v":"★"},{"$f":"IFERROR(IF(INDIRECT($C$4&$C78&\"!O111\")=\"\",\"★\",INDIRECT($C$4&$C78&\"!O111\")),\"★\")","v":"★"},{"$f":"IFERROR(IF(INDIRECT($C$4&$C78&\"!Q111\")=\"\",\"★\",INDIRECT($C$4&$C78&\"!Q111\")),\"★\")","v":"★"},{"$f":"IFERROR(IF(INDIRECT($C$4&$C78&\"!T111\")=\"\",\"★\",INDIRECT($C$4&$C78&\"!T111\")),\"★\")","v":"★"},{"$f":"IFERROR(IF(INDIRECT($C$4&$C78&\"!X111\")=\"\",\"★\",INDIRECT($C$4&$C78&\"!X111\")),\"★\")","v":"★"},{"$f":"IFERROR(IF(INDIRECT($C$4&$C78&\"!X119\")=\"\",\"★\",INDIRECT($C$4&$C78&\"!X119\")),\"★\")","v":"★"},{"$f":"IFERROR(IF(INDIRECT($C$4&$C78&\"!AB111\")=\"\",\"★\",INDIRECT($C$4&$C78&\"!AB111\")),\"★\")","v":"★"},{"$f":"IFERROR(IF(INDIRECT($C$4&$C78&\"!AF111\")=\"\",\"★\",INDIRECT($C$4&$C78&\"!AF111\")),\"★\")","v":"★"},{"$f":"IFERROR(IF(INDIRECT($C$4&$C78&\"!AF127\")=\"\",\"★\",INDIRECT($C$4&$C78&\"!AF127\")),\"★\")","v":"★"},{"$f":"IFERROR(IF(INDIRECT($C$4&$C78&\"!CH98\")=\"\",\"★\",INDIRECT($C$4&$C78&\"!CH98\")),\"★\")","v":"★"},{"$f":"IFERROR(IF(INDIRECT($C$4&$C78&\"!K125\")=\"\",\"★\",INDIRECT($C$4&$C78&\"!K125\")),\"★\")","v":"★"},{"$f":"IFERROR(IF(INDIRECT($C$4&$C78&\"!K127\")=\"\",\"★\",INDIRECT($C$4&$C78&\"!K127\")),\"★\")","v":"★"},{"$f":"IFERROR(IF(INDIRECT($C$4&$C78&\"!F271\")=\"\",\"★\",INDIRECT($C$4&$C78&\"!F271\")&INDIRECT($C$4&$C78&\"!I271\")),\"★\")","v":"★"},{"$f":"IFERROR(IF(INDIRECT($C$4&$C78&\"!L271\")=\"\",\"★\",INDIRECT($C$4&$C78&\"!L271\")&INDIRECT($C$4&$C78&\"!O271\")),\"★\")","v":"★"},null,{"$f":"IFERROR(IF(INDIRECT($C$4&$C78&\"!V278\")=\"\",\"★\",INDIRECT($C$4&$C78&\"!V278\")),\"★\")","v":"★"},{"$f":"IFERROR(IF(INDIRECT($C$4&$C78&\"!Z278\")=\"\",\"★\",INDIRECT($C$4&$C78&\"!Z278\")),\"★\")","v":"★"},{"$f":"IFERROR(IF(INDIRECT($C$4&$C78&\"!AD278\")=\"\",\"★\",INDIRECT($C$4&$C78&\"!AD278\")),\"★\")","v":"★"},{"$f":"IFERROR(IF(INDIRECT($C$4&$C78&\"!AH278\")=\"\",\"★\",INDIRECT($C$4&$C78&\"!AH278\")),\"★\")","v":"★"},{"$f":"IFERROR(IF(INDIRECT($C$4&$C78&\"!I285\")=\"\",\"★\",INDIRECT($C$4&$C78&\"!I285\")),\"★\")","v":"★"},{"$f":"IFERROR(IF(INDIRECT($C$4&$C78&\"!I287\")=\"\",\"★\",INDIRECT($C$4&$C78&\"!I287\")),\"★\")","v":"★"},{"$f":"IFERROR(IF(INDIRECT($C$4&$C78&\"!O285\")=\"\",\"★\",INDIRECT($C$4&$C78&\"!O285\")),\"★\")","v":"★"},{"$f":"IFERROR(IF(INDIRECT($C$4&$C78&\"!R285\")=\"\",\"★\",INDIRECT($C$4&$C78&\"!R285\")),\"★\")","v":"★"},{"$f":"IFERROR(IF(INDIRECT($C$4&$C78&\"!V285\")=\"\",\"★\",INDIRECT($C$4&$C78&\"!V285\")),\"★\")","v":"★"},{"$f":"IFERROR(IF(INDIRECT($C$4&$C78&\"!Z285\")=\"\",\"★\",INDIRECT($C$4&$C78&\"!Z285\")),\"★\")","v":"★"},{"$f":"IFERROR(IF(INDIRECT($C$4&$C78&\"!AD285\")=\"\",\"★\",INDIRECT($C$4&$C78&\"!AD285\")),\"★\")","v":"★"},{"$f":"IFERROR(IF(INDIRECT($C$4&$C78&\"!AH285\")=\"\",\"★\",INDIRECT($C$4&$C78&\"!AH285\")),\"★\")","v":"★"},null,{"$f":"IFERROR(IF(INDIRECT($C$4&$C78&\"!V287\")=\"\",\"★\",INDIRECT($C$4&$C78&\"!V287\")),\"★\")","v":"★"},{"$f":"IFERROR(IF(INDIRECT($C$4&$C78&\"!Z287\")=\"\",\"★\",INDIRECT($C$4&$C78&\"!Z287\")),\"★\")","v":"★"},{"$f":"IFERROR(IF(INDIRECT($C$4&$C78&\"!AD287\")=\"\",\"★\",INDIRECT($C$4&$C78&\"!AD287\")),\"★\")","v":"★"},{"$f":"IFERROR(IF(INDIRECT($C$4&$C78&\"!AH287\")=\"\",\"★\",INDIRECT($C$4&$C78&\"!AH287\")),\"★\")","v":"★"},{"$f":"IFERROR(IF(INDIRECT($C$4&$C78&\"!B294\")=\"\",\"★\",INDIRECT($C$4&$C78&\"!B294\")),\"★\")","v":"★"},{"$f":"IFERROR(IF(INDIRECT($C$4&$C78&\"!E294\")=\"\",\"★\",INDIRECT($C$4&$C78&\"!E294\")),\"★\")","v":"★"},{"$f":"IFERROR(IF(INDIRECT($C$4&$C78&\"!I294\")=\"\",\"★\",INDIRECT($C$4&$C78&\"!I294\")),\"★\")","v":"★"},{"$f":"IFERROR(IF(INDIRECT($C$4&$C78&\"!I296\")=\"\",\"★\",INDIRECT($C$4&$C78&\"!I296\")),\"★\")","v":"★"},{"$f":"IFERROR(IF(INDIRECT($C$4&$C78&\"!O294\")=\"\",\"★\",INDIRECT($C$4&$C78&\"!O294\")),\"★\")","v":"★"},{"$f":"IFERROR(IF(INDIRECT($C$4&$C78&\"!R294\")=\"\",\"★\",INDIRECT($C$4&$C78&\"!R294\")),\"★\")","v":"★"},{"$f":"IFERROR(IF(INDIRECT($C$4&$C78&\"!V294\")=\"\",\"★\",INDIRECT($C$4&$C78&\"!V294\")),\"★\")","v":"★"},{"$f":"IFERROR(IF(INDIRECT($C$4&$C78&\"!Z294\")=\"\",\"★\",INDIRECT($C$4&$C78&\"!Z294\")),\"★\")","v":"★"},{"$f":"IFERROR(IF(INDIRECT($C$4&$C78&\"!AD294\")=\"\",\"★\",INDIRECT($C$4&$C78&\"!AD294\")),\"★\")","v":"★"},{"$f":"IFERROR(IF(INDIRECT($C$4&$C78&\"!AH294\")=\"\",\"★\",INDIRECT($C$4&$C78&\"!AH294\")),\"★\")","v":"★"},null,{"$f":"IFERROR(IF(INDIRECT($C$4&$C78&\"!V296\")=\"\",\"★\",INDIRECT($C$4&$C78&\"!V296\")),\"★\")","v":"★"},{"$f":"IFERROR(IF(INDIRECT($C$4&$C78&\"!Z296\")=\"\",\"★\",INDIRECT($C$4&$C78&\"!Z287\")),\"★\")","v":"★"},{"$f":"IFERROR(IF(INDIRECT($C$4&$C78&\"!AD296\")=\"\",\"★\",INDIRECT($C$4&$C78&\"!AD296\")),\"★\")","v":"★"},{"$f":"IFERROR(IF(INDIRECT($C$4&$C78&\"!AH296\")=\"\",\"★\",INDIRECT($C$4&$C78&\"!AH296\")),\"★\")","v":"★"},"end"]
[null,null,null,null,null,null,null,null,null,null,null,null,null,null,null,null,null,null,{"$f":"C78&\"-\"&2","v":"18-2"},{"$f":"IFERROR(IF(INDIRECT($C$4&$C78&\"!D92\")=\"\",\"★\",INDIRECT($C$4&$C78&\"!D92\")),\"★\")","v":"★"},{"$f":"IFERROR(IF(INDIRECT($C$4&$C78&\"!K92\")=\"\",\"★\",INDIRECT($C$4&$C78&\"!K92\")),\"★\")","v":"★"},{"$f":"IFERROR(IF(INDIRECT($C$4&$C78&\"!O92\")=\"\",\"★\",INDIRECT($C$4&$C78&\"!O92\")),\"★\")","v":"★"},{"$f":"IFERROR(IF(INDIRECT($C$4&$C78&\"!Q92\")=\"\",\"★\",INDIRECT($C$4&$C78&\"!Q92\")),\"★\")","v":"★"},{"$f":"IFERROR(IF(INDIRECT($C$4&$C78&\"!T92\")=\"\",\"★\",INDIRECT($C$4&$C78&\"!T92\")),\"★\")","v":"★"},{"$f":"IFERROR(IF(INDIRECT($C$4&$C78&\"!X92\")=\"\",\"★\",INDIRECT($C$4&$C78&\"!X92\")),\"★\")","v":"★"},null,{"$f":"IFERROR(IF(INDIRECT($C$4&$C78&\"!AB92\")=\"\",\"★\",INDIRECT($C$4&$C78&\"!AB92\")),\"★\")","v":"★"},{"$f":"IFERROR(IF(INDIRECT($C$4&$C78&\"!AF92\")=\"\",\"★\",INDIRECT($C$4&$C78&\"!AF92\")),\"★\")","v":"★"},null,{"$f":"IFERROR(IF(INDIRECT($C$4&$C78&\"!CH92\")=\"\",\"★\",INDIRECT($C$4&$C78&\"!CH92\")),\"★\")","v":"★"},null,null,{"$f":"IFERROR(IF(INDIRECT($C$4&$C78&\"!D113\")=\"\",\"★\",INDIRECT($C$4&$C78&\"!D113\")),\"★\")","v":"★"},{"$f":"IFERROR(IF(INDIRECT($C$4&$C78&\"!K113\")=\"\",\"★\",INDIRECT($C$4&$C78&\"!K113\")),\"★\")","v":"★"},{"$f":"IFERROR(IF(INDIRECT($C$4&$C78&\"!O113\")=\"\",\"★\",INDIRECT($C$4&$C78&\"!O113\")),\"★\")","v":"★"},{"$f":"IFERROR(IF(INDIRECT($C$4&$C78&\"!Q113\")=\"\",\"★\",INDIRECT($C$4&$C78&\"!Q113\")),\"★\")","v":"★"},{"$f":"IFERROR(IF(INDIRECT($C$4&$C78&\"!T113\")=\"\",\"★\",INDIRECT($C$4&$C78&\"!T113\")),\"★\")","v":"★"},{"$f":"IFERROR(IF(INDIRECT($C$4&$C78&\"!X113\")=\"\",\"★\",INDIRECT($C$4&$C78&\"!X113\")),\"★\")","v":"★"},null,{"$f":"IFERROR(IF(INDIRECT($C$4&$C78&\"!AB113\")=\"\",\"★\",INDIRECT($C$4&$C78&\"!AB113\")),\"★\")","v":"★"},{"$f":"IFERROR(IF(INDIRECT($C$4&$C78&\"!AF113\")=\"\",\"★\",INDIRECT($C$4&$C78&\"!AF113\")),\"★\")","v":"★"},null,{"$f":"IFERROR(IF(INDIRECT($C$4&$C78&\"!CH99\")=\"\",\"★\",INDIRECT($C$4&$C78&\"!CH99\")),\"★\")","v":"★"},null,null,{"$f":"IFERROR(IF(INDIRECT($C$4&$C78&\"!F270\")=\"\",\"★\",INDIRECT($C$4&$C78&\"!F270\")),\"★\")","v":"★"},{"$f":"IFERROR(IF(INDIRECT($C$4&$C78&\"!L270\")=\"\",\"★\",INDIRECT($C$4&$C78&\"!L270\")),\"★\")","v":"★"},null,null,null,null,null,null,null,null,null,null,null,null,null,null,null,null,null,null,null,null,null,null,null,null,null,null,null,null,null,null,null,null,null,"end"]
[null,null,null,null,null,null,null,null,null,null,null,null,null,null,null,null,null,null,{"$f":"C78&\"-\"&3","v":"18-3"},{"$f":"IFERROR(IF(INDIRECT($C$4&$C78&\"!D94\")=\"\",\"★\",INDIRECT($C$4&$C78&\"!D94\")),\"★\")","v":"★"},{"$f":"IFERROR(IF(INDIRECT($C$4&$C78&\"!K94\")=\"\",\"★\",INDIRECT($C$4&$C78&\"!K94\")),\"★\")","v":"★"},{"$f":"IFERROR(IF(INDIRECT($C$4&$C78&\"!O94\")=\"\",\"★\",INDIRECT($C$4&$C78&\"!O94\")),\"★\")","v":"★"},{"$f":"IFERROR(IF(INDIRECT($C$4&$C78&\"!Q94\")=\"\",\"★\",INDIRECT($C$4&$C78&\"!Q94\")),\"★\")","v":"★"},{"$f":"IFERROR(IF(INDIRECT($C$4&$C78&\"!T94\")=\"\",\"★\",INDIRECT($C$4&$C78&\"!T94\")),\"★\")","v":"★"},{"$f":"IFERROR(IF(INDIRECT($C$4&$C78&\"!X94\")=\"\",\"★\",INDIRECT($C$4&$C78&\"!X94\")),\"★\")","v":"★"},null,{"$f":"IFERROR(IF(INDIRECT($C$4&$C78&\"!AB94\")=\"\",\"★\",INDIRECT($C$4&$C78&\"!AB94\")),\"★\")","v":"★"},{"$f":"IFERROR(IF(INDIRECT($C$4&$C78&\"!AF94\")=\"\",\"★\",INDIRECT($C$4&$C78&\"!AF94\")),\"★\")","v":"★"},null,{"$f":"IFERROR(IF(INDIRECT($C$4&$C78&\"!CH93\")=\"\",\"★\",INDIRECT($C$4&$C78&\"!CH93\")),\"★\")","v":"★"},null,null,{"$f":"IFERROR(IF(INDIRECT($C$4&$C78&\"!D115\")=\"\",\"★\",INDIRECT($C$4&$C78&\"!D115\")),\"★\")","v":"★"},{"$f":"IFERROR(IF(INDIRECT($C$4&$C78&\"!K115\")=\"\",\"★\",INDIRECT($C$4&$C78&\"!K115\")),\"★\")","v":"★"},{"$f":"IFERROR(IF(INDIRECT($C$4&$C78&\"!O115\")=\"\",\"★\",INDIRECT($C$4&$C78&\"!O115\")),\"★\")","v":"★"},{"$f":"IFERROR(IF(INDIRECT($C$4&$C78&\"!Q115\")=\"\",\"★\",INDIRECT($C$4&$C78&\"!Q115\")),\"★\")","v":"★"},{"$f":"IFERROR(IF(INDIRECT($C$4&$C78&\"!T115\")=\"\",\"★\",INDIRECT($C$4&$C78&\"!T115\")),\"★\")","v":"★"},{"$f":"IFERROR(IF(INDIRECT($C$4&$C78&\"!X115\")=\"\",\"★\",INDIRECT($C$4&$C78&\"!X115\")),\"★\")","v":"★"},null,{"$f":"IFERROR(IF(INDIRECT($C$4&$C78&\"!AB115\")=\"\",\"★\",INDIRECT($C$4&$C78&\"!AB115\")),\"★\")","v":"★"},{"$f":"IFERROR(IF(INDIRECT($C$4&$C78&\"!AF115\")=\"\",\"★\",INDIRECT($C$4&$C78&\"!AF115\")),\"★\")","v":"★"},null,{"$f":"IFERROR(IF(INDIRECT($C$4&$C78&\"!CH100\")=\"\",\"★\",INDIRECT($C$4&$C78&\"!CH100\")),\"★\")","v":"★"},null,null,null,null,null,null,null,null,null,null,null,null,null,null,null,null,null,null,null,null,null,null,null,null,null,null,null,null,null,null,null,null,null,null,null,null,null,"end"]
[null,null,null,null,null,null,null,null,null,null,null,null,null,null,null,null,null,null,{"$f":"C78&\"-\"&4","v":"18-4"},{"$f":"IFERROR(IF(INDIRECT($C$4&$C78&\"!D96\")=\"\",\"★\",INDIRECT($C$4&$C78&\"!D96\")),\"★\")","v":"★"},{"$f":"IFERROR(IF(INDIRECT($C$4&$C78&\"!K96\")=\"\",\"★\",INDIRECT($C$4&$C78&\"!K96\")),\"★\")","v":"★"},{"$f":"IFERROR(IF(INDIRECT($C$4&$C78&\"!O96\")=\"\",\"★\",INDIRECT($C$4&$C78&\"!O96\")),\"★\")","v":"★"},{"$f":"IFERROR(IF(INDIRECT($C$4&$C78&\"!Q96\")=\"\",\"★\",INDIRECT($C$4&$C78&\"!Q96\")),\"★\")","v":"★"},{"$f":"IFERROR(IF(INDIRECT($C$4&$C78&\"!T96\")=\"\",\"★\",INDIRECT($C$4&$C78&\"!T96\")),\"★\")","v":"★"},{"$f":"IFERROR(IF(INDIRECT($C$4&$C78&\"!X96\")=\"\",\"★\",INDIRECT($C$4&$C78&\"!X96\")),\"★\")","v":"★"},null,{"$f":"IFERROR(IF(INDIRECT($C$4&$C78&\"!AB96\")=\"\",\"★\",INDIRECT($C$4&$C78&\"!AB96\")),\"★\")","v":"★"},{"$f":"IFERROR(IF(INDIRECT($C$4&$C78&\"!AF96\")=\"\",\"★\",INDIRECT($C$4&$C78&\"!AF96\")),\"★\")","v":"★"},null,{"$f":"IFERROR(IF(INDIRECT($C$4&$C78&\"!CH94\")=\"\",\"★\",INDIRECT($C$4&$C78&\"!CH94\")),\"★\")","v":"★"},null,null,{"$f":"IFERROR(IF(INDIRECT($C$4&$C78&\"!D117\")=\"\",\"★\",INDIRECT($C$4&$C78&\"!D117\")),\"★\")","v":"★"},{"$f":"IFERROR(IF(INDIRECT($C$4&$C78&\"!K117\")=\"\",\"★\",INDIRECT($C$4&$C78&\"!K117\")),\"★\")","v":"★"},{"$f":"IFERROR(IF(INDIRECT($C$4&$C78&\"!O117\")=\"\",\"★\",INDIRECT($C$4&$C78&\"!O117\")),\"★\")","v":"★"},{"$f":"IFERROR(IF(INDIRECT($C$4&$C78&\"!Q117\")=\"\",\"★\",INDIRECT($C$4&$C78&\"!Q117\")),\"★\")","v":"★"},{"$f":"IFERROR(IF(INDIRECT($C$4&$C78&\"!T117\")=\"\",\"★\",INDIRECT($C$4&$C78&\"!T117\")),\"★\")","v":"★"},{"$f":"IFERROR(IF(INDIRECT($C$4&$C78&\"!X117\")=\"\",\"★\",INDIRECT($C$4&$C78&\"!X117\")),\"★\")","v":"★"},null,{"$f":"IFERROR(IF(INDIRECT($C$4&$C78&\"!AB117\")=\"\",\"★\",INDIRECT($C$4&$C78&\"!AB117\")),\"★\")","v":"★"},{"$f":"IFERROR(IF(INDIRECT($C$4&$C78&\"!AF117\")=\"\",\"★\",INDIRECT($C$4&$C78&\"!AF117\")),\"★\")","v":"★"},null,{"$f":"IFERROR(IF(INDIRECT($C$4&$C78&\"!CH101\")=\"\",\"★\",INDIRECT($C$4&$C78&\"!CH101\")),\"★\")","v":"★"},null,null,null,null,null,null,null,null,null,null,null,null,null,null,null,null,null,null,null,null,null,null,null,null,null,null,null,null,null,null,null,null,null,null,null,null,null,"end"]
[null,null,19,{"$f":"IFERROR(IF(INDIRECT($C$4&$C82&\"!C9\")=\"\",\"★\",INDIRECT($C$4&$C82&\"!C9\")),\"★\")","v":"★"},{"$f":"IFERROR(IF(INDIRECT($C$4&$C82&\"!G9\")=\"\",\"★\",INDIRECT($C$4&$C82&\"!G9\")),\"★\")","v":"★"},{"$f":"IFERROR(IF(INDIRECT($C$4&$C82&\"!AB11\")=\"\",\"★\",INDIRECT($C$4&$C82&\"!AB11\")),\"★\")","v":"★"},{"$f":"IFERROR(IF(INDIRECT($C$4&$C82&\"!AB13\")=\"\",\"★\",INDIRECT($C$4&$C82&\"!AB13\")),\"★\")","v":"★"},{"$f":"IFERROR(IF(INDIRECT($C$4&$C82&\"!G11\")=\"\",\"★\",INDIRECT($C$4&$C82&\"!G11\")),\"★\")","v":"★"},{"$f":"IFERROR(IF(INDIRECT($C$4&$C82&\"!Y9\")=\"\",\"★\",INDIRECT($C$4&$C82&\"!Y9\")),\"★\")","v":"★"},{"$f":"IFERROR(IF(INDIRECT($C$4&$C82&\"!AB9\")=\"\",\"★\",INDIRECT($C$4&$C82&\"!AB9\")),\"★\")","v":"★"},{"$f":"IFERROR(IF(INDIRECT($C$4&$C82&\"!G13\")=\"\",\"★\",INDIRECT($C$4&$C82&\"!G13\")),\"★\")","v":"★"},{"$f":"IFERROR(IF(INDIRECT($C$4&$C82&\"!J75\")=\"\",\"★\",INDIRECT($C$4&$C82&\"!J75\")),\"★\")","v":"★"},{"$f":"IFERROR(IF(INDIRECT($C$4&$C82&\"!J77\")=\"\",\"★\",INDIRECT($C$4&$C82&\"!J77\")),\"★\")","v":"★"},{"$f":"IFERROR(IF(INDIRECT($C$4&$C82&\"!J81\")=\"\",\"★\",INDIRECT($C$4&$C82&\"!J81\")),\"★\")","v":"★"},{"$f":"IFERROR(IF(INDIRECT($C$4&$C82&\"!J83\")=\"\",\"★\",INDIRECT($C$4&$C82&\"!J83\")),\"★\")","v":"★"},{"$f":"IFERROR(IF(INDIRECT($C$4&$C82&\"!AD75\")=\"\",\"★\",INDIRECT($C$4&$C82&\"!AD75\")),\"★\")","v":"★"},{"$f":"IFERROR(IF(INDIRECT($C$4&$C82&\"!J79\")=\"\",\"★\",INDIRECT($C$4&$C82&\"!J79\")),\"★\")","v":"★"},{"$f":"IFERROR(IF(INDIRECT($C$4&$C82&\"!AD83\")=\"\",\"★\",INDIRECT($C$4&$C82&\"!AD83\")),\"★\")","v":"★"},{"$f":"C82&\"-\"&1","v":"19-1"},{"$f":"IFERROR(IF(INDIRECT($C$4&$C82&\"!D90\")=\"\",\"★\",INDIRECT($C$4&$C82&\"!D90\")),\"★\")","v":"★"},{"$f":"IFERROR(IF(INDIRECT($C$4&$C82&\"!K90\")=\"\",\"★\",INDIRECT($C$4&$C82&\"!K90\")),\"★\")","v":"★"},{"$f":"IFERROR(IF(INDIRECT($C$4&$C82&\"!O90\")=\"\",\"★\",INDIRECT($C$4&$C82&\"!O90\")),\"★\")","v":"★"},{"$f":"IFERROR(IF(INDIRECT($C$4&$C82&\"!Q90\")=\"\",\"★\",INDIRECT($C$4&$C82&\"!Q90\")),\"★\")","v":"★"},{"$f":"IFERROR(IF(INDIRECT($C$4&$C82&\"!T90\")=\"\",\"★\",INDIRECT($C$4&$C82&\"!T90\")),\"★\")","v":"★"},{"$f":"IFERROR(IF(INDIRECT($C$4&$C82&\"!X90\")=\"\",\"★\",INDIRECT($C$4&$C82&\"!X90\")),\"★\")","v":"★"},{"$f":"IFERROR(IF(INDIRECT($C$4&$C82&\"!X98\")=\"\",\"★\",INDIRECT($C$4&$C82&\"!X98\")),\"★\")","v":"★"},{"$f":"IFERROR(IF(INDIRECT($C$4&$C82&\"!AB90\")=\"\",\"★\",INDIRECT($C$4&$C82&\"!AB90\")),\"★\")","v":"★"},{"$f":"IFERROR(IF(INDIRECT($C$4&$C82&\"!AF90\")=\"\",\"★\",INDIRECT($C$4&$C82&\"!AF90\")),\"★\")","v":"★"},{"$f":"IFERROR(IF(INDIRECT($C$4&$C82&\"!AF106\")=\"\",\"★\",INDIRECT($C$4&$C82&\"!AF106\")),\"★\")","v":"★"},{"$f":"IFERROR(IF(INDIRECT($C$4&$C82&\"!CH91\")=\"\",\"★\",INDIRECT($C$4&$C82&\"!CH91\")),\"★\")","v":"★"},{"$f":"IFERROR(IF(INDIRECT($C$4&$C82&\"!K104\")=\"\",\"★\",INDIRECT($C$4&$C82&\"!K104\")),\"★\")","v":"★"},{"$f":"IFERROR(IF(INDIRECT($C$4&$C82&\"!K106\")=\"\",\"★\",INDIRECT($C$4&$C82&\"!K106\")),\"★\")","v":"★"},{"$f":"IFERROR(IF(INDIRECT($C$4&$C82&\"!D111\")=\"\",\"★\",INDIRECT($C$4&$C82&\"!D111\")),\"★\")","v":"★"},{"$f":"IFERROR(IF(INDIRECT($C$4&$C82&\"!K111\")=\"\",\"★\",INDIRECT($C$4&$C82&\"!K111\")),\"★\")","v":"★"},{"$f":"IFERROR(IF(INDIRECT($C$4&$C82&\"!O111\")=\"\",\"★\",INDIRECT($C$4&$C82&\"!O111\")),\"★\")","v":"★"},{"$f":"IFERROR(IF(INDIRECT($C$4&$C82&\"!Q111\")=\"\",\"★\",INDIRECT($C$4&$C82&\"!Q111\")),\"★\")","v":"★"},{"$f":"IFERROR(IF(INDIRECT($C$4&$C82&\"!T111\")=\"\",\"★\",INDIRECT($C$4&$C82&\"!T111\")),\"★\")","v":"★"},{"$f":"IFERROR(IF(INDIRECT($C$4&$C82&\"!X111\")=\"\",\"★\",INDIRECT($C$4&$C82&\"!X111\")),\"★\")","v":"★"},{"$f":"IFERROR(IF(INDIRECT($C$4&$C82&\"!X119\")=\"\",\"★\",INDIRECT($C$4&$C82&\"!X119\")),\"★\")","v":"★"},{"$f":"IFERROR(IF(INDIRECT($C$4&$C82&\"!AB111\")=\"\",\"★\",INDIRECT($C$4&$C82&\"!AB111\")),\"★\")","v":"★"},{"$f":"IFERROR(IF(INDIRECT($C$4&$C82&\"!AF111\")=\"\",\"★\",INDIRECT($C$4&$C82&\"!AF111\")),\"★\")","v":"★"},{"$f":"IFERROR(IF(INDIRECT($C$4&$C82&\"!AF127\")=\"\",\"★\",INDIRECT($C$4&$C82&\"!AF127\")),\"★\")","v":"★"},{"$f":"IFERROR(IF(INDIRECT($C$4&$C82&\"!CH98\")=\"\",\"★\",INDIRECT($C$4&$C82&\"!CH98\")),\"★\")","v":"★"},{"$f":"IFERROR(IF(INDIRECT($C$4&$C82&\"!K125\")=\"\",\"★\",INDIRECT($C$4&$C82&\"!K125\")),\"★\")","v":"★"},{"$f":"IFERROR(IF(INDIRECT($C$4&$C82&\"!K127\")=\"\",\"★\",INDIRECT($C$4&$C82&\"!K127\")),\"★\")","v":"★"},{"$f":"IFERROR(IF(INDIRECT($C$4&$C82&\"!F271\")=\"\",\"★\",INDIRECT($C$4&$C82&\"!F271\")&INDIRECT($C$4&$C82&\"!I271\")),\"★\")","v":"★"},{"$f":"IFERROR(IF(INDIRECT($C$4&$C82&\"!L271\")=\"\",\"★\",INDIRECT($C$4&$C82&\"!L271\")&INDIRECT($C$4&$C82&\"!O271\")),\"★\")","v":"★"},null,{"$f":"IFERROR(IF(INDIRECT($C$4&$C82&\"!V278\")=\"\",\"★\",INDIRECT($C$4&$C82&\"!V278\")),\"★\")","v":"★"},{"$f":"IFERROR(IF(INDIRECT($C$4&$C82&\"!Z278\")=\"\",\"★\",INDIRECT($C$4&$C82&\"!Z278\")),\"★\")","v":"★"},{"$f":"IFERROR(IF(INDIRECT($C$4&$C82&\"!AD278\")=\"\",\"★\",INDIRECT($C$4&$C82&\"!AD278\")),\"★\")","v":"★"},{"$f":"IFERROR(IF(INDIRECT($C$4&$C82&\"!AH278\")=\"\",\"★\",INDIRECT($C$4&$C82&\"!AH278\")),\"★\")","v":"★"},{"$f":"IFERROR(IF(INDIRECT($C$4&$C82&\"!I285\")=\"\",\"★\",INDIRECT($C$4&$C82&\"!I285\")),\"★\")","v":"★"},{"$f":"IFERROR(IF(INDIRECT($C$4&$C82&\"!I287\")=\"\",\"★\",INDIRECT($C$4&$C82&\"!I287\")),\"★\")","v":"★"},{"$f":"IFERROR(IF(INDIRECT($C$4&$C82&\"!O285\")=\"\",\"★\",INDIRECT($C$4&$C82&\"!O285\")),\"★\")","v":"★"},{"$f":"IFERROR(IF(INDIRECT($C$4&$C82&\"!R285\")=\"\",\"★\",INDIRECT($C$4&$C82&\"!R285\")),\"★\")","v":"★"},{"$f":"IFERROR(IF(INDIRECT($C$4&$C82&\"!V285\")=\"\",\"★\",INDIRECT($C$4&$C82&\"!V285\")),\"★\")","v":"★"},{"$f":"IFERROR(IF(INDIRECT($C$4&$C82&\"!Z285\")=\"\",\"★\",INDIRECT($C$4&$C82&\"!Z285\")),\"★\")","v":"★"},{"$f":"IFERROR(IF(INDIRECT($C$4&$C82&\"!AD285\")=\"\",\"★\",INDIRECT($C$4&$C82&\"!AD285\")),\"★\")","v":"★"},{"$f":"IFERROR(IF(INDIRECT($C$4&$C82&\"!AH285\")=\"\",\"★\",INDIRECT($C$4&$C82&\"!AH285\")),\"★\")","v":"★"},null,{"$f":"IFERROR(IF(INDIRECT($C$4&$C82&\"!V287\")=\"\",\"★\",INDIRECT($C$4&$C82&\"!V287\")),\"★\")","v":"★"},{"$f":"IFERROR(IF(INDIRECT($C$4&$C82&\"!Z287\")=\"\",\"★\",INDIRECT($C$4&$C82&\"!Z287\")),\"★\")","v":"★"},{"$f":"IFERROR(IF(INDIRECT($C$4&$C82&\"!AD287\")=\"\",\"★\",INDIRECT($C$4&$C82&\"!AD287\")),\"★\")","v":"★"},{"$f":"IFERROR(IF(INDIRECT($C$4&$C82&\"!AH287\")=\"\",\"★\",INDIRECT($C$4&$C82&\"!AH287\")),\"★\")","v":"★"},{"$f":"IFERROR(IF(INDIRECT($C$4&$C82&\"!B294\")=\"\",\"★\",INDIRECT($C$4&$C82&\"!B294\")),\"★\")","v":"★"},{"$f":"IFERROR(IF(INDIRECT($C$4&$C82&\"!E294\")=\"\",\"★\",INDIRECT($C$4&$C82&\"!E294\")),\"★\")","v":"★"},{"$f":"IFERROR(IF(INDIRECT($C$4&$C82&\"!I294\")=\"\",\"★\",INDIRECT($C$4&$C82&\"!I294\")),\"★\")","v":"★"},{"$f":"IFERROR(IF(INDIRECT($C$4&$C82&\"!I296\")=\"\",\"★\",INDIRECT($C$4&$C82&\"!I296\")),\"★\")","v":"★"},{"$f":"IFERROR(IF(INDIRECT($C$4&$C82&\"!O294\")=\"\",\"★\",INDIRECT($C$4&$C82&\"!O294\")),\"★\")","v":"★"},{"$f":"IFERROR(IF(INDIRECT($C$4&$C82&\"!R294\")=\"\",\"★\",INDIRECT($C$4&$C82&\"!R294\")),\"★\")","v":"★"},{"$f":"IFERROR(IF(INDIRECT($C$4&$C82&\"!V294\")=\"\",\"★\",INDIRECT($C$4&$C82&\"!V294\")),\"★\")","v":"★"},{"$f":"IFERROR(IF(INDIRECT($C$4&$C82&\"!Z294\")=\"\",\"★\",INDIRECT($C$4&$C82&\"!Z294\")),\"★\")","v":"★"},{"$f":"IFERROR(IF(INDIRECT($C$4&$C82&\"!AD294\")=\"\",\"★\",INDIRECT($C$4&$C82&\"!AD294\")),\"★\")","v":"★"},{"$f":"IFERROR(IF(INDIRECT($C$4&$C82&\"!AH294\")=\"\",\"★\",INDIRECT($C$4&$C82&\"!AH294\")),\"★\")","v":"★"},null,{"$f":"IFERROR(IF(INDIRECT($C$4&$C82&\"!V296\")=\"\",\"★\",INDIRECT($C$4&$C82&\"!V296\")),\"★\")","v":"★"},{"$f":"IFERROR(IF(INDIRECT($C$4&$C82&\"!Z296\")=\"\",\"★\",INDIRECT($C$4&$C82&\"!Z287\")),\"★\")","v":"★"},{"$f":"IFERROR(IF(INDIRECT($C$4&$C82&\"!AD296\")=\"\",\"★\",INDIRECT($C$4&$C82&\"!AD296\")),\"★\")","v":"★"},{"$f":"IFERROR(IF(INDIRECT($C$4&$C82&\"!AH296\")=\"\",\"★\",INDIRECT($C$4&$C82&\"!AH296\")),\"★\")","v":"★"},"end"]
[null,null,null,null,null,null,null,null,null,null,null,null,null,null,null,null,null,null,{"$f":"C82&\"-\"&2","v":"19-2"},{"$f":"IFERROR(IF(INDIRECT($C$4&$C82&\"!D92\")=\"\",\"★\",INDIRECT($C$4&$C82&\"!D92\")),\"★\")","v":"★"},{"$f":"IFERROR(IF(INDIRECT($C$4&$C82&\"!K92\")=\"\",\"★\",INDIRECT($C$4&$C82&\"!K92\")),\"★\")","v":"★"},{"$f":"IFERROR(IF(INDIRECT($C$4&$C82&\"!O92\")=\"\",\"★\",INDIRECT($C$4&$C82&\"!O92\")),\"★\")","v":"★"},{"$f":"IFERROR(IF(INDIRECT($C$4&$C82&\"!Q92\")=\"\",\"★\",INDIRECT($C$4&$C82&\"!Q92\")),\"★\")","v":"★"},{"$f":"IFERROR(IF(INDIRECT($C$4&$C82&\"!T92\")=\"\",\"★\",INDIRECT($C$4&$C82&\"!T92\")),\"★\")","v":"★"},{"$f":"IFERROR(IF(INDIRECT($C$4&$C82&\"!X92\")=\"\",\"★\",INDIRECT($C$4&$C82&\"!X92\")),\"★\")","v":"★"},null,{"$f":"IFERROR(IF(INDIRECT($C$4&$C82&\"!AB92\")=\"\",\"★\",INDIRECT($C$4&$C82&\"!AB92\")),\"★\")","v":"★"},{"$f":"IFERROR(IF(INDIRECT($C$4&$C82&\"!AF92\")=\"\",\"★\",INDIRECT($C$4&$C82&\"!AF92\")),\"★\")","v":"★"},null,{"$f":"IFERROR(IF(INDIRECT($C$4&$C82&\"!CH92\")=\"\",\"★\",INDIRECT($C$4&$C82&\"!CH92\")),\"★\")","v":"★"},null,null,{"$f":"IFERROR(IF(INDIRECT($C$4&$C82&\"!D113\")=\"\",\"★\",INDIRECT($C$4&$C82&\"!D113\")),\"★\")","v":"★"},{"$f":"IFERROR(IF(INDIRECT($C$4&$C82&\"!K113\")=\"\",\"★\",INDIRECT($C$4&$C82&\"!K113\")),\"★\")","v":"★"},{"$f":"IFERROR(IF(INDIRECT($C$4&$C82&\"!O113\")=\"\",\"★\",INDIRECT($C$4&$C82&\"!O113\")),\"★\")","v":"★"},{"$f":"IFERROR(IF(INDIRECT($C$4&$C82&\"!Q113\")=\"\",\"★\",INDIRECT($C$4&$C82&\"!Q113\")),\"★\")","v":"★"},{"$f":"IFERROR(IF(INDIRECT($C$4&$C82&\"!T113\")=\"\",\"★\",INDIRECT($C$4&$C82&\"!T113\")),\"★\")","v":"★"},{"$f":"IFERROR(IF(INDIRECT($C$4&$C82&\"!X113\")=\"\",\"★\",INDIRECT($C$4&$C82&\"!X113\")),\"★\")","v":"★"},null,{"$f":"IFERROR(IF(INDIRECT($C$4&$C82&\"!AB113\")=\"\",\"★\",INDIRECT($C$4&$C82&\"!AB113\")),\"★\")","v":"★"},{"$f":"IFERROR(IF(INDIRECT($C$4&$C82&\"!AF113\")=\"\",\"★\",INDIRECT($C$4&$C82&\"!AF113\")),\"★\")","v":"★"},null,{"$f":"IFERROR(IF(INDIRECT($C$4&$C82&\"!CH99\")=\"\",\"★\",INDIRECT($C$4&$C82&\"!CH99\")),\"★\")","v":"★"},null,null,{"$f":"IFERROR(IF(INDIRECT($C$4&$C82&\"!F270\")=\"\",\"★\",INDIRECT($C$4&$C82&\"!F270\")),\"★\")","v":"★"},{"$f":"IFERROR(IF(INDIRECT($C$4&$C82&\"!L270\")=\"\",\"★\",INDIRECT($C$4&$C82&\"!L270\")),\"★\")","v":"★"},null,null,null,null,null,null,null,null,null,null,null,null,null,null,null,null,null,null,null,null,null,null,null,null,null,null,null,null,null,null,null,null,null,"end"]
[null,null,null,null,null,null,null,null,null,null,null,null,null,null,null,null,null,null,{"$f":"C82&\"-\"&3","v":"19-3"},{"$f":"IFERROR(IF(INDIRECT($C$4&$C82&\"!D94\")=\"\",\"★\",INDIRECT($C$4&$C82&\"!D94\")),\"★\")","v":"★"},{"$f":"IFERROR(IF(INDIRECT($C$4&$C82&\"!K94\")=\"\",\"★\",INDIRECT($C$4&$C82&\"!K94\")),\"★\")","v":"★"},{"$f":"IFERROR(IF(INDIRECT($C$4&$C82&\"!O94\")=\"\",\"★\",INDIRECT($C$4&$C82&\"!O94\")),\"★\")","v":"★"},{"$f":"IFERROR(IF(INDIRECT($C$4&$C82&\"!Q94\")=\"\",\"★\",INDIRECT($C$4&$C82&\"!Q94\")),\"★\")","v":"★"},{"$f":"IFERROR(IF(INDIRECT($C$4&$C82&\"!T94\")=\"\",\"★\",INDIRECT($C$4&$C82&\"!T94\")),\"★\")","v":"★"},{"$f":"IFERROR(IF(INDIRECT($C$4&$C82&\"!X94\")=\"\",\"★\",INDIRECT($C$4&$C82&\"!X94\")),\"★\")","v":"★"},null,{"$f":"IFERROR(IF(INDIRECT($C$4&$C82&\"!AB94\")=\"\",\"★\",INDIRECT($C$4&$C82&\"!AB94\")),\"★\")","v":"★"},{"$f":"IFERROR(IF(INDIRECT($C$4&$C82&\"!AF94\")=\"\",\"★\",INDIRECT($C$4&$C82&\"!AF94\")),\"★\")","v":"★"},null,{"$f":"IFERROR(IF(INDIRECT($C$4&$C82&\"!CH93\")=\"\",\"★\",INDIRECT($C$4&$C82&\"!CH93\")),\"★\")","v":"★"},null,null,{"$f":"IFERROR(IF(INDIRECT($C$4&$C82&\"!D115\")=\"\",\"★\",INDIRECT($C$4&$C82&\"!D115\")),\"★\")","v":"★"},{"$f":"IFERROR(IF(INDIRECT($C$4&$C82&\"!K115\")=\"\",\"★\",INDIRECT($C$4&$C82&\"!K115\")),\"★\")","v":"★"},{"$f":"IFERROR(IF(INDIRECT($C$4&$C82&\"!O115\")=\"\",\"★\",INDIRECT($C$4&$C82&\"!O115\")),\"★\")","v":"★"},{"$f":"IFERROR(IF(INDIRECT($C$4&$C82&\"!Q115\")=\"\",\"★\",INDIRECT($C$4&$C82&\"!Q115\")),\"★\")","v":"★"},{"$f":"IFERROR(IF(INDIRECT($C$4&$C82&\"!T115\")=\"\",\"★\",INDIRECT($C$4&$C82&\"!T115\")),\"★\")","v":"★"},{"$f":"IFERROR(IF(INDIRECT($C$4&$C82&\"!X115\")=\"\",\"★\",INDIRECT($C$4&$C82&\"!X115\")),\"★\")","v":"★"},null,{"$f":"IFERROR(IF(INDIRECT($C$4&$C82&\"!AB115\")=\"\",\"★\",INDIRECT($C$4&$C82&\"!AB115\")),\"★\")","v":"★"},{"$f":"IFERROR(IF(INDIRECT($C$4&$C82&\"!AF115\")=\"\",\"★\",INDIRECT($C$4&$C82&\"!AF115\")),\"★\")","v":"★"},null,{"$f":"IFERROR(IF(INDIRECT($C$4&$C82&\"!CH100\")=\"\",\"★\",INDIRECT($C$4&$C82&\"!CH100\")),\"★\")","v":"★"},null,null,null,null,null,null,null,null,null,null,null,null,null,null,null,null,null,null,null,null,null,null,null,null,null,null,null,null,null,null,null,null,null,null,null,null,null,"end"]
[null,null,null,null,null,null,null,null,null,null,null,null,null,null,null,null,null,null,{"$f":"C82&\"-\"&4","v":"19-4"},{"$f":"IFERROR(IF(INDIRECT($C$4&$C82&\"!D96\")=\"\",\"★\",INDIRECT($C$4&$C82&\"!D96\")),\"★\")","v":"★"},{"$f":"IFERROR(IF(INDIRECT($C$4&$C82&\"!K96\")=\"\",\"★\",INDIRECT($C$4&$C82&\"!K96\")),\"★\")","v":"★"},{"$f":"IFERROR(IF(INDIRECT($C$4&$C82&\"!O96\")=\"\",\"★\",INDIRECT($C$4&$C82&\"!O96\")),\"★\")","v":"★"},{"$f":"IFERROR(IF(INDIRECT($C$4&$C82&\"!Q96\")=\"\",\"★\",INDIRECT($C$4&$C82&\"!Q96\")),\"★\")","v":"★"},{"$f":"IFERROR(IF(INDIRECT($C$4&$C82&\"!T96\")=\"\",\"★\",INDIRECT($C$4&$C82&\"!T96\")),\"★\")","v":"★"},{"$f":"IFERROR(IF(INDIRECT($C$4&$C82&\"!X96\")=\"\",\"★\",INDIRECT($C$4&$C82&\"!X96\")),\"★\")","v":"★"},null,{"$f":"IFERROR(IF(INDIRECT($C$4&$C82&\"!AB96\")=\"\",\"★\",INDIRECT($C$4&$C82&\"!AB96\")),\"★\")","v":"★"},{"$f":"IFERROR(IF(INDIRECT($C$4&$C82&\"!AF96\")=\"\",\"★\",INDIRECT($C$4&$C82&\"!AF96\")),\"★\")","v":"★"},null,{"$f":"IFERROR(IF(INDIRECT($C$4&$C82&\"!CH94\")=\"\",\"★\",INDIRECT($C$4&$C82&\"!CH94\")),\"★\")","v":"★"},null,null,{"$f":"IFERROR(IF(INDIRECT($C$4&$C82&\"!D117\")=\"\",\"★\",INDIRECT($C$4&$C82&\"!D117\")),\"★\")","v":"★"},{"$f":"IFERROR(IF(INDIRECT($C$4&$C82&\"!K117\")=\"\",\"★\",INDIRECT($C$4&$C82&\"!K117\")),\"★\")","v":"★"},{"$f":"IFERROR(IF(INDIRECT($C$4&$C82&\"!O117\")=\"\",\"★\",INDIRECT($C$4&$C82&\"!O117\")),\"★\")","v":"★"},{"$f":"IFERROR(IF(INDIRECT($C$4&$C82&\"!Q117\")=\"\",\"★\",INDIRECT($C$4&$C82&\"!Q117\")),\"★\")","v":"★"},{"$f":"IFERROR(IF(INDIRECT($C$4&$C82&\"!T117\")=\"\",\"★\",INDIRECT($C$4&$C82&\"!T117\")),\"★\")","v":"★"},{"$f":"IFERROR(IF(INDIRECT($C$4&$C82&\"!X117\")=\"\",\"★\",INDIRECT($C$4&$C82&\"!X117\")),\"★\")","v":"★"},null,{"$f":"IFERROR(IF(INDIRECT($C$4&$C82&\"!AB117\")=\"\",\"★\",INDIRECT($C$4&$C82&\"!AB117\")),\"★\")","v":"★"},{"$f":"IFERROR(IF(INDIRECT($C$4&$C82&\"!AF117\")=\"\",\"★\",INDIRECT($C$4&$C82&\"!AF117\")),\"★\")","v":"★"},null,{"$f":"IFERROR(IF(INDIRECT($C$4&$C82&\"!CH101\")=\"\",\"★\",INDIRECT($C$4&$C82&\"!CH101\")),\"★\")","v":"★"},null,null,null,null,null,null,null,null,null,null,null,null,null,null,null,null,null,null,null,null,null,null,null,null,null,null,null,null,null,null,null,null,null,null,null,null,null,"end"]
[null,null,20,{"$f":"IFERROR(IF(INDIRECT($C$4&$C86&\"!C9\")=\"\",\"★\",INDIRECT($C$4&$C86&\"!C9\")),\"★\")","v":"★"},{"$f":"IFERROR(IF(INDIRECT($C$4&$C86&\"!G9\")=\"\",\"★\",INDIRECT($C$4&$C86&\"!G9\")),\"★\")","v":"★"},{"$f":"IFERROR(IF(INDIRECT($C$4&$C86&\"!AB11\")=\"\",\"★\",INDIRECT($C$4&$C86&\"!AB11\")),\"★\")","v":"★"},{"$f":"IFERROR(IF(INDIRECT($C$4&$C86&\"!AB13\")=\"\",\"★\",INDIRECT($C$4&$C86&\"!AB13\")),\"★\")","v":"★"},{"$f":"IFERROR(IF(INDIRECT($C$4&$C86&\"!G11\")=\"\",\"★\",INDIRECT($C$4&$C86&\"!G11\")),\"★\")","v":"★"},{"$f":"IFERROR(IF(INDIRECT($C$4&$C86&\"!Y9\")=\"\",\"★\",INDIRECT($C$4&$C86&\"!Y9\")),\"★\")","v":"★"},{"$f":"IFERROR(IF(INDIRECT($C$4&$C86&\"!AB9\")=\"\",\"★\",INDIRECT($C$4&$C86&\"!AB9\")),\"★\")","v":"★"},{"$f":"IFERROR(IF(INDIRECT($C$4&$C86&\"!G13\")=\"\",\"★\",INDIRECT($C$4&$C86&\"!G13\")),\"★\")","v":"★"},{"$f":"IFERROR(IF(INDIRECT($C$4&$C86&\"!J75\")=\"\",\"★\",INDIRECT($C$4&$C86&\"!J75\")),\"★\")","v":"★"},{"$f":"IFERROR(IF(INDIRECT($C$4&$C86&\"!J77\")=\"\",\"★\",INDIRECT($C$4&$C86&\"!J77\")),\"★\")","v":"★"},{"$f":"IFERROR(IF(INDIRECT($C$4&$C86&\"!J81\")=\"\",\"★\",INDIRECT($C$4&$C86&\"!J81\")),\"★\")","v":"★"},{"$f":"IFERROR(IF(INDIRECT($C$4&$C86&\"!J83\")=\"\",\"★\",INDIRECT($C$4&$C86&\"!J83\")),\"★\")","v":"★"},{"$f":"IFERROR(IF(INDIRECT($C$4&$C86&\"!AD75\")=\"\",\"★\",INDIRECT($C$4&$C86&\"!AD75\")),\"★\")","v":"★"},{"$f":"IFERROR(IF(INDIRECT($C$4&$C86&\"!J79\")=\"\",\"★\",INDIRECT($C$4&$C86&\"!J79\")),\"★\")","v":"★"},{"$f":"IFERROR(IF(INDIRECT($C$4&$C86&\"!AD83\")=\"\",\"★\",INDIRECT($C$4&$C86&\"!AD83\")),\"★\")","v":"★"},{"$f":"C86&\"-\"&1","v":"20-1"},{"$f":"IFERROR(IF(INDIRECT($C$4&$C86&\"!D90\")=\"\",\"★\",INDIRECT($C$4&$C86&\"!D90\")),\"★\")","v":"★"},{"$f":"IFERROR(IF(INDIRECT($C$4&$C86&\"!K90\")=\"\",\"★\",INDIRECT($C$4&$C86&\"!K90\")),\"★\")","v":"★"},{"$f":"IFERROR(IF(INDIRECT($C$4&$C86&\"!O90\")=\"\",\"★\",INDIRECT($C$4&$C86&\"!O90\")),\"★\")","v":"★"},{"$f":"IFERROR(IF(INDIRECT($C$4&$C86&\"!Q90\")=\"\",\"★\",INDIRECT($C$4&$C86&\"!Q90\")),\"★\")","v":"★"},{"$f":"IFERROR(IF(INDIRECT($C$4&$C86&\"!T90\")=\"\",\"★\",INDIRECT($C$4&$C86&\"!T90\")),\"★\")","v":"★"},{"$f":"IFERROR(IF(INDIRECT($C$4&$C86&\"!X90\")=\"\",\"★\",INDIRECT($C$4&$C86&\"!X90\")),\"★\")","v":"★"},{"$f":"IFERROR(IF(INDIRECT($C$4&$C86&\"!X98\")=\"\",\"★\",INDIRECT($C$4&$C86&\"!X98\")),\"★\")","v":"★"},{"$f":"IFERROR(IF(INDIRECT($C$4&$C86&\"!AB90\")=\"\",\"★\",INDIRECT($C$4&$C86&\"!AB90\")),\"★\")","v":"★"},{"$f":"IFERROR(IF(INDIRECT($C$4&$C86&\"!AF90\")=\"\",\"★\",INDIRECT($C$4&$C86&\"!AF90\")),\"★\")","v":"★"},{"$f":"IFERROR(IF(INDIRECT($C$4&$C86&\"!AF106\")=\"\",\"★\",INDIRECT($C$4&$C86&\"!AF106\")),\"★\")","v":"★"},{"$f":"IFERROR(IF(INDIRECT($C$4&$C86&\"!CH91\")=\"\",\"★\",INDIRECT($C$4&$C86&\"!CH91\")),\"★\")","v":"★"},{"$f":"IFERROR(IF(INDIRECT($C$4&$C86&\"!K104\")=\"\",\"★\",INDIRECT($C$4&$C86&\"!K104\")),\"★\")","v":"★"},{"$f":"IFERROR(IF(INDIRECT($C$4&$C86&\"!K106\")=\"\",\"★\",INDIRECT($C$4&$C86&\"!K106\")),\"★\")","v":"★"},{"$f":"IFERROR(IF(INDIRECT($C$4&$C86&\"!D111\")=\"\",\"★\",INDIRECT($C$4&$C86&\"!D111\")),\"★\")","v":"★"},{"$f":"IFERROR(IF(INDIRECT($C$4&$C86&\"!K111\")=\"\",\"★\",INDIRECT($C$4&$C86&\"!K111\")),\"★\")","v":"★"},{"$f":"IFERROR(IF(INDIRECT($C$4&$C86&\"!O111\")=\"\",\"★\",INDIRECT($C$4&$C86&\"!O111\")),\"★\")","v":"★"},{"$f":"IFERROR(IF(INDIRECT($C$4&$C86&\"!Q111\")=\"\",\"★\",INDIRECT($C$4&$C86&\"!Q111\")),\"★\")","v":"★"},{"$f":"IFERROR(IF(INDIRECT($C$4&$C86&\"!T111\")=\"\",\"★\",INDIRECT($C$4&$C86&\"!T111\")),\"★\")","v":"★"},{"$f":"IFERROR(IF(INDIRECT($C$4&$C86&\"!X111\")=\"\",\"★\",INDIRECT($C$4&$C86&\"!X111\")),\"★\")","v":"★"},{"$f":"IFERROR(IF(INDIRECT($C$4&$C86&\"!X119\")=\"\",\"★\",INDIRECT($C$4&$C86&\"!X119\")),\"★\")","v":"★"},{"$f":"IFERROR(IF(INDIRECT($C$4&$C86&\"!AB111\")=\"\",\"★\",INDIRECT($C$4&$C86&\"!AB111\")),\"★\")","v":"★"},{"$f":"IFERROR(IF(INDIRECT($C$4&$C86&\"!AF111\")=\"\",\"★\",INDIRECT($C$4&$C86&\"!AF111\")),\"★\")","v":"★"},{"$f":"IFERROR(IF(INDIRECT($C$4&$C86&\"!AF127\")=\"\",\"★\",INDIRECT($C$4&$C86&\"!AF127\")),\"★\")","v":"★"},{"$f":"IFERROR(IF(INDIRECT($C$4&$C86&\"!CH98\")=\"\",\"★\",INDIRECT($C$4&$C86&\"!CH98\")),\"★\")","v":"★"},{"$f":"IFERROR(IF(INDIRECT($C$4&$C86&\"!K125\")=\"\",\"★\",INDIRECT($C$4&$C86&\"!K125\")),\"★\")","v":"★"},{"$f":"IFERROR(IF(INDIRECT($C$4&$C86&\"!K127\")=\"\",\"★\",INDIRECT($C$4&$C86&\"!K127\")),\"★\")","v":"★"},{"$f":"IFERROR(IF(INDIRECT($C$4&$C86&\"!F271\")=\"\",\"★\",INDIRECT($C$4&$C86&\"!F271\")&INDIRECT($C$4&$C86&\"!I271\")),\"★\")","v":"★"},{"$f":"IFERROR(IF(INDIRECT($C$4&$C86&\"!L271\")=\"\",\"★\",INDIRECT($C$4&$C86&\"!L271\")&INDIRECT($C$4&$C86&\"!O271\")),\"★\")","v":"★"},null,{"$f":"IFERROR(IF(INDIRECT($C$4&$C86&\"!V278\")=\"\",\"★\",INDIRECT($C$4&$C86&\"!V278\")),\"★\")","v":"★"},{"$f":"IFERROR(IF(INDIRECT($C$4&$C86&\"!Z278\")=\"\",\"★\",INDIRECT($C$4&$C86&\"!Z278\")),\"★\")","v":"★"},{"$f":"IFERROR(IF(INDIRECT($C$4&$C86&\"!AD278\")=\"\",\"★\",INDIRECT($C$4&$C86&\"!AD278\")),\"★\")","v":"★"},{"$f":"IFERROR(IF(INDIRECT($C$4&$C86&\"!AH278\")=\"\",\"★\",INDIRECT($C$4&$C86&\"!AH278\")),\"★\")","v":"★"},{"$f":"IFERROR(IF(INDIRECT($C$4&$C86&\"!I285\")=\"\",\"★\",INDIRECT($C$4&$C86&\"!I285\")),\"★\")","v":"★"},{"$f":"IFERROR(IF(INDIRECT($C$4&$C86&\"!I287\")=\"\",\"★\",INDIRECT($C$4&$C86&\"!I287\")),\"★\")","v":"★"},{"$f":"IFERROR(IF(INDIRECT($C$4&$C86&\"!O285\")=\"\",\"★\",INDIRECT($C$4&$C86&\"!O285\")),\"★\")","v":"★"},{"$f":"IFERROR(IF(INDIRECT($C$4&$C86&\"!R285\")=\"\",\"★\",INDIRECT($C$4&$C86&\"!R285\")),\"★\")","v":"★"},{"$f":"IFERROR(IF(INDIRECT($C$4&$C86&\"!V285\")=\"\",\"★\",INDIRECT($C$4&$C86&\"!V285\")),\"★\")","v":"★"},{"$f":"IFERROR(IF(INDIRECT($C$4&$C86&\"!Z285\")=\"\",\"★\",INDIRECT($C$4&$C86&\"!Z285\")),\"★\")","v":"★"},{"$f":"IFERROR(IF(INDIRECT($C$4&$C86&\"!AD285\")=\"\",\"★\",INDIRECT($C$4&$C86&\"!AD285\")),\"★\")","v":"★"},{"$f":"IFERROR(IF(INDIRECT($C$4&$C86&\"!AH285\")=\"\",\"★\",INDIRECT($C$4&$C86&\"!AH285\")),\"★\")","v":"★"},null,{"$f":"IFERROR(IF(INDIRECT($C$4&$C86&\"!V287\")=\"\",\"★\",INDIRECT($C$4&$C86&\"!V287\")),\"★\")","v":"★"},{"$f":"IFERROR(IF(INDIRECT($C$4&$C86&\"!Z287\")=\"\",\"★\",INDIRECT($C$4&$C86&\"!Z287\")),\"★\")","v":"★"},{"$f":"IFERROR(IF(INDIRECT($C$4&$C86&\"!AD287\")=\"\",\"★\",INDIRECT($C$4&$C86&\"!AD287\")),\"★\")","v":"★"},{"$f":"IFERROR(IF(INDIRECT($C$4&$C86&\"!AH287\")=\"\",\"★\",INDIRECT($C$4&$C86&\"!AH287\")),\"★\")","v":"★"},{"$f":"IFERROR(IF(INDIRECT($C$4&$C86&\"!B294\")=\"\",\"★\",INDIRECT($C$4&$C86&\"!B294\")),\"★\")","v":"★"},{"$f":"IFERROR(IF(INDIRECT($C$4&$C86&\"!E294\")=\"\",\"★\",INDIRECT($C$4&$C86&\"!E294\")),\"★\")","v":"★"},{"$f":"IFERROR(IF(INDIRECT($C$4&$C86&\"!I294\")=\"\",\"★\",INDIRECT($C$4&$C86&\"!I294\")),\"★\")","v":"★"},{"$f":"IFERROR(IF(INDIRECT($C$4&$C86&\"!I296\")=\"\",\"★\",INDIRECT($C$4&$C86&\"!I296\")),\"★\")","v":"★"},{"$f":"IFERROR(IF(INDIRECT($C$4&$C86&\"!O294\")=\"\",\"★\",INDIRECT($C$4&$C86&\"!O294\")),\"★\")","v":"★"},{"$f":"IFERROR(IF(INDIRECT($C$4&$C86&\"!R294\")=\"\",\"★\",INDIRECT($C$4&$C86&\"!R294\")),\"★\")","v":"★"},{"$f":"IFERROR(IF(INDIRECT($C$4&$C86&\"!V294\")=\"\",\"★\",INDIRECT($C$4&$C86&\"!V294\")),\"★\")","v":"★"},{"$f":"IFERROR(IF(INDIRECT($C$4&$C86&\"!Z294\")=\"\",\"★\",INDIRECT($C$4&$C86&\"!Z294\")),\"★\")","v":"★"},{"$f":"IFERROR(IF(INDIRECT($C$4&$C86&\"!AD294\")=\"\",\"★\",INDIRECT($C$4&$C86&\"!AD294\")),\"★\")","v":"★"},{"$f":"IFERROR(IF(INDIRECT($C$4&$C86&\"!AH294\")=\"\",\"★\",INDIRECT($C$4&$C86&\"!AH294\")),\"★\")","v":"★"},null,{"$f":"IFERROR(IF(INDIRECT($C$4&$C86&\"!V296\")=\"\",\"★\",INDIRECT($C$4&$C86&\"!V296\")),\"★\")","v":"★"},{"$f":"IFERROR(IF(INDIRECT($C$4&$C86&\"!Z296\")=\"\",\"★\",INDIRECT($C$4&$C86&\"!Z287\")),\"★\")","v":"★"},{"$f":"IFERROR(IF(INDIRECT($C$4&$C86&\"!AD296\")=\"\",\"★\",INDIRECT($C$4&$C86&\"!AD296\")),\"★\")","v":"★"},{"$f":"IFERROR(IF(INDIRECT($C$4&$C86&\"!AH296\")=\"\",\"★\",INDIRECT($C$4&$C86&\"!AH296\")),\"★\")","v":"★"},"end"]
[null,null,null,null,null,null,null,null,null,null,null,null,null,null,null,null,null,null,{"$f":"C86&\"-\"&2","v":"20-2"},{"$f":"IFERROR(IF(INDIRECT($C$4&$C86&\"!D92\")=\"\",\"★\",INDIRECT($C$4&$C86&\"!D92\")),\"★\")","v":"★"},{"$f":"IFERROR(IF(INDIRECT($C$4&$C86&\"!K92\")=\"\",\"★\",INDIRECT($C$4&$C86&\"!K92\")),\"★\")","v":"★"},{"$f":"IFERROR(IF(INDIRECT($C$4&$C86&\"!O92\")=\"\",\"★\",INDIRECT($C$4&$C86&\"!O92\")),\"★\")","v":"★"},{"$f":"IFERROR(IF(INDIRECT($C$4&$C86&\"!Q92\")=\"\",\"★\",INDIRECT($C$4&$C86&\"!Q92\")),\"★\")","v":"★"},{"$f":"IFERROR(IF(INDIRECT($C$4&$C86&\"!T92\")=\"\",\"★\",INDIRECT($C$4&$C86&\"!T92\")),\"★\")","v":"★"},{"$f":"IFERROR(IF(INDIRECT($C$4&$C86&\"!X92\")=\"\",\"★\",INDIRECT($C$4&$C86&\"!X92\")),\"★\")","v":"★"},null,{"$f":"IFERROR(IF(INDIRECT($C$4&$C86&\"!AB92\")=\"\",\"★\",INDIRECT($C$4&$C86&\"!AB92\")),\"★\")","v":"★"},{"$f":"IFERROR(IF(INDIRECT($C$4&$C86&\"!AF92\")=\"\",\"★\",INDIRECT($C$4&$C86&\"!AF92\")),\"★\")","v":"★"},null,{"$f":"IFERROR(IF(INDIRECT($C$4&$C86&\"!CH92\")=\"\",\"★\",INDIRECT($C$4&$C86&\"!CH92\")),\"★\")","v":"★"},null,null,{"$f":"IFERROR(IF(INDIRECT($C$4&$C86&\"!D113\")=\"\",\"★\",INDIRECT($C$4&$C86&\"!D113\")),\"★\")","v":"★"},{"$f":"IFERROR(IF(INDIRECT($C$4&$C86&\"!K113\")=\"\",\"★\",INDIRECT($C$4&$C86&\"!K113\")),\"★\")","v":"★"},{"$f":"IFERROR(IF(INDIRECT($C$4&$C86&\"!O113\")=\"\",\"★\",INDIRECT($C$4&$C86&\"!O113\")),\"★\")","v":"★"},{"$f":"IFERROR(IF(INDIRECT($C$4&$C86&\"!Q113\")=\"\",\"★\",INDIRECT($C$4&$C86&\"!Q113\")),\"★\")","v":"★"},{"$f":"IFERROR(IF(INDIRECT($C$4&$C86&\"!T113\")=\"\",\"★\",INDIRECT($C$4&$C86&\"!T113\")),\"★\")","v":"★"},{"$f":"IFERROR(IF(INDIRECT($C$4&$C86&\"!X113\")=\"\",\"★\",INDIRECT($C$4&$C86&\"!X113\")),\"★\")","v":"★"},null,{"$f":"IFERROR(IF(INDIRECT($C$4&$C86&\"!AB113\")=\"\",\"★\",INDIRECT($C$4&$C86&\"!AB113\")),\"★\")","v":"★"},{"$f":"IFERROR(IF(INDIRECT($C$4&$C86&\"!AF113\")=\"\",\"★\",INDIRECT($C$4&$C86&\"!AF113\")),\"★\")","v":"★"},null,{"$f":"IFERROR(IF(INDIRECT($C$4&$C86&\"!CH99\")=\"\",\"★\",INDIRECT($C$4&$C86&\"!CH99\")),\"★\")","v":"★"},null,null,{"$f":"IFERROR(IF(INDIRECT($C$4&$C86&\"!F270\")=\"\",\"★\",INDIRECT($C$4&$C86&\"!F270\")),\"★\")","v":"★"},{"$f":"IFERROR(IF(INDIRECT($C$4&$C86&\"!L270\")=\"\",\"★\",INDIRECT($C$4&$C86&\"!L270\")),\"★\")","v":"★"},null,null,null,null,null,null,null,null,null,null,null,null,null,null,null,null,null,null,null,null,null,null,null,null,null,null,null,null,null,null,null,null,null,"end"]
[null,null,null,null,null,null,null,null,null,null,null,null,null,null,null,null,null,null,{"$f":"C86&\"-\"&3","v":"20-3"},{"$f":"IFERROR(IF(INDIRECT($C$4&$C86&\"!D94\")=\"\",\"★\",INDIRECT($C$4&$C86&\"!D94\")),\"★\")","v":"★"},{"$f":"IFERROR(IF(INDIRECT($C$4&$C86&\"!K94\")=\"\",\"★\",INDIRECT($C$4&$C86&\"!K94\")),\"★\")","v":"★"},{"$f":"IFERROR(IF(INDIRECT($C$4&$C86&\"!O94\")=\"\",\"★\",INDIRECT($C$4&$C86&\"!O94\")),\"★\")","v":"★"},{"$f":"IFERROR(IF(INDIRECT($C$4&$C86&\"!Q94\")=\"\",\"★\",INDIRECT($C$4&$C86&\"!Q94\")),\"★\")","v":"★"},{"$f":"IFERROR(IF(INDIRECT($C$4&$C86&\"!T94\")=\"\",\"★\",INDIRECT($C$4&$C86&\"!T94\")),\"★\")","v":"★"},{"$f":"IFERROR(IF(INDIRECT($C$4&$C86&\"!X94\")=\"\",\"★\",INDIRECT($C$4&$C86&\"!X94\")),\"★\")","v":"★"},null,{"$f":"IFERROR(IF(INDIRECT($C$4&$C86&\"!AB94\")=\"\",\"★\",INDIRECT($C$4&$C86&\"!AB94\")),\"★\")","v":"★"},{"$f":"IFERROR(IF(INDIRECT($C$4&$C86&\"!AF94\")=\"\",\"★\",INDIRECT($C$4&$C86&\"!AF94\")),\"★\")","v":"★"},null,{"$f":"IFERROR(IF(INDIRECT($C$4&$C86&\"!CH93\")=\"\",\"★\",INDIRECT($C$4&$C86&\"!CH93\")),\"★\")","v":"★"},null,null,{"$f":"IFERROR(IF(INDIRECT($C$4&$C86&\"!D115\")=\"\",\"★\",INDIRECT($C$4&$C86&\"!D115\")),\"★\")","v":"★"},{"$f":"IFERROR(IF(INDIRECT($C$4&$C86&\"!K115\")=\"\",\"★\",INDIRECT($C$4&$C86&\"!K115\")),\"★\")","v":"★"},{"$f":"IFERROR(IF(INDIRECT($C$4&$C86&\"!O115\")=\"\",\"★\",INDIRECT($C$4&$C86&\"!O115\")),\"★\")","v":"★"},{"$f":"IFERROR(IF(INDIRECT($C$4&$C86&\"!Q115\")=\"\",\"★\",INDIRECT($C$4&$C86&\"!Q115\")),\"★\")","v":"★"},{"$f":"IFERROR(IF(INDIRECT($C$4&$C86&\"!T115\")=\"\",\"★\",INDIRECT($C$4&$C86&\"!T115\")),\"★\")","v":"★"},{"$f":"IFERROR(IF(INDIRECT($C$4&$C86&\"!X115\")=\"\",\"★\",INDIRECT($C$4&$C86&\"!X115\")),\"★\")","v":"★"},null,{"$f":"IFERROR(IF(INDIRECT($C$4&$C86&\"!AB115\")=\"\",\"★\",INDIRECT($C$4&$C86&\"!AB115\")),\"★\")","v":"★"},{"$f":"IFERROR(IF(INDIRECT($C$4&$C86&\"!AF115\")=\"\",\"★\",INDIRECT($C$4&$C86&\"!AF115\")),\"★\")","v":"★"},null,{"$f":"IFERROR(IF(INDIRECT($C$4&$C86&\"!CH100\")=\"\",\"★\",INDIRECT($C$4&$C86&\"!CH100\")),\"★\")","v":"★"},null,null,null,null,null,null,null,null,null,null,null,null,null,null,null,null,null,null,null,null,null,null,null,null,null,null,null,null,null,null,null,null,null,null,null,null,null,"end"]
[null,null,null,null,null,null,null,null,null,null,null,null,null,null,null,null,null,null,{"$f":"C86&\"-\"&4","v":"20-4"},{"$f":"IFERROR(IF(INDIRECT($C$4&$C86&\"!D96\")=\"\",\"★\",INDIRECT($C$4&$C86&\"!D96\")),\"★\")","v":"★"},{"$f":"IFERROR(IF(INDIRECT($C$4&$C86&\"!K96\")=\"\",\"★\",INDIRECT($C$4&$C86&\"!K96\")),\"★\")","v":"★"},{"$f":"IFERROR(IF(INDIRECT($C$4&$C86&\"!O96\")=\"\",\"★\",INDIRECT($C$4&$C86&\"!O96\")),\"★\")","v":"★"},{"$f":"IFERROR(IF(INDIRECT($C$4&$C86&\"!Q96\")=\"\",\"★\",INDIRECT($C$4&$C86&\"!Q96\")),\"★\")","v":"★"},{"$f":"IFERROR(IF(INDIRECT($C$4&$C86&\"!T96\")=\"\",\"★\",INDIRECT($C$4&$C86&\"!T96\")),\"★\")","v":"★"},{"$f":"IFERROR(IF(INDIRECT($C$4&$C86&\"!X96\")=\"\",\"★\",INDIRECT($C$4&$C86&\"!X96\")),\"★\")","v":"★"},null,{"$f":"IFERROR(IF(INDIRECT($C$4&$C86&\"!AB96\")=\"\",\"★\",INDIRECT($C$4&$C86&\"!AB96\")),\"★\")","v":"★"},{"$f":"IFERROR(IF(INDIRECT($C$4&$C86&\"!AF96\")=\"\",\"★\",INDIRECT($C$4&$C86&\"!AF96\")),\"★\")","v":"★"},null,{"$f":"IFERROR(IF(INDIRECT($C$4&$C86&\"!CH94\")=\"\",\"★\",INDIRECT($C$4&$C86&\"!CH94\")),\"★\")","v":"★"},null,null,{"$f":"IFERROR(IF(INDIRECT($C$4&$C86&\"!D117\")=\"\",\"★\",INDIRECT($C$4&$C86&\"!D117\")),\"★\")","v":"★"},{"$f":"IFERROR(IF(INDIRECT($C$4&$C86&\"!K117\")=\"\",\"★\",INDIRECT($C$4&$C86&\"!K117\")),\"★\")","v":"★"},{"$f":"IFERROR(IF(INDIRECT($C$4&$C86&\"!O117\")=\"\",\"★\",INDIRECT($C$4&$C86&\"!O117\")),\"★\")","v":"★"},{"$f":"IFERROR(IF(INDIRECT($C$4&$C86&\"!Q117\")=\"\",\"★\",INDIRECT($C$4&$C86&\"!Q117\")),\"★\")","v":"★"},{"$f":"IFERROR(IF(INDIRECT($C$4&$C86&\"!T117\")=\"\",\"★\",INDIRECT($C$4&$C86&\"!T117\")),\"★\")","v":"★"},{"$f":"IFERROR(IF(INDIRECT($C$4&$C86&\"!X117\")=\"\",\"★\",INDIRECT($C$4&$C86&\"!X117\")),\"★\")","v":"★"},null,{"$f":"IFERROR(IF(INDIRECT($C$4&$C86&\"!AB117\")=\"\",\"★\",INDIRECT($C$4&$C86&\"!AB117\")),\"★\")","v":"★"},{"$f":"IFERROR(IF(INDIRECT($C$4&$C86&\"!AF117\")=\"\",\"★\",INDIRECT($C$4&$C86&\"!AF117\")),\"★\")","v":"★"},null,{"$f":"IFERROR(IF(INDIRECT($C$4&$C86&\"!CH101\")=\"\",\"★\",INDIRECT($C$4&$C86&\"!CH101\")),\"★\")","v":"★"},null,null,null,null,null,null,null,null,null,null,null,null,null,null,null,null,null,null,null,null,null,null,null,null,null,null,null,null,null,null,null,null,null,null,null,null,null,"end"]
[null,null,21,{"$f":"IFERROR(IF(INDIRECT($C$4&$C90&\"!C9\")=\"\",\"★\",INDIRECT($C$4&$C90&\"!C9\")),\"★\")","v":"★"},{"$f":"IFERROR(IF(INDIRECT($C$4&$C90&\"!G9\")=\"\",\"★\",INDIRECT($C$4&$C90&\"!G9\")),\"★\")","v":"★"},{"$f":"IFERROR(IF(INDIRECT($C$4&$C90&\"!AB11\")=\"\",\"★\",INDIRECT($C$4&$C90&\"!AB11\")),\"★\")","v":"★"},{"$f":"IFERROR(IF(INDIRECT($C$4&$C90&\"!AB13\")=\"\",\"★\",INDIRECT($C$4&$C90&\"!AB13\")),\"★\")","v":"★"},{"$f":"IFERROR(IF(INDIRECT($C$4&$C90&\"!G11\")=\"\",\"★\",INDIRECT($C$4&$C90&\"!G11\")),\"★\")","v":"★"},{"$f":"IFERROR(IF(INDIRECT($C$4&$C90&\"!Y9\")=\"\",\"★\",INDIRECT($C$4&$C90&\"!Y9\")),\"★\")","v":"★"},{"$f":"IFERROR(IF(INDIRECT($C$4&$C90&\"!AB9\")=\"\",\"★\",INDIRECT($C$4&$C90&\"!AB9\")),\"★\")","v":"★"},{"$f":"IFERROR(IF(INDIRECT($C$4&$C90&\"!G13\")=\"\",\"★\",INDIRECT($C$4&$C90&\"!G13\")),\"★\")","v":"★"},{"$f":"IFERROR(IF(INDIRECT($C$4&$C90&\"!J75\")=\"\",\"★\",INDIRECT($C$4&$C90&\"!J75\")),\"★\")","v":"★"},{"$f":"IFERROR(IF(INDIRECT($C$4&$C90&\"!J77\")=\"\",\"★\",INDIRECT($C$4&$C90&\"!J77\")),\"★\")","v":"★"},{"$f":"IFERROR(IF(INDIRECT($C$4&$C90&\"!J81\")=\"\",\"★\",INDIRECT($C$4&$C90&\"!J81\")),\"★\")","v":"★"},{"$f":"IFERROR(IF(INDIRECT($C$4&$C90&\"!J83\")=\"\",\"★\",INDIRECT($C$4&$C90&\"!J83\")),\"★\")","v":"★"},{"$f":"IFERROR(IF(INDIRECT($C$4&$C90&\"!AD75\")=\"\",\"★\",INDIRECT($C$4&$C90&\"!AD75\")),\"★\")","v":"★"},{"$f":"IFERROR(IF(INDIRECT($C$4&$C90&\"!J79\")=\"\",\"★\",INDIRECT($C$4&$C90&\"!J79\")),\"★\")","v":"★"},{"$f":"IFERROR(IF(INDIRECT($C$4&$C90&\"!AD83\")=\"\",\"★\",INDIRECT($C$4&$C90&\"!AD83\")),\"★\")","v":"★"},{"$f":"C90&\"-\"&1","v":"21-1"},{"$f":"IFERROR(IF(INDIRECT($C$4&$C90&\"!D90\")=\"\",\"★\",INDIRECT($C$4&$C90&\"!D90\")),\"★\")","v":"★"},{"$f":"IFERROR(IF(INDIRECT($C$4&$C90&\"!K90\")=\"\",\"★\",INDIRECT($C$4&$C90&\"!K90\")),\"★\")","v":"★"},{"$f":"IFERROR(IF(INDIRECT($C$4&$C90&\"!O90\")=\"\",\"★\",INDIRECT($C$4&$C90&\"!O90\")),\"★\")","v":"★"},{"$f":"IFERROR(IF(INDIRECT($C$4&$C90&\"!Q90\")=\"\",\"★\",INDIRECT($C$4&$C90&\"!Q90\")),\"★\")","v":"★"},{"$f":"IFERROR(IF(INDIRECT($C$4&$C90&\"!T90\")=\"\",\"★\",INDIRECT($C$4&$C90&\"!T90\")),\"★\")","v":"★"},{"$f":"IFERROR(IF(INDIRECT($C$4&$C90&\"!X90\")=\"\",\"★\",INDIRECT($C$4&$C90&\"!X90\")),\"★\")","v":"★"},{"$f":"IFERROR(IF(INDIRECT($C$4&$C90&\"!X98\")=\"\",\"★\",INDIRECT($C$4&$C90&\"!X98\")),\"★\")","v":"★"},{"$f":"IFERROR(IF(INDIRECT($C$4&$C90&\"!AB90\")=\"\",\"★\",INDIRECT($C$4&$C90&\"!AB90\")),\"★\")","v":"★"},{"$f":"IFERROR(IF(INDIRECT($C$4&$C90&\"!AF90\")=\"\",\"★\",INDIRECT($C$4&$C90&\"!AF90\")),\"★\")","v":"★"},{"$f":"IFERROR(IF(INDIRECT($C$4&$C90&\"!AF106\")=\"\",\"★\",INDIRECT($C$4&$C90&\"!AF106\")),\"★\")","v":"★"},{"$f":"IFERROR(IF(INDIRECT($C$4&$C90&\"!CH91\")=\"\",\"★\",INDIRECT($C$4&$C90&\"!CH91\")),\"★\")","v":"★"},{"$f":"IFERROR(IF(INDIRECT($C$4&$C90&\"!K104\")=\"\",\"★\",INDIRECT($C$4&$C90&\"!K104\")),\"★\")","v":"★"},{"$f":"IFERROR(IF(INDIRECT($C$4&$C90&\"!K106\")=\"\",\"★\",INDIRECT($C$4&$C90&\"!K106\")),\"★\")","v":"★"},{"$f":"IFERROR(IF(INDIRECT($C$4&$C90&\"!D111\")=\"\",\"★\",INDIRECT($C$4&$C90&\"!D111\")),\"★\")","v":"★"},{"$f":"IFERROR(IF(INDIRECT($C$4&$C90&\"!K111\")=\"\",\"★\",INDIRECT($C$4&$C90&\"!K111\")),\"★\")","v":"★"},{"$f":"IFERROR(IF(INDIRECT($C$4&$C90&\"!O111\")=\"\",\"★\",INDIRECT($C$4&$C90&\"!O111\")),\"★\")","v":"★"},{"$f":"IFERROR(IF(INDIRECT($C$4&$C90&\"!Q111\")=\"\",\"★\",INDIRECT($C$4&$C90&\"!Q111\")),\"★\")","v":"★"},{"$f":"IFERROR(IF(INDIRECT($C$4&$C90&\"!T111\")=\"\",\"★\",INDIRECT($C$4&$C90&\"!T111\")),\"★\")","v":"★"},{"$f":"IFERROR(IF(INDIRECT($C$4&$C90&\"!X111\")=\"\",\"★\",INDIRECT($C$4&$C90&\"!X111\")),\"★\")","v":"★"},{"$f":"IFERROR(IF(INDIRECT($C$4&$C90&\"!X119\")=\"\",\"★\",INDIRECT($C$4&$C90&\"!X119\")),\"★\")","v":"★"},{"$f":"IFERROR(IF(INDIRECT($C$4&$C90&\"!AB111\")=\"\",\"★\",INDIRECT($C$4&$C90&\"!AB111\")),\"★\")","v":"★"},{"$f":"IFERROR(IF(INDIRECT($C$4&$C90&\"!AF111\")=\"\",\"★\",INDIRECT($C$4&$C90&\"!AF111\")),\"★\")","v":"★"},{"$f":"IFERROR(IF(INDIRECT($C$4&$C90&\"!AF127\")=\"\",\"★\",INDIRECT($C$4&$C90&\"!AF127\")),\"★\")","v":"★"},{"$f":"IFERROR(IF(INDIRECT($C$4&$C90&\"!CH98\")=\"\",\"★\",INDIRECT($C$4&$C90&\"!CH98\")),\"★\")","v":"★"},{"$f":"IFERROR(IF(INDIRECT($C$4&$C90&\"!K125\")=\"\",\"★\",INDIRECT($C$4&$C90&\"!K125\")),\"★\")","v":"★"},{"$f":"IFERROR(IF(INDIRECT($C$4&$C90&\"!K127\")=\"\",\"★\",INDIRECT($C$4&$C90&\"!K127\")),\"★\")","v":"★"},{"$f":"IFERROR(IF(INDIRECT($C$4&$C90&\"!F271\")=\"\",\"★\",INDIRECT($C$4&$C90&\"!F271\")&INDIRECT($C$4&$C90&\"!I271\")),\"★\")","v":"★"},{"$f":"IFERROR(IF(INDIRECT($C$4&$C90&\"!L271\")=\"\",\"★\",INDIRECT($C$4&$C90&\"!L271\")&INDIRECT($C$4&$C90&\"!O271\")),\"★\")","v":"★"},null,{"$f":"IFERROR(IF(INDIRECT($C$4&$C90&\"!V278\")=\"\",\"★\",INDIRECT($C$4&$C90&\"!V278\")),\"★\")","v":"★"},{"$f":"IFERROR(IF(INDIRECT($C$4&$C90&\"!Z278\")=\"\",\"★\",INDIRECT($C$4&$C90&\"!Z278\")),\"★\")","v":"★"},{"$f":"IFERROR(IF(INDIRECT($C$4&$C90&\"!AD278\")=\"\",\"★\",INDIRECT($C$4&$C90&\"!AD278\")),\"★\")","v":"★"},{"$f":"IFERROR(IF(INDIRECT($C$4&$C90&\"!AH278\")=\"\",\"★\",INDIRECT($C$4&$C90&\"!AH278\")),\"★\")","v":"★"},{"$f":"IFERROR(IF(INDIRECT($C$4&$C90&\"!I285\")=\"\",\"★\",INDIRECT($C$4&$C90&\"!I285\")),\"★\")","v":"★"},{"$f":"IFERROR(IF(INDIRECT($C$4&$C90&\"!I287\")=\"\",\"★\",INDIRECT($C$4&$C90&\"!I287\")),\"★\")","v":"★"},{"$f":"IFERROR(IF(INDIRECT($C$4&$C90&\"!O285\")=\"\",\"★\",INDIRECT($C$4&$C90&\"!O285\")),\"★\")","v":"★"},{"$f":"IFERROR(IF(INDIRECT($C$4&$C90&\"!R285\")=\"\",\"★\",INDIRECT($C$4&$C90&\"!R285\")),\"★\")","v":"★"},{"$f":"IFERROR(IF(INDIRECT($C$4&$C90&\"!V285\")=\"\",\"★\",INDIRECT($C$4&$C90&\"!V285\")),\"★\")","v":"★"},{"$f":"IFERROR(IF(INDIRECT($C$4&$C90&\"!Z285\")=\"\",\"★\",INDIRECT($C$4&$C90&\"!Z285\")),\"★\")","v":"★"},{"$f":"IFERROR(IF(INDIRECT($C$4&$C90&\"!AD285\")=\"\",\"★\",INDIRECT($C$4&$C90&\"!AD285\")),\"★\")","v":"★"},{"$f":"IFERROR(IF(INDIRECT($C$4&$C90&\"!AH285\")=\"\",\"★\",INDIRECT($C$4&$C90&\"!AH285\")),\"★\")","v":"★"},null,{"$f":"IFERROR(IF(INDIRECT($C$4&$C90&\"!V287\")=\"\",\"★\",INDIRECT($C$4&$C90&\"!V287\")),\"★\")","v":"★"},{"$f":"IFERROR(IF(INDIRECT($C$4&$C90&\"!Z287\")=\"\",\"★\",INDIRECT($C$4&$C90&\"!Z287\")),\"★\")","v":"★"},{"$f":"IFERROR(IF(INDIRECT($C$4&$C90&\"!AD287\")=\"\",\"★\",INDIRECT($C$4&$C90&\"!AD287\")),\"★\")","v":"★"},{"$f":"IFERROR(IF(INDIRECT($C$4&$C90&\"!AH287\")=\"\",\"★\",INDIRECT($C$4&$C90&\"!AH287\")),\"★\")","v":"★"},{"$f":"IFERROR(IF(INDIRECT($C$4&$C90&\"!B294\")=\"\",\"★\",INDIRECT($C$4&$C90&\"!B294\")),\"★\")","v":"★"},{"$f":"IFERROR(IF(INDIRECT($C$4&$C90&\"!E294\")=\"\",\"★\",INDIRECT($C$4&$C90&\"!E294\")),\"★\")","v":"★"},{"$f":"IFERROR(IF(INDIRECT($C$4&$C90&\"!I294\")=\"\",\"★\",INDIRECT($C$4&$C90&\"!I294\")),\"★\")","v":"★"},{"$f":"IFERROR(IF(INDIRECT($C$4&$C90&\"!I296\")=\"\",\"★\",INDIRECT($C$4&$C90&\"!I296\")),\"★\")","v":"★"},{"$f":"IFERROR(IF(INDIRECT($C$4&$C90&\"!O294\")=\"\",\"★\",INDIRECT($C$4&$C90&\"!O294\")),\"★\")","v":"★"},{"$f":"IFERROR(IF(INDIRECT($C$4&$C90&\"!R294\")=\"\",\"★\",INDIRECT($C$4&$C90&\"!R294\")),\"★\")","v":"★"},{"$f":"IFERROR(IF(INDIRECT($C$4&$C90&\"!V294\")=\"\",\"★\",INDIRECT($C$4&$C90&\"!V294\")),\"★\")","v":"★"},{"$f":"IFERROR(IF(INDIRECT($C$4&$C90&\"!Z294\")=\"\",\"★\",INDIRECT($C$4&$C90&\"!Z294\")),\"★\")","v":"★"},{"$f":"IFERROR(IF(INDIRECT($C$4&$C90&\"!AD294\")=\"\",\"★\",INDIRECT($C$4&$C90&\"!AD294\")),\"★\")","v":"★"},{"$f":"IFERROR(IF(INDIRECT($C$4&$C90&\"!AH294\")=\"\",\"★\",INDIRECT($C$4&$C90&\"!AH294\")),\"★\")","v":"★"},null,{"$f":"IFERROR(IF(INDIRECT($C$4&$C90&\"!V296\")=\"\",\"★\",INDIRECT($C$4&$C90&\"!V296\")),\"★\")","v":"★"},{"$f":"IFERROR(IF(INDIRECT($C$4&$C90&\"!Z296\")=\"\",\"★\",INDIRECT($C$4&$C90&\"!Z287\")),\"★\")","v":"★"},{"$f":"IFERROR(IF(INDIRECT($C$4&$C90&\"!AD296\")=\"\",\"★\",INDIRECT($C$4&$C90&\"!AD296\")),\"★\")","v":"★"},{"$f":"IFERROR(IF(INDIRECT($C$4&$C90&\"!AH296\")=\"\",\"★\",INDIRECT($C$4&$C90&\"!AH296\")),\"★\")","v":"★"},"end"]
[null,null,null,null,null,null,null,null,null,null,null,null,null,null,null,null,null,null,{"$f":"C90&\"-\"&2","v":"21-2"},{"$f":"IFERROR(IF(INDIRECT($C$4&$C90&\"!D92\")=\"\",\"★\",INDIRECT($C$4&$C90&\"!D92\")),\"★\")","v":"★"},{"$f":"IFERROR(IF(INDIRECT($C$4&$C90&\"!K92\")=\"\",\"★\",INDIRECT($C$4&$C90&\"!K92\")),\"★\")","v":"★"},{"$f":"IFERROR(IF(INDIRECT($C$4&$C90&\"!O92\")=\"\",\"★\",INDIRECT($C$4&$C90&\"!O92\")),\"★\")","v":"★"},{"$f":"IFERROR(IF(INDIRECT($C$4&$C90&\"!Q92\")=\"\",\"★\",INDIRECT($C$4&$C90&\"!Q92\")),\"★\")","v":"★"},{"$f":"IFERROR(IF(INDIRECT($C$4&$C90&\"!T92\")=\"\",\"★\",INDIRECT($C$4&$C90&\"!T92\")),\"★\")","v":"★"},{"$f":"IFERROR(IF(INDIRECT($C$4&$C90&\"!X92\")=\"\",\"★\",INDIRECT($C$4&$C90&\"!X92\")),\"★\")","v":"★"},null,{"$f":"IFERROR(IF(INDIRECT($C$4&$C90&\"!AB92\")=\"\",\"★\",INDIRECT($C$4&$C90&\"!AB92\")),\"★\")","v":"★"},{"$f":"IFERROR(IF(INDIRECT($C$4&$C90&\"!AF92\")=\"\",\"★\",INDIRECT($C$4&$C90&\"!AF92\")),\"★\")","v":"★"},null,{"$f":"IFERROR(IF(INDIRECT($C$4&$C90&\"!CH92\")=\"\",\"★\",INDIRECT($C$4&$C90&\"!CH92\")),\"★\")","v":"★"},null,null,{"$f":"IFERROR(IF(INDIRECT($C$4&$C90&\"!D113\")=\"\",\"★\",INDIRECT($C$4&$C90&\"!D113\")),\"★\")","v":"★"},{"$f":"IFERROR(IF(INDIRECT($C$4&$C90&\"!K113\")=\"\",\"★\",INDIRECT($C$4&$C90&\"!K113\")),\"★\")","v":"★"},{"$f":"IFERROR(IF(INDIRECT($C$4&$C90&\"!O113\")=\"\",\"★\",INDIRECT($C$4&$C90&\"!O113\")),\"★\")","v":"★"},{"$f":"IFERROR(IF(INDIRECT($C$4&$C90&\"!Q113\")=\"\",\"★\",INDIRECT($C$4&$C90&\"!Q113\")),\"★\")","v":"★"},{"$f":"IFERROR(IF(INDIRECT($C$4&$C90&\"!T113\")=\"\",\"★\",INDIRECT($C$4&$C90&\"!T113\")),\"★\")","v":"★"},{"$f":"IFERROR(IF(INDIRECT($C$4&$C90&\"!X113\")=\"\",\"★\",INDIRECT($C$4&$C90&\"!X113\")),\"★\")","v":"★"},null,{"$f":"IFERROR(IF(INDIRECT($C$4&$C90&\"!AB113\")=\"\",\"★\",INDIRECT($C$4&$C90&\"!AB113\")),\"★\")","v":"★"},{"$f":"IFERROR(IF(INDIRECT($C$4&$C90&\"!AF113\")=\"\",\"★\",INDIRECT($C$4&$C90&\"!AF113\")),\"★\")","v":"★"},null,{"$f":"IFERROR(IF(INDIRECT($C$4&$C90&\"!CH99\")=\"\",\"★\",INDIRECT($C$4&$C90&\"!CH99\")),\"★\")","v":"★"},null,null,{"$f":"IFERROR(IF(INDIRECT($C$4&$C90&\"!F270\")=\"\",\"★\",INDIRECT($C$4&$C90&\"!F270\")),\"★\")","v":"★"},{"$f":"IFERROR(IF(INDIRECT($C$4&$C90&\"!L270\")=\"\",\"★\",INDIRECT($C$4&$C90&\"!L270\")),\"★\")","v":"★"},null,null,null,null,null,null,null,null,null,null,null,null,null,null,null,null,null,null,null,null,null,null,null,null,null,null,null,null,null,null,null,null,null,"end"]
[null,null,null,null,null,null,null,null,null,null,null,null,null,null,null,null,null,null,{"$f":"C90&\"-\"&3","v":"21-3"},{"$f":"IFERROR(IF(INDIRECT($C$4&$C90&\"!D94\")=\"\",\"★\",INDIRECT($C$4&$C90&\"!D94\")),\"★\")","v":"★"},{"$f":"IFERROR(IF(INDIRECT($C$4&$C90&\"!K94\")=\"\",\"★\",INDIRECT($C$4&$C90&\"!K94\")),\"★\")","v":"★"},{"$f":"IFERROR(IF(INDIRECT($C$4&$C90&\"!O94\")=\"\",\"★\",INDIRECT($C$4&$C90&\"!O94\")),\"★\")","v":"★"},{"$f":"IFERROR(IF(INDIRECT($C$4&$C90&\"!Q94\")=\"\",\"★\",INDIRECT($C$4&$C90&\"!Q94\")),\"★\")","v":"★"},{"$f":"IFERROR(IF(INDIRECT($C$4&$C90&\"!T94\")=\"\",\"★\",INDIRECT($C$4&$C90&\"!T94\")),\"★\")","v":"★"},{"$f":"IFERROR(IF(INDIRECT($C$4&$C90&\"!X94\")=\"\",\"★\",INDIRECT($C$4&$C90&\"!X94\")),\"★\")","v":"★"},null,{"$f":"IFERROR(IF(INDIRECT($C$4&$C90&\"!AB94\")=\"\",\"★\",INDIRECT($C$4&$C90&\"!AB94\")),\"★\")","v":"★"},{"$f":"IFERROR(IF(INDIRECT($C$4&$C90&\"!AF94\")=\"\",\"★\",INDIRECT($C$4&$C90&\"!AF94\")),\"★\")","v":"★"},null,{"$f":"IFERROR(IF(INDIRECT($C$4&$C90&\"!CH93\")=\"\",\"★\",INDIRECT($C$4&$C90&\"!CH93\")),\"★\")","v":"★"},null,null,{"$f":"IFERROR(IF(INDIRECT($C$4&$C90&\"!D115\")=\"\",\"★\",INDIRECT($C$4&$C90&\"!D115\")),\"★\")","v":"★"},{"$f":"IFERROR(IF(INDIRECT($C$4&$C90&\"!K115\")=\"\",\"★\",INDIRECT($C$4&$C90&\"!K115\")),\"★\")","v":"★"},{"$f":"IFERROR(IF(INDIRECT($C$4&$C90&\"!O115\")=\"\",\"★\",INDIRECT($C$4&$C90&\"!O115\")),\"★\")","v":"★"},{"$f":"IFERROR(IF(INDIRECT($C$4&$C90&\"!Q115\")=\"\",\"★\",INDIRECT($C$4&$C90&\"!Q115\")),\"★\")","v":"★"},{"$f":"IFERROR(IF(INDIRECT($C$4&$C90&\"!T115\")=\"\",\"★\",INDIRECT($C$4&$C90&\"!T115\")),\"★\")","v":"★"},{"$f":"IFERROR(IF(INDIRECT($C$4&$C90&\"!X115\")=\"\",\"★\",INDIRECT($C$4&$C90&\"!X115\")),\"★\")","v":"★"},null,{"$f":"IFERROR(IF(INDIRECT($C$4&$C90&\"!AB115\")=\"\",\"★\",INDIRECT($C$4&$C90&\"!AB115\")),\"★\")","v":"★"},{"$f":"IFERROR(IF(INDIRECT($C$4&$C90&\"!AF115\")=\"\",\"★\",INDIRECT($C$4&$C90&\"!AF115\")),\"★\")","v":"★"},null,{"$f":"IFERROR(IF(INDIRECT($C$4&$C90&\"!CH100\")=\"\",\"★\",INDIRECT($C$4&$C90&\"!CH100\")),\"★\")","v":"★"},null,null,null,null,null,null,null,null,null,null,null,null,null,null,null,null,null,null,null,null,null,null,null,null,null,null,null,null,null,null,null,null,null,null,null,null,null,"end"]
[null,null,null,null,null,null,null,null,null,null,null,null,null,null,null,null,null,null,{"$f":"C90&\"-\"&4","v":"21-4"},{"$f":"IFERROR(IF(INDIRECT($C$4&$C90&\"!D96\")=\"\",\"★\",INDIRECT($C$4&$C90&\"!D96\")),\"★\")","v":"★"},{"$f":"IFERROR(IF(INDIRECT($C$4&$C90&\"!K96\")=\"\",\"★\",INDIRECT($C$4&$C90&\"!K96\")),\"★\")","v":"★"},{"$f":"IFERROR(IF(INDIRECT($C$4&$C90&\"!O96\")=\"\",\"★\",INDIRECT($C$4&$C90&\"!O96\")),\"★\")","v":"★"},{"$f":"IFERROR(IF(INDIRECT($C$4&$C90&\"!Q96\")=\"\",\"★\",INDIRECT($C$4&$C90&\"!Q96\")),\"★\")","v":"★"},{"$f":"IFERROR(IF(INDIRECT($C$4&$C90&\"!T96\")=\"\",\"★\",INDIRECT($C$4&$C90&\"!T96\")),\"★\")","v":"★"},{"$f":"IFERROR(IF(INDIRECT($C$4&$C90&\"!X96\")=\"\",\"★\",INDIRECT($C$4&$C90&\"!X96\")),\"★\")","v":"★"},null,{"$f":"IFERROR(IF(INDIRECT($C$4&$C90&\"!AB96\")=\"\",\"★\",INDIRECT($C$4&$C90&\"!AB96\")),\"★\")","v":"★"},{"$f":"IFERROR(IF(INDIRECT($C$4&$C90&\"!AF96\")=\"\",\"★\",INDIRECT($C$4&$C90&\"!AF96\")),\"★\")","v":"★"},null,{"$f":"IFERROR(IF(INDIRECT($C$4&$C90&\"!CH94\")=\"\",\"★\",INDIRECT($C$4&$C90&\"!CH94\")),\"★\")","v":"★"},null,null,{"$f":"IFERROR(IF(INDIRECT($C$4&$C90&\"!D117\")=\"\",\"★\",INDIRECT($C$4&$C90&\"!D117\")),\"★\")","v":"★"},{"$f":"IFERROR(IF(INDIRECT($C$4&$C90&\"!K117\")=\"\",\"★\",INDIRECT($C$4&$C90&\"!K117\")),\"★\")","v":"★"},{"$f":"IFERROR(IF(INDIRECT($C$4&$C90&\"!O117\")=\"\",\"★\",INDIRECT($C$4&$C90&\"!O117\")),\"★\")","v":"★"},{"$f":"IFERROR(IF(INDIRECT($C$4&$C90&\"!Q117\")=\"\",\"★\",INDIRECT($C$4&$C90&\"!Q117\")),\"★\")","v":"★"},{"$f":"IFERROR(IF(INDIRECT($C$4&$C90&\"!T117\")=\"\",\"★\",INDIRECT($C$4&$C90&\"!T117\")),\"★\")","v":"★"},{"$f":"IFERROR(IF(INDIRECT($C$4&$C90&\"!X117\")=\"\",\"★\",INDIRECT($C$4&$C90&\"!X117\")),\"★\")","v":"★"},null,{"$f":"IFERROR(IF(INDIRECT($C$4&$C90&\"!AB117\")=\"\",\"★\",INDIRECT($C$4&$C90&\"!AB117\")),\"★\")","v":"★"},{"$f":"IFERROR(IF(INDIRECT($C$4&$C90&\"!AF117\")=\"\",\"★\",INDIRECT($C$4&$C90&\"!AF117\")),\"★\")","v":"★"},null,{"$f":"IFERROR(IF(INDIRECT($C$4&$C90&\"!CH101\")=\"\",\"★\",INDIRECT($C$4&$C90&\"!CH101\")),\"★\")","v":"★"},null,null,null,null,null,null,null,null,null,null,null,null,null,null,null,null,null,null,null,null,null,null,null,null,null,null,null,null,null,null,null,null,null,null,null,null,null,"end"]
[null,null,22,{"$f":"IFERROR(IF(INDIRECT($C$4&$C94&\"!C9\")=\"\",\"★\",INDIRECT($C$4&$C94&\"!C9\")),\"★\")","v":"★"},{"$f":"IFERROR(IF(INDIRECT($C$4&$C94&\"!G9\")=\"\",\"★\",INDIRECT($C$4&$C94&\"!G9\")),\"★\")","v":"★"},{"$f":"IFERROR(IF(INDIRECT($C$4&$C94&\"!AB11\")=\"\",\"★\",INDIRECT($C$4&$C94&\"!AB11\")),\"★\")","v":"★"},{"$f":"IFERROR(IF(INDIRECT($C$4&$C94&\"!AB13\")=\"\",\"★\",INDIRECT($C$4&$C94&\"!AB13\")),\"★\")","v":"★"},{"$f":"IFERROR(IF(INDIRECT($C$4&$C94&\"!G11\")=\"\",\"★\",INDIRECT($C$4&$C94&\"!G11\")),\"★\")","v":"★"},{"$f":"IFERROR(IF(INDIRECT($C$4&$C94&\"!Y9\")=\"\",\"★\",INDIRECT($C$4&$C94&\"!Y9\")),\"★\")","v":"★"},{"$f":"IFERROR(IF(INDIRECT($C$4&$C94&\"!AB9\")=\"\",\"★\",INDIRECT($C$4&$C94&\"!AB9\")),\"★\")","v":"★"},{"$f":"IFERROR(IF(INDIRECT($C$4&$C94&\"!G13\")=\"\",\"★\",INDIRECT($C$4&$C94&\"!G13\")),\"★\")","v":"★"},{"$f":"IFERROR(IF(INDIRECT($C$4&$C94&\"!J75\")=\"\",\"★\",INDIRECT($C$4&$C94&\"!J75\")),\"★\")","v":"★"},{"$f":"IFERROR(IF(INDIRECT($C$4&$C94&\"!J77\")=\"\",\"★\",INDIRECT($C$4&$C94&\"!J77\")),\"★\")","v":"★"},{"$f":"IFERROR(IF(INDIRECT($C$4&$C94&\"!J81\")=\"\",\"★\",INDIRECT($C$4&$C94&\"!J81\")),\"★\")","v":"★"},{"$f":"IFERROR(IF(INDIRECT($C$4&$C94&\"!J83\")=\"\",\"★\",INDIRECT($C$4&$C94&\"!J83\")),\"★\")","v":"★"},{"$f":"IFERROR(IF(INDIRECT($C$4&$C94&\"!AD75\")=\"\",\"★\",INDIRECT($C$4&$C94&\"!AD75\")),\"★\")","v":"★"},{"$f":"IFERROR(IF(INDIRECT($C$4&$C94&\"!J79\")=\"\",\"★\",INDIRECT($C$4&$C94&\"!J79\")),\"★\")","v":"★"},{"$f":"IFERROR(IF(INDIRECT($C$4&$C94&\"!AD83\")=\"\",\"★\",INDIRECT($C$4&$C94&\"!AD83\")),\"★\")","v":"★"},{"$f":"C94&\"-\"&1","v":"22-1"},{"$f":"IFERROR(IF(INDIRECT($C$4&$C94&\"!D90\")=\"\",\"★\",INDIRECT($C$4&$C94&\"!D90\")),\"★\")","v":"★"},{"$f":"IFERROR(IF(INDIRECT($C$4&$C94&\"!K90\")=\"\",\"★\",INDIRECT($C$4&$C94&\"!K90\")),\"★\")","v":"★"},{"$f":"IFERROR(IF(INDIRECT($C$4&$C94&\"!O90\")=\"\",\"★\",INDIRECT($C$4&$C94&\"!O90\")),\"★\")","v":"★"},{"$f":"IFERROR(IF(INDIRECT($C$4&$C94&\"!Q90\")=\"\",\"★\",INDIRECT($C$4&$C94&\"!Q90\")),\"★\")","v":"★"},{"$f":"IFERROR(IF(INDIRECT($C$4&$C94&\"!T90\")=\"\",\"★\",INDIRECT($C$4&$C94&\"!T90\")),\"★\")","v":"★"},{"$f":"IFERROR(IF(INDIRECT($C$4&$C94&\"!X90\")=\"\",\"★\",INDIRECT($C$4&$C94&\"!X90\")),\"★\")","v":"★"},{"$f":"IFERROR(IF(INDIRECT($C$4&$C94&\"!X98\")=\"\",\"★\",INDIRECT($C$4&$C94&\"!X98\")),\"★\")","v":"★"},{"$f":"IFERROR(IF(INDIRECT($C$4&$C94&\"!AB90\")=\"\",\"★\",INDIRECT($C$4&$C94&\"!AB90\")),\"★\")","v":"★"},{"$f":"IFERROR(IF(INDIRECT($C$4&$C94&\"!AF90\")=\"\",\"★\",INDIRECT($C$4&$C94&\"!AF90\")),\"★\")","v":"★"},{"$f":"IFERROR(IF(INDIRECT($C$4&$C94&\"!AF106\")=\"\",\"★\",INDIRECT($C$4&$C94&\"!AF106\")),\"★\")","v":"★"},{"$f":"IFERROR(IF(INDIRECT($C$4&$C94&\"!CH91\")=\"\",\"★\",INDIRECT($C$4&$C94&\"!CH91\")),\"★\")","v":"★"},{"$f":"IFERROR(IF(INDIRECT($C$4&$C94&\"!K104\")=\"\",\"★\",INDIRECT($C$4&$C94&\"!K104\")),\"★\")","v":"★"},{"$f":"IFERROR(IF(INDIRECT($C$4&$C94&\"!K106\")=\"\",\"★\",INDIRECT($C$4&$C94&\"!K106\")),\"★\")","v":"★"},{"$f":"IFERROR(IF(INDIRECT($C$4&$C94&\"!D111\")=\"\",\"★\",INDIRECT($C$4&$C94&\"!D111\")),\"★\")","v":"★"},{"$f":"IFERROR(IF(INDIRECT($C$4&$C94&\"!K111\")=\"\",\"★\",INDIRECT($C$4&$C94&\"!K111\")),\"★\")","v":"★"},{"$f":"IFERROR(IF(INDIRECT($C$4&$C94&\"!O111\")=\"\",\"★\",INDIRECT($C$4&$C94&\"!O111\")),\"★\")","v":"★"},{"$f":"IFERROR(IF(INDIRECT($C$4&$C94&\"!Q111\")=\"\",\"★\",INDIRECT($C$4&$C94&\"!Q111\")),\"★\")","v":"★"},{"$f":"IFERROR(IF(INDIRECT($C$4&$C94&\"!T111\")=\"\",\"★\",INDIRECT($C$4&$C94&\"!T111\")),\"★\")","v":"★"},{"$f":"IFERROR(IF(INDIRECT($C$4&$C94&\"!X111\")=\"\",\"★\",INDIRECT($C$4&$C94&\"!X111\")),\"★\")","v":"★"},{"$f":"IFERROR(IF(INDIRECT($C$4&$C94&\"!X119\")=\"\",\"★\",INDIRECT($C$4&$C94&\"!X119\")),\"★\")","v":"★"},{"$f":"IFERROR(IF(INDIRECT($C$4&$C94&\"!AB111\")=\"\",\"★\",INDIRECT($C$4&$C94&\"!AB111\")),\"★\")","v":"★"},{"$f":"IFERROR(IF(INDIRECT($C$4&$C94&\"!AF111\")=\"\",\"★\",INDIRECT($C$4&$C94&\"!AF111\")),\"★\")","v":"★"},{"$f":"IFERROR(IF(INDIRECT($C$4&$C94&\"!AF127\")=\"\",\"★\",INDIRECT($C$4&$C94&\"!AF127\")),\"★\")","v":"★"},{"$f":"IFERROR(IF(INDIRECT($C$4&$C94&\"!CH98\")=\"\",\"★\",INDIRECT($C$4&$C94&\"!CH98\")),\"★\")","v":"★"},{"$f":"IFERROR(IF(INDIRECT($C$4&$C94&\"!K125\")=\"\",\"★\",INDIRECT($C$4&$C94&\"!K125\")),\"★\")","v":"★"},{"$f":"IFERROR(IF(INDIRECT($C$4&$C94&\"!K127\")=\"\",\"★\",INDIRECT($C$4&$C94&\"!K127\")),\"★\")","v":"★"},{"$f":"IFERROR(IF(INDIRECT($C$4&$C94&\"!F271\")=\"\",\"★\",INDIRECT($C$4&$C94&\"!F271\")&INDIRECT($C$4&$C94&\"!I271\")),\"★\")","v":"★"},{"$f":"IFERROR(IF(INDIRECT($C$4&$C94&\"!L271\")=\"\",\"★\",INDIRECT($C$4&$C94&\"!L271\")&INDIRECT($C$4&$C94&\"!O271\")),\"★\")","v":"★"},null,{"$f":"IFERROR(IF(INDIRECT($C$4&$C94&\"!V278\")=\"\",\"★\",INDIRECT($C$4&$C94&\"!V278\")),\"★\")","v":"★"},{"$f":"IFERROR(IF(INDIRECT($C$4&$C94&\"!Z278\")=\"\",\"★\",INDIRECT($C$4&$C94&\"!Z278\")),\"★\")","v":"★"},{"$f":"IFERROR(IF(INDIRECT($C$4&$C94&\"!AD278\")=\"\",\"★\",INDIRECT($C$4&$C94&\"!AD278\")),\"★\")","v":"★"},{"$f":"IFERROR(IF(INDIRECT($C$4&$C94&\"!AH278\")=\"\",\"★\",INDIRECT($C$4&$C94&\"!AH278\")),\"★\")","v":"★"},{"$f":"IFERROR(IF(INDIRECT($C$4&$C94&\"!I285\")=\"\",\"★\",INDIRECT($C$4&$C94&\"!I285\")),\"★\")","v":"★"},{"$f":"IFERROR(IF(INDIRECT($C$4&$C94&\"!I287\")=\"\",\"★\",INDIRECT($C$4&$C94&\"!I287\")),\"★\")","v":"★"},{"$f":"IFERROR(IF(INDIRECT($C$4&$C94&\"!O285\")=\"\",\"★\",INDIRECT($C$4&$C94&\"!O285\")),\"★\")","v":"★"},{"$f":"IFERROR(IF(INDIRECT($C$4&$C94&\"!R285\")=\"\",\"★\",INDIRECT($C$4&$C94&\"!R285\")),\"★\")","v":"★"},{"$f":"IFERROR(IF(INDIRECT($C$4&$C94&\"!V285\")=\"\",\"★\",INDIRECT($C$4&$C94&\"!V285\")),\"★\")","v":"★"},{"$f":"IFERROR(IF(INDIRECT($C$4&$C94&\"!Z285\")=\"\",\"★\",INDIRECT($C$4&$C94&\"!Z285\")),\"★\")","v":"★"},{"$f":"IFERROR(IF(INDIRECT($C$4&$C94&\"!AD285\")=\"\",\"★\",INDIRECT($C$4&$C94&\"!AD285\")),\"★\")","v":"★"},{"$f":"IFERROR(IF(INDIRECT($C$4&$C94&\"!AH285\")=\"\",\"★\",INDIRECT($C$4&$C94&\"!AH285\")),\"★\")","v":"★"},null,{"$f":"IFERROR(IF(INDIRECT($C$4&$C94&\"!V287\")=\"\",\"★\",INDIRECT($C$4&$C94&\"!V287\")),\"★\")","v":"★"},{"$f":"IFERROR(IF(INDIRECT($C$4&$C94&\"!Z287\")=\"\",\"★\",INDIRECT($C$4&$C94&\"!Z287\")),\"★\")","v":"★"},{"$f":"IFERROR(IF(INDIRECT($C$4&$C94&\"!AD287\")=\"\",\"★\",INDIRECT($C$4&$C94&\"!AD287\")),\"★\")","v":"★"},{"$f":"IFERROR(IF(INDIRECT($C$4&$C94&\"!AH287\")=\"\",\"★\",INDIRECT($C$4&$C94&\"!AH287\")),\"★\")","v":"★"},{"$f":"IFERROR(IF(INDIRECT($C$4&$C94&\"!B294\")=\"\",\"★\",INDIRECT($C$4&$C94&\"!B294\")),\"★\")","v":"★"},{"$f":"IFERROR(IF(INDIRECT($C$4&$C94&\"!E294\")=\"\",\"★\",INDIRECT($C$4&$C94&\"!E294\")),\"★\")","v":"★"},{"$f":"IFERROR(IF(INDIRECT($C$4&$C94&\"!I294\")=\"\",\"★\",INDIRECT($C$4&$C94&\"!I294\")),\"★\")","v":"★"},{"$f":"IFERROR(IF(INDIRECT($C$4&$C94&\"!I296\")=\"\",\"★\",INDIRECT($C$4&$C94&\"!I296\")),\"★\")","v":"★"},{"$f":"IFERROR(IF(INDIRECT($C$4&$C94&\"!O294\")=\"\",\"★\",INDIRECT($C$4&$C94&\"!O294\")),\"★\")","v":"★"},{"$f":"IFERROR(IF(INDIRECT($C$4&$C94&\"!R294\")=\"\",\"★\",INDIRECT($C$4&$C94&\"!R294\")),\"★\")","v":"★"},{"$f":"IFERROR(IF(INDIRECT($C$4&$C94&\"!V294\")=\"\",\"★\",INDIRECT($C$4&$C94&\"!V294\")),\"★\")","v":"★"},{"$f":"IFERROR(IF(INDIRECT($C$4&$C94&\"!Z294\")=\"\",\"★\",INDIRECT($C$4&$C94&\"!Z294\")),\"★\")","v":"★"},{"$f":"IFERROR(IF(INDIRECT($C$4&$C94&\"!AD294\")=\"\",\"★\",INDIRECT($C$4&$C94&\"!AD294\")),\"★\")","v":"★"},{"$f":"IFERROR(IF(INDIRECT($C$4&$C94&\"!AH294\")=\"\",\"★\",INDIRECT($C$4&$C94&\"!AH294\")),\"★\")","v":"★"},null,{"$f":"IFERROR(IF(INDIRECT($C$4&$C94&\"!V296\")=\"\",\"★\",INDIRECT($C$4&$C94&\"!V296\")),\"★\")","v":"★"},{"$f":"IFERROR(IF(INDIRECT($C$4&$C94&\"!Z296\")=\"\",\"★\",INDIRECT($C$4&$C94&\"!Z287\")),\"★\")","v":"★"},{"$f":"IFERROR(IF(INDIRECT($C$4&$C94&\"!AD296\")=\"\",\"★\",INDIRECT($C$4&$C94&\"!AD296\")),\"★\")","v":"★"},{"$f":"IFERROR(IF(INDIRECT($C$4&$C94&\"!AH296\")=\"\",\"★\",INDIRECT($C$4&$C94&\"!AH296\")),\"★\")","v":"★"},"end"]
[null,null,null,null,null,null,null,null,null,null,null,null,null,null,null,null,null,null,{"$f":"C94&\"-\"&2","v":"22-2"},{"$f":"IFERROR(IF(INDIRECT($C$4&$C94&\"!D92\")=\"\",\"★\",INDIRECT($C$4&$C94&\"!D92\")),\"★\")","v":"★"},{"$f":"IFERROR(IF(INDIRECT($C$4&$C94&\"!K92\")=\"\",\"★\",INDIRECT($C$4&$C94&\"!K92\")),\"★\")","v":"★"},{"$f":"IFERROR(IF(INDIRECT($C$4&$C94&\"!O92\")=\"\",\"★\",INDIRECT($C$4&$C94&\"!O92\")),\"★\")","v":"★"},{"$f":"IFERROR(IF(INDIRECT($C$4&$C94&\"!Q92\")=\"\",\"★\",INDIRECT($C$4&$C94&\"!Q92\")),\"★\")","v":"★"},{"$f":"IFERROR(IF(INDIRECT($C$4&$C94&\"!T92\")=\"\",\"★\",INDIRECT($C$4&$C94&\"!T92\")),\"★\")","v":"★"},{"$f":"IFERROR(IF(INDIRECT($C$4&$C94&\"!X92\")=\"\",\"★\",INDIRECT($C$4&$C94&\"!X92\")),\"★\")","v":"★"},null,{"$f":"IFERROR(IF(INDIRECT($C$4&$C94&\"!AB92\")=\"\",\"★\",INDIRECT($C$4&$C94&\"!AB92\")),\"★\")","v":"★"},{"$f":"IFERROR(IF(INDIRECT($C$4&$C94&\"!AF92\")=\"\",\"★\",INDIRECT($C$4&$C94&\"!AF92\")),\"★\")","v":"★"},null,{"$f":"IFERROR(IF(INDIRECT($C$4&$C94&\"!CH92\")=\"\",\"★\",INDIRECT($C$4&$C94&\"!CH92\")),\"★\")","v":"★"},null,null,{"$f":"IFERROR(IF(INDIRECT($C$4&$C94&\"!D113\")=\"\",\"★\",INDIRECT($C$4&$C94&\"!D113\")),\"★\")","v":"★"},{"$f":"IFERROR(IF(INDIRECT($C$4&$C94&\"!K113\")=\"\",\"★\",INDIRECT($C$4&$C94&\"!K113\")),\"★\")","v":"★"},{"$f":"IFERROR(IF(INDIRECT($C$4&$C94&\"!O113\")=\"\",\"★\",INDIRECT($C$4&$C94&\"!O113\")),\"★\")","v":"★"},{"$f":"IFERROR(IF(INDIRECT($C$4&$C94&\"!Q113\")=\"\",\"★\",INDIRECT($C$4&$C94&\"!Q113\")),\"★\")","v":"★"},{"$f":"IFERROR(IF(INDIRECT($C$4&$C94&\"!T113\")=\"\",\"★\",INDIRECT($C$4&$C94&\"!T113\")),\"★\")","v":"★"},{"$f":"IFERROR(IF(INDIRECT($C$4&$C94&\"!X113\")=\"\",\"★\",INDIRECT($C$4&$C94&\"!X113\")),\"★\")","v":"★"},null,{"$f":"IFERROR(IF(INDIRECT($C$4&$C94&\"!AB113\")=\"\",\"★\",INDIRECT($C$4&$C94&\"!AB113\")),\"★\")","v":"★"},{"$f":"IFERROR(IF(INDIRECT($C$4&$C94&\"!AF113\")=\"\",\"★\",INDIRECT($C$4&$C94&\"!AF113\")),\"★\")","v":"★"},null,{"$f":"IFERROR(IF(INDIRECT($C$4&$C94&\"!CH99\")=\"\",\"★\",INDIRECT($C$4&$C94&\"!CH99\")),\"★\")","v":"★"},null,null,{"$f":"IFERROR(IF(INDIRECT($C$4&$C94&\"!F270\")=\"\",\"★\",INDIRECT($C$4&$C94&\"!F270\")),\"★\")","v":"★"},{"$f":"IFERROR(IF(INDIRECT($C$4&$C94&\"!L270\")=\"\",\"★\",INDIRECT($C$4&$C94&\"!L270\")),\"★\")","v":"★"},null,null,null,null,null,null,null,null,null,null,null,null,null,null,null,null,null,null,null,null,null,null,null,null,null,null,null,null,null,null,null,null,null,"end"]
[null,null,null,null,null,null,null,null,null,null,null,null,null,null,null,null,null,null,{"$f":"C94&\"-\"&3","v":"22-3"},{"$f":"IFERROR(IF(INDIRECT($C$4&$C94&\"!D94\")=\"\",\"★\",INDIRECT($C$4&$C94&\"!D94\")),\"★\")","v":"★"},{"$f":"IFERROR(IF(INDIRECT($C$4&$C94&\"!K94\")=\"\",\"★\",INDIRECT($C$4&$C94&\"!K94\")),\"★\")","v":"★"},{"$f":"IFERROR(IF(INDIRECT($C$4&$C94&\"!O94\")=\"\",\"★\",INDIRECT($C$4&$C94&\"!O94\")),\"★\")","v":"★"},{"$f":"IFERROR(IF(INDIRECT($C$4&$C94&\"!Q94\")=\"\",\"★\",INDIRECT($C$4&$C94&\"!Q94\")),\"★\")","v":"★"},{"$f":"IFERROR(IF(INDIRECT($C$4&$C94&\"!T94\")=\"\",\"★\",INDIRECT($C$4&$C94&\"!T94\")),\"★\")","v":"★"},{"$f":"IFERROR(IF(INDIRECT($C$4&$C94&\"!X94\")=\"\",\"★\",INDIRECT($C$4&$C94&\"!X94\")),\"★\")","v":"★"},null,{"$f":"IFERROR(IF(INDIRECT($C$4&$C94&\"!AB94\")=\"\",\"★\",INDIRECT($C$4&$C94&\"!AB94\")),\"★\")","v":"★"},{"$f":"IFERROR(IF(INDIRECT($C$4&$C94&\"!AF94\")=\"\",\"★\",INDIRECT($C$4&$C94&\"!AF94\")),\"★\")","v":"★"},null,{"$f":"IFERROR(IF(INDIRECT($C$4&$C94&\"!CH93\")=\"\",\"★\",INDIRECT($C$4&$C94&\"!CH93\")),\"★\")","v":"★"},null,null,{"$f":"IFERROR(IF(INDIRECT($C$4&$C94&\"!D115\")=\"\",\"★\",INDIRECT($C$4&$C94&\"!D115\")),\"★\")","v":"★"},{"$f":"IFERROR(IF(INDIRECT($C$4&$C94&\"!K115\")=\"\",\"★\",INDIRECT($C$4&$C94&\"!K115\")),\"★\")","v":"★"},{"$f":"IFERROR(IF(INDIRECT($C$4&$C94&\"!O115\")=\"\",\"★\",INDIRECT($C$4&$C94&\"!O115\")),\"★\")","v":"★"},{"$f":"IFERROR(IF(INDIRECT($C$4&$C94&\"!Q115\")=\"\",\"★\",INDIRECT($C$4&$C94&\"!Q115\")),\"★\")","v":"★"},{"$f":"IFERROR(IF(INDIRECT($C$4&$C94&\"!T115\")=\"\",\"★\",INDIRECT($C$4&$C94&\"!T115\")),\"★\")","v":"★"},{"$f":"IFERROR(IF(INDIRECT($C$4&$C94&\"!X115\")=\"\",\"★\",INDIRECT($C$4&$C94&\"!X115\")),\"★\")","v":"★"},null,{"$f":"IFERROR(IF(INDIRECT($C$4&$C94&\"!AB115\")=\"\",\"★\",INDIRECT($C$4&$C94&\"!AB115\")),\"★\")","v":"★"},{"$f":"IFERROR(IF(INDIRECT($C$4&$C94&\"!AF115\")=\"\",\"★\",INDIRECT($C$4&$C94&\"!AF115\")),\"★\")","v":"★"},null,{"$f":"IFERROR(IF(INDIRECT($C$4&$C94&\"!CH100\")=\"\",\"★\",INDIRECT($C$4&$C94&\"!CH100\")),\"★\")","v":"★"},null,null,null,null,null,null,null,null,null,null,null,null,null,null,null,null,null,null,null,null,null,null,null,null,null,null,null,null,null,null,null,null,null,null,null,null,null,"end"]
[null,null,null,null,null,null,null,null,null,null,null,null,null,null,null,null,null,null,{"$f":"C94&\"-\"&4","v":"22-4"},{"$f":"IFERROR(IF(INDIRECT($C$4&$C94&\"!D96\")=\"\",\"★\",INDIRECT($C$4&$C94&\"!D96\")),\"★\")","v":"★"},{"$f":"IFERROR(IF(INDIRECT($C$4&$C94&\"!K96\")=\"\",\"★\",INDIRECT($C$4&$C94&\"!K96\")),\"★\")","v":"★"},{"$f":"IFERROR(IF(INDIRECT($C$4&$C94&\"!O96\")=\"\",\"★\",INDIRECT($C$4&$C94&\"!O96\")),\"★\")","v":"★"},{"$f":"IFERROR(IF(INDIRECT($C$4&$C94&\"!Q96\")=\"\",\"★\",INDIRECT($C$4&$C94&\"!Q96\")),\"★\")","v":"★"},{"$f":"IFERROR(IF(INDIRECT($C$4&$C94&\"!T96\")=\"\",\"★\",INDIRECT($C$4&$C94&\"!T96\")),\"★\")","v":"★"},{"$f":"IFERROR(IF(INDIRECT($C$4&$C94&\"!X96\")=\"\",\"★\",INDIRECT($C$4&$C94&\"!X96\")),\"★\")","v":"★"},null,{"$f":"IFERROR(IF(INDIRECT($C$4&$C94&\"!AB96\")=\"\",\"★\",INDIRECT($C$4&$C94&\"!AB96\")),\"★\")","v":"★"},{"$f":"IFERROR(IF(INDIRECT($C$4&$C94&\"!AF96\")=\"\",\"★\",INDIRECT($C$4&$C94&\"!AF96\")),\"★\")","v":"★"},null,{"$f":"IFERROR(IF(INDIRECT($C$4&$C94&\"!CH94\")=\"\",\"★\",INDIRECT($C$4&$C94&\"!CH94\")),\"★\")","v":"★"},null,null,{"$f":"IFERROR(IF(INDIRECT($C$4&$C94&\"!D117\")=\"\",\"★\",INDIRECT($C$4&$C94&\"!D117\")),\"★\")","v":"★"},{"$f":"IFERROR(IF(INDIRECT($C$4&$C94&\"!K117\")=\"\",\"★\",INDIRECT($C$4&$C94&\"!K117\")),\"★\")","v":"★"},{"$f":"IFERROR(IF(INDIRECT($C$4&$C94&\"!O117\")=\"\",\"★\",INDIRECT($C$4&$C94&\"!O117\")),\"★\")","v":"★"},{"$f":"IFERROR(IF(INDIRECT($C$4&$C94&\"!Q117\")=\"\",\"★\",INDIRECT($C$4&$C94&\"!Q117\")),\"★\")","v":"★"},{"$f":"IFERROR(IF(INDIRECT($C$4&$C94&\"!T117\")=\"\",\"★\",INDIRECT($C$4&$C94&\"!T117\")),\"★\")","v":"★"},{"$f":"IFERROR(IF(INDIRECT($C$4&$C94&\"!X117\")=\"\",\"★\",INDIRECT($C$4&$C94&\"!X117\")),\"★\")","v":"★"},null,{"$f":"IFERROR(IF(INDIRECT($C$4&$C94&\"!AB117\")=\"\",\"★\",INDIRECT($C$4&$C94&\"!AB117\")),\"★\")","v":"★"},{"$f":"IFERROR(IF(INDIRECT($C$4&$C94&\"!AF117\")=\"\",\"★\",INDIRECT($C$4&$C94&\"!AF117\")),\"★\")","v":"★"},null,{"$f":"IFERROR(IF(INDIRECT($C$4&$C94&\"!CH101\")=\"\",\"★\",INDIRECT($C$4&$C94&\"!CH101\")),\"★\")","v":"★"},null,null,null,null,null,null,null,null,null,null,null,null,null,null,null,null,null,null,null,null,null,null,null,null,null,null,null,null,null,null,null,null,null,null,null,null,null,"end"]
[null,null,23,{"$f":"IFERROR(IF(INDIRECT($C$4&$C98&\"!C9\")=\"\",\"★\",INDIRECT($C$4&$C98&\"!C9\")),\"★\")","v":"★"},{"$f":"IFERROR(IF(INDIRECT($C$4&$C98&\"!G9\")=\"\",\"★\",INDIRECT($C$4&$C98&\"!G9\")),\"★\")","v":"★"},{"$f":"IFERROR(IF(INDIRECT($C$4&$C98&\"!AB11\")=\"\",\"★\",INDIRECT($C$4&$C98&\"!AB11\")),\"★\")","v":"★"},{"$f":"IFERROR(IF(INDIRECT($C$4&$C98&\"!AB13\")=\"\",\"★\",INDIRECT($C$4&$C98&\"!AB13\")),\"★\")","v":"★"},{"$f":"IFERROR(IF(INDIRECT($C$4&$C98&\"!G11\")=\"\",\"★\",INDIRECT($C$4&$C98&\"!G11\")),\"★\")","v":"★"},{"$f":"IFERROR(IF(INDIRECT($C$4&$C98&\"!Y9\")=\"\",\"★\",INDIRECT($C$4&$C98&\"!Y9\")),\"★\")","v":"★"},{"$f":"IFERROR(IF(INDIRECT($C$4&$C98&\"!AB9\")=\"\",\"★\",INDIRECT($C$4&$C98&\"!AB9\")),\"★\")","v":"★"},{"$f":"IFERROR(IF(INDIRECT($C$4&$C98&\"!G13\")=\"\",\"★\",INDIRECT($C$4&$C98&\"!G13\")),\"★\")","v":"★"},{"$f":"IFERROR(IF(INDIRECT($C$4&$C98&\"!J75\")=\"\",\"★\",INDIRECT($C$4&$C98&\"!J75\")),\"★\")","v":"★"},{"$f":"IFERROR(IF(INDIRECT($C$4&$C98&\"!J77\")=\"\",\"★\",INDIRECT($C$4&$C98&\"!J77\")),\"★\")","v":"★"},{"$f":"IFERROR(IF(INDIRECT($C$4&$C98&\"!J81\")=\"\",\"★\",INDIRECT($C$4&$C98&\"!J81\")),\"★\")","v":"★"},{"$f":"IFERROR(IF(INDIRECT($C$4&$C98&\"!J83\")=\"\",\"★\",INDIRECT($C$4&$C98&\"!J83\")),\"★\")","v":"★"},{"$f":"IFERROR(IF(INDIRECT($C$4&$C98&\"!AD75\")=\"\",\"★\",INDIRECT($C$4&$C98&\"!AD75\")),\"★\")","v":"★"},{"$f":"IFERROR(IF(INDIRECT($C$4&$C98&\"!J79\")=\"\",\"★\",INDIRECT($C$4&$C98&\"!J79\")),\"★\")","v":"★"},{"$f":"IFERROR(IF(INDIRECT($C$4&$C98&\"!AD83\")=\"\",\"★\",INDIRECT($C$4&$C98&\"!AD83\")),\"★\")","v":"★"},{"$f":"C98&\"-\"&1","v":"23-1"},{"$f":"IFERROR(IF(INDIRECT($C$4&$C98&\"!D90\")=\"\",\"★\",INDIRECT($C$4&$C98&\"!D90\")),\"★\")","v":"★"},{"$f":"IFERROR(IF(INDIRECT($C$4&$C98&\"!K90\")=\"\",\"★\",INDIRECT($C$4&$C98&\"!K90\")),\"★\")","v":"★"},{"$f":"IFERROR(IF(INDIRECT($C$4&$C98&\"!O90\")=\"\",\"★\",INDIRECT($C$4&$C98&\"!O90\")),\"★\")","v":"★"},{"$f":"IFERROR(IF(INDIRECT($C$4&$C98&\"!Q90\")=\"\",\"★\",INDIRECT($C$4&$C98&\"!Q90\")),\"★\")","v":"★"},{"$f":"IFERROR(IF(INDIRECT($C$4&$C98&\"!T90\")=\"\",\"★\",INDIRECT($C$4&$C98&\"!T90\")),\"★\")","v":"★"},{"$f":"IFERROR(IF(INDIRECT($C$4&$C98&\"!X90\")=\"\",\"★\",INDIRECT($C$4&$C98&\"!X90\")),\"★\")","v":"★"},{"$f":"IFERROR(IF(INDIRECT($C$4&$C98&\"!X98\")=\"\",\"★\",INDIRECT($C$4&$C98&\"!X98\")),\"★\")","v":"★"},{"$f":"IFERROR(IF(INDIRECT($C$4&$C98&\"!AB90\")=\"\",\"★\",INDIRECT($C$4&$C98&\"!AB90\")),\"★\")","v":"★"},{"$f":"IFERROR(IF(INDIRECT($C$4&$C98&\"!AF90\")=\"\",\"★\",INDIRECT($C$4&$C98&\"!AF90\")),\"★\")","v":"★"},{"$f":"IFERROR(IF(INDIRECT($C$4&$C98&\"!AF106\")=\"\",\"★\",INDIRECT($C$4&$C98&\"!AF106\")),\"★\")","v":"★"},{"$f":"IFERROR(IF(INDIRECT($C$4&$C98&\"!CH91\")=\"\",\"★\",INDIRECT($C$4&$C98&\"!CH91\")),\"★\")","v":"★"},{"$f":"IFERROR(IF(INDIRECT($C$4&$C98&\"!K104\")=\"\",\"★\",INDIRECT($C$4&$C98&\"!K104\")),\"★\")","v":"★"},{"$f":"IFERROR(IF(INDIRECT($C$4&$C98&\"!K106\")=\"\",\"★\",INDIRECT($C$4&$C98&\"!K106\")),\"★\")","v":"★"},{"$f":"IFERROR(IF(INDIRECT($C$4&$C98&\"!D111\")=\"\",\"★\",INDIRECT($C$4&$C98&\"!D111\")),\"★\")","v":"★"},{"$f":"IFERROR(IF(INDIRECT($C$4&$C98&\"!K111\")=\"\",\"★\",INDIRECT($C$4&$C98&\"!K111\")),\"★\")","v":"★"},{"$f":"IFERROR(IF(INDIRECT($C$4&$C98&\"!O111\")=\"\",\"★\",INDIRECT($C$4&$C98&\"!O111\")),\"★\")","v":"★"},{"$f":"IFERROR(IF(INDIRECT($C$4&$C98&\"!Q111\")=\"\",\"★\",INDIRECT($C$4&$C98&\"!Q111\")),\"★\")","v":"★"},{"$f":"IFERROR(IF(INDIRECT($C$4&$C98&\"!T111\")=\"\",\"★\",INDIRECT($C$4&$C98&\"!T111\")),\"★\")","v":"★"},{"$f":"IFERROR(IF(INDIRECT($C$4&$C98&\"!X111\")=\"\",\"★\",INDIRECT($C$4&$C98&\"!X111\")),\"★\")","v":"★"},{"$f":"IFERROR(IF(INDIRECT($C$4&$C98&\"!X119\")=\"\",\"★\",INDIRECT($C$4&$C98&\"!X119\")),\"★\")","v":"★"},{"$f":"IFERROR(IF(INDIRECT($C$4&$C98&\"!AB111\")=\"\",\"★\",INDIRECT($C$4&$C98&\"!AB111\")),\"★\")","v":"★"},{"$f":"IFERROR(IF(INDIRECT($C$4&$C98&\"!AF111\")=\"\",\"★\",INDIRECT($C$4&$C98&\"!AF111\")),\"★\")","v":"★"},{"$f":"IFERROR(IF(INDIRECT($C$4&$C98&\"!AF127\")=\"\",\"★\",INDIRECT($C$4&$C98&\"!AF127\")),\"★\")","v":"★"},{"$f":"IFERROR(IF(INDIRECT($C$4&$C98&\"!CH98\")=\"\",\"★\",INDIRECT($C$4&$C98&\"!CH98\")),\"★\")","v":"★"},{"$f":"IFERROR(IF(INDIRECT($C$4&$C98&\"!K125\")=\"\",\"★\",INDIRECT($C$4&$C98&\"!K125\")),\"★\")","v":"★"},{"$f":"IFERROR(IF(INDIRECT($C$4&$C98&\"!K127\")=\"\",\"★\",INDIRECT($C$4&$C98&\"!K127\")),\"★\")","v":"★"},{"$f":"IFERROR(IF(INDIRECT($C$4&$C98&\"!F271\")=\"\",\"★\",INDIRECT($C$4&$C98&\"!F271\")&INDIRECT($C$4&$C98&\"!I271\")),\"★\")","v":"★"},{"$f":"IFERROR(IF(INDIRECT($C$4&$C98&\"!L271\")=\"\",\"★\",INDIRECT($C$4&$C98&\"!L271\")&INDIRECT($C$4&$C98&\"!O271\")),\"★\")","v":"★"},null,{"$f":"IFERROR(IF(INDIRECT($C$4&$C98&\"!V278\")=\"\",\"★\",INDIRECT($C$4&$C98&\"!V278\")),\"★\")","v":"★"},{"$f":"IFERROR(IF(INDIRECT($C$4&$C98&\"!Z278\")=\"\",\"★\",INDIRECT($C$4&$C98&\"!Z278\")),\"★\")","v":"★"},{"$f":"IFERROR(IF(INDIRECT($C$4&$C98&\"!AD278\")=\"\",\"★\",INDIRECT($C$4&$C98&\"!AD278\")),\"★\")","v":"★"},{"$f":"IFERROR(IF(INDIRECT($C$4&$C98&\"!AH278\")=\"\",\"★\",INDIRECT($C$4&$C98&\"!AH278\")),\"★\")","v":"★"},{"$f":"IFERROR(IF(INDIRECT($C$4&$C98&\"!I285\")=\"\",\"★\",INDIRECT($C$4&$C98&\"!I285\")),\"★\")","v":"★"},{"$f":"IFERROR(IF(INDIRECT($C$4&$C98&\"!I287\")=\"\",\"★\",INDIRECT($C$4&$C98&\"!I287\")),\"★\")","v":"★"},{"$f":"IFERROR(IF(INDIRECT($C$4&$C98&\"!O285\")=\"\",\"★\",INDIRECT($C$4&$C98&\"!O285\")),\"★\")","v":"★"},{"$f":"IFERROR(IF(INDIRECT($C$4&$C98&\"!R285\")=\"\",\"★\",INDIRECT($C$4&$C98&\"!R285\")),\"★\")","v":"★"},{"$f":"IFERROR(IF(INDIRECT($C$4&$C98&\"!V285\")=\"\",\"★\",INDIRECT($C$4&$C98&\"!V285\")),\"★\")","v":"★"},{"$f":"IFERROR(IF(INDIRECT($C$4&$C98&\"!Z285\")=\"\",\"★\",INDIRECT($C$4&$C98&\"!Z285\")),\"★\")","v":"★"},{"$f":"IFERROR(IF(INDIRECT($C$4&$C98&\"!AD285\")=\"\",\"★\",INDIRECT($C$4&$C98&\"!AD285\")),\"★\")","v":"★"},{"$f":"IFERROR(IF(INDIRECT($C$4&$C98&\"!AH285\")=\"\",\"★\",INDIRECT($C$4&$C98&\"!AH285\")),\"★\")","v":"★"},null,{"$f":"IFERROR(IF(INDIRECT($C$4&$C98&\"!V287\")=\"\",\"★\",INDIRECT($C$4&$C98&\"!V287\")),\"★\")","v":"★"},{"$f":"IFERROR(IF(INDIRECT($C$4&$C98&\"!Z287\")=\"\",\"★\",INDIRECT($C$4&$C98&\"!Z287\")),\"★\")","v":"★"},{"$f":"IFERROR(IF(INDIRECT($C$4&$C98&\"!AD287\")=\"\",\"★\",INDIRECT($C$4&$C98&\"!AD287\")),\"★\")","v":"★"},{"$f":"IFERROR(IF(INDIRECT($C$4&$C98&\"!AH287\")=\"\",\"★\",INDIRECT($C$4&$C98&\"!AH287\")),\"★\")","v":"★"},{"$f":"IFERROR(IF(INDIRECT($C$4&$C98&\"!B294\")=\"\",\"★\",INDIRECT($C$4&$C98&\"!B294\")),\"★\")","v":"★"},{"$f":"IFERROR(IF(INDIRECT($C$4&$C98&\"!E294\")=\"\",\"★\",INDIRECT($C$4&$C98&\"!E294\")),\"★\")","v":"★"},{"$f":"IFERROR(IF(INDIRECT($C$4&$C98&\"!I294\")=\"\",\"★\",INDIRECT($C$4&$C98&\"!I294\")),\"★\")","v":"★"},{"$f":"IFERROR(IF(INDIRECT($C$4&$C98&\"!I296\")=\"\",\"★\",INDIRECT($C$4&$C98&\"!I296\")),\"★\")","v":"★"},{"$f":"IFERROR(IF(INDIRECT($C$4&$C98&\"!O294\")=\"\",\"★\",INDIRECT($C$4&$C98&\"!O294\")),\"★\")","v":"★"},{"$f":"IFERROR(IF(INDIRECT($C$4&$C98&\"!R294\")=\"\",\"★\",INDIRECT($C$4&$C98&\"!R294\")),\"★\")","v":"★"},{"$f":"IFERROR(IF(INDIRECT($C$4&$C98&\"!V294\")=\"\",\"★\",INDIRECT($C$4&$C98&\"!V294\")),\"★\")","v":"★"},{"$f":"IFERROR(IF(INDIRECT($C$4&$C98&\"!Z294\")=\"\",\"★\",INDIRECT($C$4&$C98&\"!Z294\")),\"★\")","v":"★"},{"$f":"IFERROR(IF(INDIRECT($C$4&$C98&\"!AD294\")=\"\",\"★\",INDIRECT($C$4&$C98&\"!AD294\")),\"★\")","v":"★"},{"$f":"IFERROR(IF(INDIRECT($C$4&$C98&\"!AH294\")=\"\",\"★\",INDIRECT($C$4&$C98&\"!AH294\")),\"★\")","v":"★"},null,{"$f":"IFERROR(IF(INDIRECT($C$4&$C98&\"!V296\")=\"\",\"★\",INDIRECT($C$4&$C98&\"!V296\")),\"★\")","v":"★"},{"$f":"IFERROR(IF(INDIRECT($C$4&$C98&\"!Z296\")=\"\",\"★\",INDIRECT($C$4&$C98&\"!Z287\")),\"★\")","v":"★"},{"$f":"IFERROR(IF(INDIRECT($C$4&$C98&\"!AD296\")=\"\",\"★\",INDIRECT($C$4&$C98&\"!AD296\")),\"★\")","v":"★"},{"$f":"IFERROR(IF(INDIRECT($C$4&$C98&\"!AH296\")=\"\",\"★\",INDIRECT($C$4&$C98&\"!AH296\")),\"★\")","v":"★"},"end"]
[null,null,null,null,null,null,null,null,null,null,null,null,null,null,null,null,null,null,{"$f":"C98&\"-\"&2","v":"23-2"},{"$f":"IFERROR(IF(INDIRECT($C$4&$C98&\"!D92\")=\"\",\"★\",INDIRECT($C$4&$C98&\"!D92\")),\"★\")","v":"★"},{"$f":"IFERROR(IF(INDIRECT($C$4&$C98&\"!K92\")=\"\",\"★\",INDIRECT($C$4&$C98&\"!K92\")),\"★\")","v":"★"},{"$f":"IFERROR(IF(INDIRECT($C$4&$C98&\"!O92\")=\"\",\"★\",INDIRECT($C$4&$C98&\"!O92\")),\"★\")","v":"★"},{"$f":"IFERROR(IF(INDIRECT($C$4&$C98&\"!Q92\")=\"\",\"★\",INDIRECT($C$4&$C98&\"!Q92\")),\"★\")","v":"★"},{"$f":"IFERROR(IF(INDIRECT($C$4&$C98&\"!T92\")=\"\",\"★\",INDIRECT($C$4&$C98&\"!T92\")),\"★\")","v":"★"},{"$f":"IFERROR(IF(INDIRECT($C$4&$C98&\"!X92\")=\"\",\"★\",INDIRECT($C$4&$C98&\"!X92\")),\"★\")","v":"★"},null,{"$f":"IFERROR(IF(INDIRECT($C$4&$C98&\"!AB92\")=\"\",\"★\",INDIRECT($C$4&$C98&\"!AB92\")),\"★\")","v":"★"},{"$f":"IFERROR(IF(INDIRECT($C$4&$C98&\"!AF92\")=\"\",\"★\",INDIRECT($C$4&$C98&\"!AF92\")),\"★\")","v":"★"},null,{"$f":"IFERROR(IF(INDIRECT($C$4&$C98&\"!CH92\")=\"\",\"★\",INDIRECT($C$4&$C98&\"!CH92\")),\"★\")","v":"★"},null,null,{"$f":"IFERROR(IF(INDIRECT($C$4&$C98&\"!D113\")=\"\",\"★\",INDIRECT($C$4&$C98&\"!D113\")),\"★\")","v":"★"},{"$f":"IFERROR(IF(INDIRECT($C$4&$C98&\"!K113\")=\"\",\"★\",INDIRECT($C$4&$C98&\"!K113\")),\"★\")","v":"★"},{"$f":"IFERROR(IF(INDIRECT($C$4&$C98&\"!O113\")=\"\",\"★\",INDIRECT($C$4&$C98&\"!O113\")),\"★\")","v":"★"},{"$f":"IFERROR(IF(INDIRECT($C$4&$C98&\"!Q113\")=\"\",\"★\",INDIRECT($C$4&$C98&\"!Q113\")),\"★\")","v":"★"},{"$f":"IFERROR(IF(INDIRECT($C$4&$C98&\"!T113\")=\"\",\"★\",INDIRECT($C$4&$C98&\"!T113\")),\"★\")","v":"★"},{"$f":"IFERROR(IF(INDIRECT($C$4&$C98&\"!X113\")=\"\",\"★\",INDIRECT($C$4&$C98&\"!X113\")),\"★\")","v":"★"},null,{"$f":"IFERROR(IF(INDIRECT($C$4&$C98&\"!AB113\")=\"\",\"★\",INDIRECT($C$4&$C98&\"!AB113\")),\"★\")","v":"★"},{"$f":"IFERROR(IF(INDIRECT($C$4&$C98&\"!AF113\")=\"\",\"★\",INDIRECT($C$4&$C98&\"!AF113\")),\"★\")","v":"★"},null,{"$f":"IFERROR(IF(INDIRECT($C$4&$C98&\"!CH99\")=\"\",\"★\",INDIRECT($C$4&$C98&\"!CH99\")),\"★\")","v":"★"},null,null,{"$f":"IFERROR(IF(INDIRECT($C$4&$C98&\"!F270\")=\"\",\"★\",INDIRECT($C$4&$C98&\"!F270\")),\"★\")","v":"★"},{"$f":"IFERROR(IF(INDIRECT($C$4&$C98&\"!L270\")=\"\",\"★\",INDIRECT($C$4&$C98&\"!L270\")),\"★\")","v":"★"},null,null,null,null,null,null,null,null,null,null,null,null,null,null,null,null,null,null,null,null,null,null,null,null,null,null,null,null,null,null,null,null,null,"end"]
[null,null,null,null,null,null,null,null,null,null,null,null,null,null,null,null,null,null,{"$f":"C98&\"-\"&3","v":"23-3"},{"$f":"IFERROR(IF(INDIRECT($C$4&$C98&\"!D94\")=\"\",\"★\",INDIRECT($C$4&$C98&\"!D94\")),\"★\")","v":"★"},{"$f":"IFERROR(IF(INDIRECT($C$4&$C98&\"!K94\")=\"\",\"★\",INDIRECT($C$4&$C98&\"!K94\")),\"★\")","v":"★"},{"$f":"IFERROR(IF(INDIRECT($C$4&$C98&\"!O94\")=\"\",\"★\",INDIRECT($C$4&$C98&\"!O94\")),\"★\")","v":"★"},{"$f":"IFERROR(IF(INDIRECT($C$4&$C98&\"!Q94\")=\"\",\"★\",INDIRECT($C$4&$C98&\"!Q94\")),\"★\")","v":"★"},{"$f":"IFERROR(IF(INDIRECT($C$4&$C98&\"!T94\")=\"\",\"★\",INDIRECT($C$4&$C98&\"!T94\")),\"★\")","v":"★"},{"$f":"IFERROR(IF(INDIRECT($C$4&$C98&\"!X94\")=\"\",\"★\",INDIRECT($C$4&$C98&\"!X94\")),\"★\")","v":"★"},null,{"$f":"IFERROR(IF(INDIRECT($C$4&$C98&\"!AB94\")=\"\",\"★\",INDIRECT($C$4&$C98&\"!AB94\")),\"★\")","v":"★"},{"$f":"IFERROR(IF(INDIRECT($C$4&$C98&\"!AF94\")=\"\",\"★\",INDIRECT($C$4&$C98&\"!AF94\")),\"★\")","v":"★"},null,{"$f":"IFERROR(IF(INDIRECT($C$4&$C98&\"!CH93\")=\"\",\"★\",INDIRECT($C$4&$C98&\"!CH93\")),\"★\")","v":"★"},null,null,{"$f":"IFERROR(IF(INDIRECT($C$4&$C98&\"!D115\")=\"\",\"★\",INDIRECT($C$4&$C98&\"!D115\")),\"★\")","v":"★"},{"$f":"IFERROR(IF(INDIRECT($C$4&$C98&\"!K115\")=\"\",\"★\",INDIRECT($C$4&$C98&\"!K115\")),\"★\")","v":"★"},{"$f":"IFERROR(IF(INDIRECT($C$4&$C98&\"!O115\")=\"\",\"★\",INDIRECT($C$4&$C98&\"!O115\")),\"★\")","v":"★"},{"$f":"IFERROR(IF(INDIRECT($C$4&$C98&\"!Q115\")=\"\",\"★\",INDIRECT($C$4&$C98&\"!Q115\")),\"★\")","v":"★"},{"$f":"IFERROR(IF(INDIRECT($C$4&$C98&\"!T115\")=\"\",\"★\",INDIRECT($C$4&$C98&\"!T115\")),\"★\")","v":"★"},{"$f":"IFERROR(IF(INDIRECT($C$4&$C98&\"!X115\")=\"\",\"★\",INDIRECT($C$4&$C98&\"!X115\")),\"★\")","v":"★"},null,{"$f":"IFERROR(IF(INDIRECT($C$4&$C98&\"!AB115\")=\"\",\"★\",INDIRECT($C$4&$C98&\"!AB115\")),\"★\")","v":"★"},{"$f":"IFERROR(IF(INDIRECT($C$4&$C98&\"!AF115\")=\"\",\"★\",INDIRECT($C$4&$C98&\"!AF115\")),\"★\")","v":"★"},null,{"$f":"IFERROR(IF(INDIRECT($C$4&$C98&\"!CH100\")=\"\",\"★\",INDIRECT($C$4&$C98&\"!CH100\")),\"★\")","v":"★"},null,null,null,null,null,null,null,null,null,null,null,null,null,null,null,null,null,null,null,null,null,null,null,null,null,null,null,null,null,null,null,null,null,null,null,null,null,"end"]
[null,null,null,null,null,null,null,null,null,null,null,null,null,null,null,null,null,null,{"$f":"C98&\"-\"&4","v":"23-4"},{"$f":"IFERROR(IF(INDIRECT($C$4&$C98&\"!D96\")=\"\",\"★\",INDIRECT($C$4&$C98&\"!D96\")),\"★\")","v":"★"},{"$f":"IFERROR(IF(INDIRECT($C$4&$C98&\"!K96\")=\"\",\"★\",INDIRECT($C$4&$C98&\"!K96\")),\"★\")","v":"★"},{"$f":"IFERROR(IF(INDIRECT($C$4&$C98&\"!O96\")=\"\",\"★\",INDIRECT($C$4&$C98&\"!O96\")),\"★\")","v":"★"},{"$f":"IFERROR(IF(INDIRECT($C$4&$C98&\"!Q96\")=\"\",\"★\",INDIRECT($C$4&$C98&\"!Q96\")),\"★\")","v":"★"},{"$f":"IFERROR(IF(INDIRECT($C$4&$C98&\"!T96\")=\"\",\"★\",INDIRECT($C$4&$C98&\"!T96\")),\"★\")","v":"★"},{"$f":"IFERROR(IF(INDIRECT($C$4&$C98&\"!X96\")=\"\",\"★\",INDIRECT($C$4&$C98&\"!X96\")),\"★\")","v":"★"},null,{"$f":"IFERROR(IF(INDIRECT($C$4&$C98&\"!AB96\")=\"\",\"★\",INDIRECT($C$4&$C98&\"!AB96\")),\"★\")","v":"★"},{"$f":"IFERROR(IF(INDIRECT($C$4&$C98&\"!AF96\")=\"\",\"★\",INDIRECT($C$4&$C98&\"!AF96\")),\"★\")","v":"★"},null,{"$f":"IFERROR(IF(INDIRECT($C$4&$C98&\"!CH94\")=\"\",\"★\",INDIRECT($C$4&$C98&\"!CH94\")),\"★\")","v":"★"},null,null,{"$f":"IFERROR(IF(INDIRECT($C$4&$C98&\"!D117\")=\"\",\"★\",INDIRECT($C$4&$C98&\"!D117\")),\"★\")","v":"★"},{"$f":"IFERROR(IF(INDIRECT($C$4&$C98&\"!K117\")=\"\",\"★\",INDIRECT($C$4&$C98&\"!K117\")),\"★\")","v":"★"},{"$f":"IFERROR(IF(INDIRECT($C$4&$C98&\"!O117\")=\"\",\"★\",INDIRECT($C$4&$C98&\"!O117\")),\"★\")","v":"★"},{"$f":"IFERROR(IF(INDIRECT($C$4&$C98&\"!Q117\")=\"\",\"★\",INDIRECT($C$4&$C98&\"!Q117\")),\"★\")","v":"★"},{"$f":"IFERROR(IF(INDIRECT($C$4&$C98&\"!T117\")=\"\",\"★\",INDIRECT($C$4&$C98&\"!T117\")),\"★\")","v":"★"},{"$f":"IFERROR(IF(INDIRECT($C$4&$C98&\"!X117\")=\"\",\"★\",INDIRECT($C$4&$C98&\"!X117\")),\"★\")","v":"★"},null,{"$f":"IFERROR(IF(INDIRECT($C$4&$C98&\"!AB117\")=\"\",\"★\",INDIRECT($C$4&$C98&\"!AB117\")),\"★\")","v":"★"},{"$f":"IFERROR(IF(INDIRECT($C$4&$C98&\"!AF117\")=\"\",\"★\",INDIRECT($C$4&$C98&\"!AF117\")),\"★\")","v":"★"},null,{"$f":"IFERROR(IF(INDIRECT($C$4&$C98&\"!CH101\")=\"\",\"★\",INDIRECT($C$4&$C98&\"!CH101\")),\"★\")","v":"★"},null,null,null,null,null,null,null,null,null,null,null,null,null,null,null,null,null,null,null,null,null,null,null,null,null,null,null,null,null,null,null,null,null,null,null,null,null,"end"]
[null,null,24,{"$f":"IFERROR(IF(INDIRECT($C$4&$C102&\"!C9\")=\"\",\"★\",INDIRECT($C$4&$C102&\"!C9\")),\"★\")","v":"★"},{"$f":"IFERROR(IF(INDIRECT($C$4&$C102&\"!G9\")=\"\",\"★\",INDIRECT($C$4&$C102&\"!G9\")),\"★\")","v":"★"},{"$f":"IFERROR(IF(INDIRECT($C$4&$C102&\"!AB11\")=\"\",\"★\",INDIRECT($C$4&$C102&\"!AB11\")),\"★\")","v":"★"},{"$f":"IFERROR(IF(INDIRECT($C$4&$C102&\"!AB13\")=\"\",\"★\",INDIRECT($C$4&$C102&\"!AB13\")),\"★\")","v":"★"},{"$f":"IFERROR(IF(INDIRECT($C$4&$C102&\"!G11\")=\"\",\"★\",INDIRECT($C$4&$C102&\"!G11\")),\"★\")","v":"★"},{"$f":"IFERROR(IF(INDIRECT($C$4&$C102&\"!Y9\")=\"\",\"★\",INDIRECT($C$4&$C102&\"!Y9\")),\"★\")","v":"★"},{"$f":"IFERROR(IF(INDIRECT($C$4&$C102&\"!AB9\")=\"\",\"★\",INDIRECT($C$4&$C102&\"!AB9\")),\"★\")","v":"★"},{"$f":"IFERROR(IF(INDIRECT($C$4&$C102&\"!G13\")=\"\",\"★\",INDIRECT($C$4&$C102&\"!G13\")),\"★\")","v":"★"},{"$f":"IFERROR(IF(INDIRECT($C$4&$C102&\"!J75\")=\"\",\"★\",INDIRECT($C$4&$C102&\"!J75\")),\"★\")","v":"★"},{"$f":"IFERROR(IF(INDIRECT($C$4&$C102&\"!J77\")=\"\",\"★\",INDIRECT($C$4&$C102&\"!J77\")),\"★\")","v":"★"},{"$f":"IFERROR(IF(INDIRECT($C$4&$C102&\"!J81\")=\"\",\"★\",INDIRECT($C$4&$C102&\"!J81\")),\"★\")","v":"★"},{"$f":"IFERROR(IF(INDIRECT($C$4&$C102&\"!J83\")=\"\",\"★\",INDIRECT($C$4&$C102&\"!J83\")),\"★\")","v":"★"},{"$f":"IFERROR(IF(INDIRECT($C$4&$C102&\"!AD75\")=\"\",\"★\",INDIRECT($C$4&$C102&\"!AD75\")),\"★\")","v":"★"},{"$f":"IFERROR(IF(INDIRECT($C$4&$C102&\"!J79\")=\"\",\"★\",INDIRECT($C$4&$C102&\"!J79\")),\"★\")","v":"★"},{"$f":"IFERROR(IF(INDIRECT($C$4&$C102&\"!AD83\")=\"\",\"★\",INDIRECT($C$4&$C102&\"!AD83\")),\"★\")","v":"★"},{"$f":"C102&\"-\"&1","v":"24-1"},{"$f":"IFERROR(IF(INDIRECT($C$4&$C102&\"!D90\")=\"\",\"★\",INDIRECT($C$4&$C102&\"!D90\")),\"★\")","v":"★"},{"$f":"IFERROR(IF(INDIRECT($C$4&$C102&\"!K90\")=\"\",\"★\",INDIRECT($C$4&$C102&\"!K90\")),\"★\")","v":"★"},{"$f":"IFERROR(IF(INDIRECT($C$4&$C102&\"!O90\")=\"\",\"★\",INDIRECT($C$4&$C102&\"!O90\")),\"★\")","v":"★"},{"$f":"IFERROR(IF(INDIRECT($C$4&$C102&\"!Q90\")=\"\",\"★\",INDIRECT($C$4&$C102&\"!Q90\")),\"★\")","v":"★"},{"$f":"IFERROR(IF(INDIRECT($C$4&$C102&\"!T90\")=\"\",\"★\",INDIRECT($C$4&$C102&\"!T90\")),\"★\")","v":"★"},{"$f":"IFERROR(IF(INDIRECT($C$4&$C102&\"!X90\")=\"\",\"★\",INDIRECT($C$4&$C102&\"!X90\")),\"★\")","v":"★"},{"$f":"IFERROR(IF(INDIRECT($C$4&$C102&\"!X98\")=\"\",\"★\",INDIRECT($C$4&$C102&\"!X98\")),\"★\")","v":"★"},{"$f":"IFERROR(IF(INDIRECT($C$4&$C102&\"!AB90\")=\"\",\"★\",INDIRECT($C$4&$C102&\"!AB90\")),\"★\")","v":"★"},{"$f":"IFERROR(IF(INDIRECT($C$4&$C102&\"!AF90\")=\"\",\"★\",INDIRECT($C$4&$C102&\"!AF90\")),\"★\")","v":"★"},{"$f":"IFERROR(IF(INDIRECT($C$4&$C102&\"!AF106\")=\"\",\"★\",INDIRECT($C$4&$C102&\"!AF106\")),\"★\")","v":"★"},{"$f":"IFERROR(IF(INDIRECT($C$4&$C102&\"!CH91\")=\"\",\"★\",INDIRECT($C$4&$C102&\"!CH91\")),\"★\")","v":"★"},{"$f":"IFERROR(IF(INDIRECT($C$4&$C102&\"!K104\")=\"\",\"★\",INDIRECT($C$4&$C102&\"!K104\")),\"★\")","v":"★"},{"$f":"IFERROR(IF(INDIRECT($C$4&$C102&\"!K106\")=\"\",\"★\",INDIRECT($C$4&$C102&\"!K106\")),\"★\")","v":"★"},{"$f":"IFERROR(IF(INDIRECT($C$4&$C102&\"!D111\")=\"\",\"★\",INDIRECT($C$4&$C102&\"!D111\")),\"★\")","v":"★"},{"$f":"IFERROR(IF(INDIRECT($C$4&$C102&\"!K111\")=\"\",\"★\",INDIRECT($C$4&$C102&\"!K111\")),\"★\")","v":"★"},{"$f":"IFERROR(IF(INDIRECT($C$4&$C102&\"!O111\")=\"\",\"★\",INDIRECT($C$4&$C102&\"!O111\")),\"★\")","v":"★"},{"$f":"IFERROR(IF(INDIRECT($C$4&$C102&\"!Q111\")=\"\",\"★\",INDIRECT($C$4&$C102&\"!Q111\")),\"★\")","v":"★"},{"$f":"IFERROR(IF(INDIRECT($C$4&$C102&\"!T111\")=\"\",\"★\",INDIRECT($C$4&$C102&\"!T111\")),\"★\")","v":"★"},{"$f":"IFERROR(IF(INDIRECT($C$4&$C102&\"!X111\")=\"\",\"★\",INDIRECT($C$4&$C102&\"!X111\")),\"★\")","v":"★"},{"$f":"IFERROR(IF(INDIRECT($C$4&$C102&\"!X119\")=\"\",\"★\",INDIRECT($C$4&$C102&\"!X119\")),\"★\")","v":"★"},{"$f":"IFERROR(IF(INDIRECT($C$4&$C102&\"!AB111\")=\"\",\"★\",INDIRECT($C$4&$C102&\"!AB111\")),\"★\")","v":"★"},{"$f":"IFERROR(IF(INDIRECT($C$4&$C102&\"!AF111\")=\"\",\"★\",INDIRECT($C$4&$C102&\"!AF111\")),\"★\")","v":"★"},{"$f":"IFERROR(IF(INDIRECT($C$4&$C102&\"!AF127\")=\"\",\"★\",INDIRECT($C$4&$C102&\"!AF127\")),\"★\")","v":"★"},{"$f":"IFERROR(IF(INDIRECT($C$4&$C102&\"!CH98\")=\"\",\"★\",INDIRECT($C$4&$C102&\"!CH98\")),\"★\")","v":"★"},{"$f":"IFERROR(IF(INDIRECT($C$4&$C102&\"!K125\")=\"\",\"★\",INDIRECT($C$4&$C102&\"!K125\")),\"★\")","v":"★"},{"$f":"IFERROR(IF(INDIRECT($C$4&$C102&\"!K127\")=\"\",\"★\",INDIRECT($C$4&$C102&\"!K127\")),\"★\")","v":"★"},{"$f":"IFERROR(IF(INDIRECT($C$4&$C102&\"!F271\")=\"\",\"★\",INDIRECT($C$4&$C102&\"!F271\")&INDIRECT($C$4&$C102&\"!I271\")),\"★\")","v":"★"},{"$f":"IFERROR(IF(INDIRECT($C$4&$C102&\"!L271\")=\"\",\"★\",INDIRECT($C$4&$C102&\"!L271\")&INDIRECT($C$4&$C102&\"!O271\")),\"★\")","v":"★"},null,{"$f":"IFERROR(IF(INDIRECT($C$4&$C102&\"!V278\")=\"\",\"★\",INDIRECT($C$4&$C102&\"!V278\")),\"★\")","v":"★"},{"$f":"IFERROR(IF(INDIRECT($C$4&$C102&\"!Z278\")=\"\",\"★\",INDIRECT($C$4&$C102&\"!Z278\")),\"★\")","v":"★"},{"$f":"IFERROR(IF(INDIRECT($C$4&$C102&\"!AD278\")=\"\",\"★\",INDIRECT($C$4&$C102&\"!AD278\")),\"★\")","v":"★"},{"$f":"IFERROR(IF(INDIRECT($C$4&$C102&\"!AH278\")=\"\",\"★\",INDIRECT($C$4&$C102&\"!AH278\")),\"★\")","v":"★"},{"$f":"IFERROR(IF(INDIRECT($C$4&$C102&\"!I285\")=\"\",\"★\",INDIRECT($C$4&$C102&\"!I285\")),\"★\")","v":"★"},{"$f":"IFERROR(IF(INDIRECT($C$4&$C102&\"!I287\")=\"\",\"★\",INDIRECT($C$4&$C102&\"!I287\")),\"★\")","v":"★"},{"$f":"IFERROR(IF(INDIRECT($C$4&$C102&\"!O285\")=\"\",\"★\",INDIRECT($C$4&$C102&\"!O285\")),\"★\")","v":"★"},{"$f":"IFERROR(IF(INDIRECT($C$4&$C102&\"!R285\")=\"\",\"★\",INDIRECT($C$4&$C102&\"!R285\")),\"★\")","v":"★"},{"$f":"IFERROR(IF(INDIRECT($C$4&$C102&\"!V285\")=\"\",\"★\",INDIRECT($C$4&$C102&\"!V285\")),\"★\")","v":"★"},{"$f":"IFERROR(IF(INDIRECT($C$4&$C102&\"!Z285\")=\"\",\"★\",INDIRECT($C$4&$C102&\"!Z285\")),\"★\")","v":"★"},{"$f":"IFERROR(IF(INDIRECT($C$4&$C102&\"!AD285\")=\"\",\"★\",INDIRECT($C$4&$C102&\"!AD285\")),\"★\")","v":"★"},{"$f":"IFERROR(IF(INDIRECT($C$4&$C102&\"!AH285\")=\"\",\"★\",INDIRECT($C$4&$C102&\"!AH285\")),\"★\")","v":"★"},null,{"$f":"IFERROR(IF(INDIRECT($C$4&$C102&\"!V287\")=\"\",\"★\",INDIRECT($C$4&$C102&\"!V287\")),\"★\")","v":"★"},{"$f":"IFERROR(IF(INDIRECT($C$4&$C102&\"!Z287\")=\"\",\"★\",INDIRECT($C$4&$C102&\"!Z287\")),\"★\")","v":"★"},{"$f":"IFERROR(IF(INDIRECT($C$4&$C102&\"!AD287\")=\"\",\"★\",INDIRECT($C$4&$C102&\"!AD287\")),\"★\")","v":"★"},{"$f":"IFERROR(IF(INDIRECT($C$4&$C102&\"!AH287\")=\"\",\"★\",INDIRECT($C$4&$C102&\"!AH287\")),\"★\")","v":"★"},{"$f":"IFERROR(IF(INDIRECT($C$4&$C102&\"!B294\")=\"\",\"★\",INDIRECT($C$4&$C102&\"!B294\")),\"★\")","v":"★"},{"$f":"IFERROR(IF(INDIRECT($C$4&$C102&\"!E294\")=\"\",\"★\",INDIRECT($C$4&$C102&\"!E294\")),\"★\")","v":"★"},{"$f":"IFERROR(IF(INDIRECT($C$4&$C102&\"!I294\")=\"\",\"★\",INDIRECT($C$4&$C102&\"!I294\")),\"★\")","v":"★"},{"$f":"IFERROR(IF(INDIRECT($C$4&$C102&\"!I296\")=\"\",\"★\",INDIRECT($C$4&$C102&\"!I296\")),\"★\")","v":"★"},{"$f":"IFERROR(IF(INDIRECT($C$4&$C102&\"!O294\")=\"\",\"★\",INDIRECT($C$4&$C102&\"!O294\")),\"★\")","v":"★"},{"$f":"IFERROR(IF(INDIRECT($C$4&$C102&\"!R294\")=\"\",\"★\",INDIRECT($C$4&$C102&\"!R294\")),\"★\")","v":"★"},{"$f":"IFERROR(IF(INDIRECT($C$4&$C102&\"!V294\")=\"\",\"★\",INDIRECT($C$4&$C102&\"!V294\")),\"★\")","v":"★"},{"$f":"IFERROR(IF(INDIRECT($C$4&$C102&\"!Z294\")=\"\",\"★\",INDIRECT($C$4&$C102&\"!Z294\")),\"★\")","v":"★"},{"$f":"IFERROR(IF(INDIRECT($C$4&$C102&\"!AD294\")=\"\",\"★\",INDIRECT($C$4&$C102&\"!AD294\")),\"★\")","v":"★"},{"$f":"IFERROR(IF(INDIRECT($C$4&$C102&\"!AH294\")=\"\",\"★\",INDIRECT($C$4&$C102&\"!AH294\")),\"★\")","v":"★"},null,{"$f":"IFERROR(IF(INDIRECT($C$4&$C102&\"!V296\")=\"\",\"★\",INDIRECT($C$4&$C102&\"!V296\")),\"★\")","v":"★"},{"$f":"IFERROR(IF(INDIRECT($C$4&$C102&\"!Z296\")=\"\",\"★\",INDIRECT($C$4&$C102&\"!Z287\")),\"★\")","v":"★"},{"$f":"IFERROR(IF(INDIRECT($C$4&$C102&\"!AD296\")=\"\",\"★\",INDIRECT($C$4&$C102&\"!AD296\")),\"★\")","v":"★"},{"$f":"IFERROR(IF(INDIRECT($C$4&$C102&\"!AH296\")=\"\",\"★\",INDIRECT($C$4&$C102&\"!AH296\")),\"★\")","v":"★"},"end"]
[null,null,null,null,null,null,null,null,null,null,null,null,null,null,null,null,null,null,{"$f":"C102&\"-\"&2","v":"24-2"},{"$f":"IFERROR(IF(INDIRECT($C$4&$C102&\"!D92\")=\"\",\"★\",INDIRECT($C$4&$C102&\"!D92\")),\"★\")","v":"★"},{"$f":"IFERROR(IF(INDIRECT($C$4&$C102&\"!K92\")=\"\",\"★\",INDIRECT($C$4&$C102&\"!K92\")),\"★\")","v":"★"},{"$f":"IFERROR(IF(INDIRECT($C$4&$C102&\"!O92\")=\"\",\"★\",INDIRECT($C$4&$C102&\"!O92\")),\"★\")","v":"★"},{"$f":"IFERROR(IF(INDIRECT($C$4&$C102&\"!Q92\")=\"\",\"★\",INDIRECT($C$4&$C102&\"!Q92\")),\"★\")","v":"★"},{"$f":"IFERROR(IF(INDIRECT($C$4&$C102&\"!T92\")=\"\",\"★\",INDIRECT($C$4&$C102&\"!T92\")),\"★\")","v":"★"},{"$f":"IFERROR(IF(INDIRECT($C$4&$C102&\"!X92\")=\"\",\"★\",INDIRECT($C$4&$C102&\"!X92\")),\"★\")","v":"★"},null,{"$f":"IFERROR(IF(INDIRECT($C$4&$C102&\"!AB92\")=\"\",\"★\",INDIRECT($C$4&$C102&\"!AB92\")),\"★\")","v":"★"},{"$f":"IFERROR(IF(INDIRECT($C$4&$C102&\"!AF92\")=\"\",\"★\",INDIRECT($C$4&$C102&\"!AF92\")),\"★\")","v":"★"},null,{"$f":"IFERROR(IF(INDIRECT($C$4&$C102&\"!CH92\")=\"\",\"★\",INDIRECT($C$4&$C102&\"!CH92\")),\"★\")","v":"★"},null,null,{"$f":"IFERROR(IF(INDIRECT($C$4&$C102&\"!D113\")=\"\",\"★\",INDIRECT($C$4&$C102&\"!D113\")),\"★\")","v":"★"},{"$f":"IFERROR(IF(INDIRECT($C$4&$C102&\"!K113\")=\"\",\"★\",INDIRECT($C$4&$C102&\"!K113\")),\"★\")","v":"★"},{"$f":"IFERROR(IF(INDIRECT($C$4&$C102&\"!O113\")=\"\",\"★\",INDIRECT($C$4&$C102&\"!O113\")),\"★\")","v":"★"},{"$f":"IFERROR(IF(INDIRECT($C$4&$C102&\"!Q113\")=\"\",\"★\",INDIRECT($C$4&$C102&\"!Q113\")),\"★\")","v":"★"},{"$f":"IFERROR(IF(INDIRECT($C$4&$C102&\"!T113\")=\"\",\"★\",INDIRECT($C$4&$C102&\"!T113\")),\"★\")","v":"★"},{"$f":"IFERROR(IF(INDIRECT($C$4&$C102&\"!X113\")=\"\",\"★\",INDIRECT($C$4&$C102&\"!X113\")),\"★\")","v":"★"},null,{"$f":"IFERROR(IF(INDIRECT($C$4&$C102&\"!AB113\")=\"\",\"★\",INDIRECT($C$4&$C102&\"!AB113\")),\"★\")","v":"★"},{"$f":"IFERROR(IF(INDIRECT($C$4&$C102&\"!AF113\")=\"\",\"★\",INDIRECT($C$4&$C102&\"!AF113\")),\"★\")","v":"★"},null,{"$f":"IFERROR(IF(INDIRECT($C$4&$C102&\"!CH99\")=\"\",\"★\",INDIRECT($C$4&$C102&\"!CH99\")),\"★\")","v":"★"},null,null,{"$f":"IFERROR(IF(INDIRECT($C$4&$C102&\"!F270\")=\"\",\"★\",INDIRECT($C$4&$C102&\"!F270\")),\"★\")","v":"★"},{"$f":"IFERROR(IF(INDIRECT($C$4&$C102&\"!L270\")=\"\",\"★\",INDIRECT($C$4&$C102&\"!L270\")),\"★\")","v":"★"},null,null,null,null,null,null,null,null,null,null,null,null,null,null,null,null,null,null,null,null,null,null,null,null,null,null,null,null,null,null,null,null,null,"end"]
[null,null,null,null,null,null,null,null,null,null,null,null,null,null,null,null,null,null,{"$f":"C102&\"-\"&3","v":"24-3"},{"$f":"IFERROR(IF(INDIRECT($C$4&$C102&\"!D94\")=\"\",\"★\",INDIRECT($C$4&$C102&\"!D94\")),\"★\")","v":"★"},{"$f":"IFERROR(IF(INDIRECT($C$4&$C102&\"!K94\")=\"\",\"★\",INDIRECT($C$4&$C102&\"!K94\")),\"★\")","v":"★"},{"$f":"IFERROR(IF(INDIRECT($C$4&$C102&\"!O94\")=\"\",\"★\",INDIRECT($C$4&$C102&\"!O94\")),\"★\")","v":"★"},{"$f":"IFERROR(IF(INDIRECT($C$4&$C102&\"!Q94\")=\"\",\"★\",INDIRECT($C$4&$C102&\"!Q94\")),\"★\")","v":"★"},{"$f":"IFERROR(IF(INDIRECT($C$4&$C102&\"!T94\")=\"\",\"★\",INDIRECT($C$4&$C102&\"!T94\")),\"★\")","v":"★"},{"$f":"IFERROR(IF(INDIRECT($C$4&$C102&\"!X94\")=\"\",\"★\",INDIRECT($C$4&$C102&\"!X94\")),\"★\")","v":"★"},null,{"$f":"IFERROR(IF(INDIRECT($C$4&$C102&\"!AB94\")=\"\",\"★\",INDIRECT($C$4&$C102&\"!AB94\")),\"★\")","v":"★"},{"$f":"IFERROR(IF(INDIRECT($C$4&$C102&\"!AF94\")=\"\",\"★\",INDIRECT($C$4&$C102&\"!AF94\")),\"★\")","v":"★"},null,{"$f":"IFERROR(IF(INDIRECT($C$4&$C102&\"!CH93\")=\"\",\"★\",INDIRECT($C$4&$C102&\"!CH93\")),\"★\")","v":"★"},null,null,{"$f":"IFERROR(IF(INDIRECT($C$4&$C102&\"!D115\")=\"\",\"★\",INDIRECT($C$4&$C102&\"!D115\")),\"★\")","v":"★"},{"$f":"IFERROR(IF(INDIRECT($C$4&$C102&\"!K115\")=\"\",\"★\",INDIRECT($C$4&$C102&\"!K115\")),\"★\")","v":"★"},{"$f":"IFERROR(IF(INDIRECT($C$4&$C102&\"!O115\")=\"\",\"★\",INDIRECT($C$4&$C102&\"!O115\")),\"★\")","v":"★"},{"$f":"IFERROR(IF(INDIRECT($C$4&$C102&\"!Q115\")=\"\",\"★\",INDIRECT($C$4&$C102&\"!Q115\")),\"★\")","v":"★"},{"$f":"IFERROR(IF(INDIRECT($C$4&$C102&\"!T115\")=\"\",\"★\",INDIRECT($C$4&$C102&\"!T115\")),\"★\")","v":"★"},{"$f":"IFERROR(IF(INDIRECT($C$4&$C102&\"!X115\")=\"\",\"★\",INDIRECT($C$4&$C102&\"!X115\")),\"★\")","v":"★"},null,{"$f":"IFERROR(IF(INDIRECT($C$4&$C102&\"!AB115\")=\"\",\"★\",INDIRECT($C$4&$C102&\"!AB115\")),\"★\")","v":"★"},{"$f":"IFERROR(IF(INDIRECT($C$4&$C102&\"!AF115\")=\"\",\"★\",INDIRECT($C$4&$C102&\"!AF115\")),\"★\")","v":"★"},null,{"$f":"IFERROR(IF(INDIRECT($C$4&$C102&\"!CH100\")=\"\",\"★\",INDIRECT($C$4&$C102&\"!CH100\")),\"★\")","v":"★"},null,null,null,null,null,null,null,null,null,null,null,null,null,null,null,null,null,null,null,null,null,null,null,null,null,null,null,null,null,null,null,null,null,null,null,null,null,"end"]
[null,null,null,null,null,null,null,null,null,null,null,null,null,null,null,null,null,null,{"$f":"C102&\"-\"&4","v":"24-4"},{"$f":"IFERROR(IF(INDIRECT($C$4&$C102&\"!D96\")=\"\",\"★\",INDIRECT($C$4&$C102&\"!D96\")),\"★\")","v":"★"},{"$f":"IFERROR(IF(INDIRECT($C$4&$C102&\"!K96\")=\"\",\"★\",INDIRECT($C$4&$C102&\"!K96\")),\"★\")","v":"★"},{"$f":"IFERROR(IF(INDIRECT($C$4&$C102&\"!O96\")=\"\",\"★\",INDIRECT($C$4&$C102&\"!O96\")),\"★\")","v":"★"},{"$f":"IFERROR(IF(INDIRECT($C$4&$C102&\"!Q96\")=\"\",\"★\",INDIRECT($C$4&$C102&\"!Q96\")),\"★\")","v":"★"},{"$f":"IFERROR(IF(INDIRECT($C$4&$C102&\"!T96\")=\"\",\"★\",INDIRECT($C$4&$C102&\"!T96\")),\"★\")","v":"★"},{"$f":"IFERROR(IF(INDIRECT($C$4&$C102&\"!X96\")=\"\",\"★\",INDIRECT($C$4&$C102&\"!X96\")),\"★\")","v":"★"},null,{"$f":"IFERROR(IF(INDIRECT($C$4&$C102&\"!AB96\")=\"\",\"★\",INDIRECT($C$4&$C102&\"!AB96\")),\"★\")","v":"★"},{"$f":"IFERROR(IF(INDIRECT($C$4&$C102&\"!AF96\")=\"\",\"★\",INDIRECT($C$4&$C102&\"!AF96\")),\"★\")","v":"★"},null,{"$f":"IFERROR(IF(INDIRECT($C$4&$C102&\"!CH94\")=\"\",\"★\",INDIRECT($C$4&$C102&\"!CH94\")),\"★\")","v":"★"},null,null,{"$f":"IFERROR(IF(INDIRECT($C$4&$C102&\"!D117\")=\"\",\"★\",INDIRECT($C$4&$C102&\"!D117\")),\"★\")","v":"★"},{"$f":"IFERROR(IF(INDIRECT($C$4&$C102&\"!K117\")=\"\",\"★\",INDIRECT($C$4&$C102&\"!K117\")),\"★\")","v":"★"},{"$f":"IFERROR(IF(INDIRECT($C$4&$C102&\"!O117\")=\"\",\"★\",INDIRECT($C$4&$C102&\"!O117\")),\"★\")","v":"★"},{"$f":"IFERROR(IF(INDIRECT($C$4&$C102&\"!Q117\")=\"\",\"★\",INDIRECT($C$4&$C102&\"!Q117\")),\"★\")","v":"★"},{"$f":"IFERROR(IF(INDIRECT($C$4&$C102&\"!T117\")=\"\",\"★\",INDIRECT($C$4&$C102&\"!T117\")),\"★\")","v":"★"},{"$f":"IFERROR(IF(INDIRECT($C$4&$C102&\"!X117\")=\"\",\"★\",INDIRECT($C$4&$C102&\"!X117\")),\"★\")","v":"★"},null,{"$f":"IFERROR(IF(INDIRECT($C$4&$C102&\"!AB117\")=\"\",\"★\",INDIRECT($C$4&$C102&\"!AB117\")),\"★\")","v":"★"},{"$f":"IFERROR(IF(INDIRECT($C$4&$C102&\"!AF117\")=\"\",\"★\",INDIRECT($C$4&$C102&\"!AF117\")),\"★\")","v":"★"},null,{"$f":"IFERROR(IF(INDIRECT($C$4&$C102&\"!CH101\")=\"\",\"★\",INDIRECT($C$4&$C102&\"!CH101\")),\"★\")","v":"★"},null,null,null,null,null,null,null,null,null,null,null,null,null,null,null,null,null,null,null,null,null,null,null,null,null,null,null,null,null,null,null,null,null,null,null,null,null,"end"]
[null,"end","end","end","end","end","end","end","end","end","end","end","end","end","end","end","end","end","end","end","end","end","end","end","end",null,"end","end","end",null,"end","end","end","end","end","end","end","end",null,"end","end","end",null,"end","end","end","end","end","end","end","end","end","end","end","end","end","end","end","end","end",null,null,null,null,null,"end","end","end","end",null,null,null,null,null,null,"end","end","end","end","end"]